## Summary Scalars
Parameter | Value
Total Cost ($) | 5628796.4747
Capital Cost (CAPEX) | 106477.6444
Operating Cost (OPEX) | 5522318.8303
Annual Fuel Consumption Genset (L) | 922105.2632
Annual Fuel Consumption Diesel Furnace (L) | 1641025.4679

## Generator Summary
Size | Built | Capacity (kW) | Capital Cost ($) | Operating Cost ($)
100 kW | 6 | 600 | 38314.3269 | 89400
500 kW | 0 | 0 | 0 | 0
1000 kW | 0 | 0 | 0 | 0
2000 kW | 0 | 0 | 0 | 0
Total | 6 | 600 | 38314.3269 | 89400

## Diesel Furnace Summary
Size | Built | Capacity (MW) | Capital Cost ($) | Operating Cost ($)
17.58 kW | 302 | 5309.16 | 68163.3175 | 84946.56
Total | 302 | 5309.16 | 68163.3175 | 84946.56

## Time Series
Time | Electric Load (kW) | Thermal Load (kW) | Diesel Generation (kW) | Thermal Generation (kW)
0 | 412.6956 | 112.8575 | 412.6956 | 112.8575
1 | 391.7844 | 105.208 | 391.7844 | 105.208
2 | 389.9474 | 107.8373 | 389.9474 | 107.8373
3 | 392.6406 | 110.2478 | 392.6406 | 110.2478
4 | 388.4747 | 131.4488 | 388.4747 | 131.4488
5 | 396.1153 | 154.1241 | 396.1153 | 154.1241
6 | 392.6684 | 147.6056 | 392.6684 | 147.6056
7 | 369.2286 | 137.6317 | 369.2286 | 137.6317
8 | 353.2443 | 125.0604 | 353.2443 | 125.0604
9 | 349.3495 | 113.1537 | 349.3495 | 113.1537
10 | 352.9493 | 77.1918 | 352.9493 | 77.1918
11 | 341.9238 | 55.2297 | 341.9238 | 55.2297
12 | 322.8526 | 45.1734 | 322.8526 | 45.1734
13 | 303.0806 | 39.9157 | 303.0806 | 39.9157
14 | 289.0949 | 41.0086 | 289.0949 | 41.0086
15 | 278.2186 | 46.6469 | 278.2186 | 46.6469
16 | 267.0755 | 69.9915 | 267.0755 | 69.9915
17 | 266.3668 | 147.9633 | 266.3668 | 147.9633
18 | 273.9174 | 173.0406 | 273.9174 | 173.0406
19 | 290.4335 | 173.2028 | 290.4335 | 173.2028
20 | 322.8256 | 157.4917 | 322.8256 | 157.4917
21 | 352.4278 | 149.715 | 352.4278 | 149.715
22 | 376.0115 | 134.4448 | 376.0115 | 134.4448
23 | 409.611 | 127.3619 | 409.611 | 127.3619
24 | 415.8772 | 116.0468 | 415.8772 | 116.0468
25 | 395.0811 | 108.8361 | 395.0811 | 108.8361
26 | 387.2663 | 111.4654 | 387.2663 | 111.4654
27 | 387.9867 | 113.9383 | 387.9867 | 113.9383
28 | 387.9243 | 134.7421 | 387.9243 | 134.7421
29 | 389.5892 | 156.191 | 389.5892 | 156.191
30 | 384.8106 | 148.691 | 384.8106 | 148.691
31 | 366.0843 | 137.7033 | 366.0843 | 137.7033
32 | 351.1054 | 124.259 | 351.1054 | 124.259
33 | 346.3432 | 111.9528 | 346.3432 | 111.9528
34 | 349.9225 | 76.0948 | 349.9225 | 76.0948
35 | 341.8326 | 54.5669 | 341.8326 | 54.5669
36 | 319.6741 | 44.9333 | 319.6741 | 44.9333
37 | 299.6021 | 39.7587 | 299.6021 | 39.7587
38 | 289.5893 | 40.6853 | 289.5893 | 40.6853
39 | 279.3194 | 46.125 | 279.3194 | 46.125
40 | 268.746 | 69.2133 | 268.746 | 69.2133
41 | 267.6011 | 146.9379 | 267.6011 | 146.9379
42 | 272.6487 | 171.8235 | 272.6487 | 171.8235
43 | 286.2066 | 171.8402 | 286.2066 | 171.8402
44 | 316.2833 | 155.9283 | 316.2833 | 155.9283
45 | 346.9475 | 147.5557 | 346.9475 | 147.5557
46 | 368.7002 | 131.2971 | 368.7002 | 131.2971
47 | 400.1317 | 123.2165 | 400.1317 | 123.2165
48 | 402.7113 | 111.0215 | 402.7113 | 111.0215
49 | 387.3202 | 102.9655 | 387.3202 | 102.9655
50 | 381.7138 | 104.8073 | 381.7138 | 104.8073
51 | 384.2534 | 106.2617 | 384.2534 | 106.2617
52 | 382.6847 | 127.2018 | 382.6847 | 127.2018
53 | 388.089 | 149.7985 | 388.089 | 149.7985
54 | 382.123 | 143.0214 | 382.123 | 143.0214
55 | 362.3017 | 132.3639 | 362.3017 | 132.3639
56 | 346.221 | 119.0674 | 346.221 | 119.0674
57 | 340.9634 | 106.8143 | 340.9634 | 106.8143
58 | 347.5085 | 71.0833 | 347.5085 | 71.0833
59 | 338.6888 | 49.657 | 338.6888 | 49.657
60 | 317.9923 | 40.0049 | 317.9923 | 40.0049
61 | 300.9829 | 34.8627 | 300.9829 | 34.8627
62 | 288.9697 | 35.9209 | 288.9697 | 35.9209
63 | 277.9194 | 41.4646 | 277.9194 | 41.4646
64 | 268.6555 | 64.793 | 268.6555 | 64.793
65 | 265.7405 | 142.7301 | 265.7405 | 142.7301
66 | 270.6857 | 167.7473 | 270.6857 | 167.7473
67 | 282.105 | 167.7202 | 282.105 | 167.7202
68 | 307.4778 | 151.6881 | 307.4778 | 151.6881
69 | 331.3381 | 143.1562 | 331.3381 | 143.1562
70 | 354.8918 | 127.154 | 354.8918 | 127.154
71 | 381.798 | 119.0779 | 381.798 | 119.0779
72 | 390.824 | 105.8807 | 390.824 | 105.8807
73 | 376.6509 | 95.9979 | 376.6509 | 95.9979
74 | 370.8199 | 95.9044 | 370.8199 | 95.9044
75 | 372.8147 | 95.6868 | 372.8147 | 95.6868
76 | 370.102 | 114.5599 | 370.102 | 114.5599
77 | 371.2408 | 135.249 | 371.2408 | 135.249
78 | 360.2887 | 126.1394 | 360.2887 | 126.1394
79 | 349.5862 | 113.803 | 349.5862 | 113.803
80 | 340.2675 | 99.7652 | 340.2675 | 99.7652
81 | 339.0881 | 87.8839 | 339.0881 | 87.8839
82 | 341.3759 | 54.2082 | 341.3759 | 54.2082
83 | 336.893 | 37.4955 | 336.893 | 37.4955
84 | 316.7984 | 31.6863 | 316.7984 | 31.6863
85 | 296.97 | 27.8628 | 296.97 | 27.8628
86 | 287.023 | 29.7132 | 287.023 | 29.7132
87 | 278.6938 | 35.7833 | 278.6938 | 35.7833
88 | 267.0116 | 59.2919 | 267.0116 | 59.2919
89 | 264.5668 | 137.2798 | 264.5668 | 137.2798
90 | 268.9296 | 162.5765 | 268.9296 | 162.5765
91 | 282.8817 | 162.8358 | 282.8817 | 162.8358
92 | 304.9032 | 146.1293 | 304.9032 | 146.1293
93 | 332.5412 | 136.6436 | 332.5412 | 136.6436
94 | 352.7315 | 119.6298 | 352.7315 | 119.6298
95 | 378.2696 | 110.4222 | 378.2696 | 110.4222
96 | 388.6173 | 96.1579 | 388.6173 | 96.1579
97 | 370.0874 | 85.2106 | 370.0874 | 85.2106
98 | 365.7135 | 86.1447 | 365.7135 | 86.1447
99 | 365.0533 | 88.5252 | 365.0533 | 88.5252
100 | 370.6929 | 110.2182 | 370.6929 | 110.2182
101 | 378.4004 | 133.2837 | 378.4004 | 133.2837
102 | 368.7921 | 127.1532 | 368.7921 | 127.1532
103 | 357.8278 | 116.2094 | 357.8278 | 116.2094
104 | 348.0187 | 102.1878 | 348.0187 | 102.1878
105 | 341.951 | 89.6391 | 341.951 | 89.6391
106 | 342.7484 | 54.1852 | 342.7484 | 54.1852
107 | 332.5996 | 32.6896 | 332.5996 | 32.6896
108 | 315.0674 | 22.8643 | 315.0674 | 22.8643
109 | 298.8562 | 18.7636 | 298.8562 | 18.7636
110 | 287.0373 | 20.7641 | 287.0373 | 20.7641
111 | 276.6967 | 27.4139 | 276.6967 | 27.4139
112 | 267.0528 | 51.4745 | 267.0528 | 51.4745
113 | 264.3788 | 130.8018 | 264.3788 | 130.8018
114 | 271.3929 | 154.5466 | 271.3929 | 154.5466
115 | 285.708 | 153.3671 | 285.708 | 153.3671
116 | 312.9922 | 137.9262 | 312.9922 | 137.9262
117 | 336.0671 | 131.6921 | 336.0671 | 131.6921
118 | 358.5385 | 117.0225 | 358.5385 | 117.0225
119 | 387.7729 | 106.0019 | 387.7729 | 106.0019
120 | 391.0444 | 91.3866 | 391.0444 | 91.3866
121 | 371.3607 | 82.37 | 371.3607 | 82.37
122 | 368.8497 | 85.8399 | 368.8497 | 85.8399
123 | 372.374 | 90.0287 | 372.374 | 90.0287
124 | 371.8635 | 112.239 | 371.8635 | 112.239
125 | 373.4917 | 135.637 | 373.4917 | 135.637
126 | 367.0458 | 130.4857 | 367.0458 | 130.4857
127 | 351.9876 | 120.8006 | 351.9876 | 120.8006
128 | 341.7185 | 108.8597 | 341.7185 | 108.8597
129 | 338.4029 | 97.4496 | 338.4029 | 97.4496
130 | 341.028 | 62.349 | 341.028 | 62.349
131 | 333.8009 | 42.5532 | 333.8009 | 42.5532
132 | 315.4472 | 34.1366 | 315.4472 | 34.1366
133 | 297.6541 | 29.4794 | 297.6541 | 29.4794
134 | 285.9912 | 31.5399 | 285.9912 | 31.5399
135 | 275.5955 | 37.8041 | 275.5955 | 37.8041
136 | 264.4528 | 61.599 | 264.4528 | 61.599
137 | 264.9603 | 139.8248 | 264.9603 | 139.8248
138 | 272.8621 | 165.0384 | 272.8621 | 165.0384
139 | 289.5702 | 165.3369 | 289.5702 | 165.3369
140 | 323.2579 | 148.157 | 323.2579 | 148.157
141 | 350.0557 | 137.1031 | 350.0557 | 137.1031
142 | 372.6591 | 118.2257 | 372.6591 | 118.2257
143 | 401.9028 | 109.055 | 401.9028 | 109.055
144 | 406.3642 | 97.0448 | 406.3642 | 97.0448
145 | 383.5634 | 88.7648 | 383.5634 | 88.7648
146 | 377.2395 | 91.0338 | 377.2395 | 91.0338
147 | 383.8534 | 92.9224 | 383.8534 | 92.9224
148 | 380.8965 | 113.5091 | 380.8965 | 113.5091
149 | 381.1313 | 135.9557 | 381.1313 | 135.9557
150 | 373.5979 | 128.8899 | 373.5979 | 128.8899
151 | 358.2776 | 118.0731 | 358.2776 | 118.0731
152 | 343.4233 | 105.1808 | 343.4233 | 105.1808
153 | 341.0964 | 94.1309 | 341.0964 | 94.1309
154 | 344.0338 | 60.162 | 344.0338 | 60.162
155 | 334.57 | 41.5347 | 334.57 | 41.5347
156 | 315.9073 | 33.975 | 315.9073 | 33.975
157 | 296.2501 | 29.8928 | 296.2501 | 29.8928
158 | 283.5517 | 32.1011 | 283.5517 | 32.1011
159 | 271.0538 | 38.654 | 271.0538 | 38.654
160 | 260.4466 | 63.0355 | 260.4466 | 63.0355
161 | 260.3628 | 141.6146 | 260.3628 | 141.6146
162 | 269.7599 | 167.1284 | 269.7599 | 167.1284
163 | 284.7779 | 167.4154 | 284.7779 | 167.4154
164 | 316.6353 | 149.5496 | 316.6353 | 149.5496
165 | 345.1643 | 139.2809 | 345.1643 | 139.2809
166 | 364.488 | 122.4081 | 364.488 | 122.4081
167 | 391.8489 | 114.7108 | 391.8489 | 114.7108
168 | 394.829 | 103.4257 | 394.829 | 103.4257
169 | 375.4338 | 96.8293 | 375.4338 | 96.8293
170 | 370.4205 | 99.8258 | 370.4205 | 99.8258
171 | 375.4121 | 102.7906 | 375.4121 | 102.7906
172 | 372.8592 | 124.3658 | 372.8592 | 124.3658
173 | 373.7643 | 146.7177 | 373.7643 | 146.7177
174 | 366.882 | 139.1715 | 366.882 | 139.1715
175 | 350.1858 | 128.0637 | 350.1858 | 128.0637
176 | 336.8112 | 114.698 | 336.8112 | 114.698
177 | 333.5267 | 103.3502 | 333.5267 | 103.3502
178 | 339.8625 | 68.633 | 339.8625 | 68.633
179 | 330.6863 | 48.0497 | 330.6863 | 48.0497
180 | 311.9763 | 39.4114 | 311.9763 | 39.4114
181 | 294.267 | 35.2576 | 294.267 | 35.2576
182 | 280.8639 | 36.877 | 280.8639 | 36.877
183 | 269.8758 | 42.9541 | 269.8758 | 42.9541
184 | 260.2707 | 66.3842 | 260.2707 | 66.3842
185 | 261.5236 | 144.4367 | 261.5236 | 144.4367
186 | 268.7846 | 169.3154 | 268.7846 | 169.3154
187 | 286.9041 | 169.0458 | 286.9041 | 169.0458
188 | 319.883 | 152.986 | 319.883 | 152.986
189 | 347.6804 | 144.9691 | 347.6804 | 144.9691
190 | 372.2132 | 129.8237 | 372.2132 | 129.8237
191 | 400.4044 | 123.0756 | 400.4044 | 123.0756
192 | 403.5661 | 112.0007 | 403.5661 | 112.0007
193 | 387.3917 | 104.2957 | 387.3917 | 104.2957
194 | 375.1507 | 106.35 | 375.1507 | 106.35
195 | 380.1483 | 108.1739 | 380.1483 | 108.1739
196 | 382.4397 | 128.8346 | 382.4397 | 128.8346
197 | 386.6801 | 151.0017 | 386.6801 | 151.0017
198 | 379.2746 | 143.9498 | 379.2746 | 143.9498
199 | 360.7002 | 133.3547 | 360.7002 | 133.3547
200 | 351.9089 | 120.3492 | 351.9089 | 120.3492
201 | 345.5411 | 108.2854 | 345.5411 | 108.2854
202 | 347.6983 | 72.2218 | 347.6983 | 72.2218
203 | 333.1978 | 50.142 | 333.1978 | 50.142
204 | 315.252 | 39.8433 | 315.252 | 39.8433
205 | 296.2651 | 34.2622 | 296.2651 | 34.2622
206 | 285.2128 | 35.1473 | 285.2128 | 35.1473
207 | 275.5686 | 40.7232 | 275.5686 | 40.7232
208 | 267.486 | 64.084 | 267.486 | 64.084
209 | 265.6321 | 142.0141 | 265.6321 | 142.0141
210 | 271.2954 | 167.066 | 271.2954 | 167.066
211 | 287.5775 | 167.3484 | 287.5775 | 167.3484
212 | 314.3091 | 151.8244 | 314.3091 | 151.8244
213 | 339.5254 | 143.7566 | 339.5254 | 143.7566
214 | 361.2405 | 127.9761 | 361.2405 | 127.9761
215 | 395.032 | 119.9601 | 395.032 | 119.9601
216 | 401.2415 | 106.5342 | 401.2415 | 106.5342
217 | 385.4929 | 96.3536 | 385.4929 | 96.3536
218 | 383.5574 | 98.3639 | 383.5574 | 98.3639
219 | 381.9703 | 99.5528 | 381.9703 | 99.5528
220 | 383.6453 | 119.9178 | 383.6453 | 119.9178
221 | 384.0936 | 141.0965 | 384.0936 | 141.0965
222 | 379.271 | 133.1277 | 379.271 | 133.1277
223 | 363.3751 | 121.6527 | 363.3751 | 121.6527
224 | 349.0496 | 107.9313 | 349.0496 | 107.9313
225 | 345.3029 | 96.1263 | 345.3029 | 96.1263
226 | 348.4283 | 61.5615 | 348.4283 | 61.5615
227 | 335.9118 | 44.2991 | 335.9118 | 44.2991
228 | 317.9434 | 38.7971 | 317.9434 | 38.7971
229 | 299.3901 | 36.0775 | 299.3901 | 36.0775
230 | 286.3461 | 38.4428 | 286.3461 | 38.4428
231 | 277.1146 | 43.9357 | 277.1146 | 43.9357
232 | 265.9082 | 66.6844 | 265.9082 | 66.6844
233 | 265.9346 | 144.0372 | 265.9346 | 144.0372
234 | 270.3642 | 168.8697 | 270.3642 | 168.8697
235 | 281.0567 | 168.8056 | 281.0567 | 168.8056
236 | 305.2619 | 152.2793 | 305.2619 | 152.2793
237 | 328.1513 | 143.2647 | 328.1513 | 143.2647
238 | 349.1414 | 126.1678 | 349.1414 | 126.1678
239 | 381.0899 | 114.6484 | 381.0899 | 114.6484
240 | 384.3526 | 96.1187 | 384.3526 | 96.1187
241 | 371.4282 | 82.3307 | 371.4282 | 82.3307
242 | 367.6652 | 81.7914 | 367.6652 | 81.7914
243 | 365.7282 | 84.4052 | 365.7282 | 84.4052
244 | 370.5931 | 105.7448 | 370.5931 | 105.7448
245 | 374.0602 | 128.1498 | 374.0602 | 128.1498
246 | 366.2855 | 121.0148 | 366.2855 | 121.0148
247 | 352.7078 | 110.0386 | 352.7078 | 110.0386
248 | 341.0703 | 96.3934 | 341.0703 | 96.3934
249 | 337.1383 | 83.6761 | 337.1383 | 83.6761
250 | 341.0638 | 49.0882 | 341.0638 | 49.0882
251 | 328.9857 | 31.8721 | 328.9857 | 31.8721
252 | 313.1437 | 25.0352 | 313.1437 | 25.0352
253 | 296.6625 | 22.2047 | 296.6625 | 22.2047
254 | 285.1324 | 25.8241 | 285.1324 | 25.8241
255 | 276.8063 | 33.3215 | 276.8063 | 33.3215
256 | 265.2407 | 57.927 | 265.2407 | 57.927
257 | 265.7665 | 136.6701 | 265.7665 | 136.6701
258 | 268.3031 | 162.2924 | 268.3031 | 162.2924
259 | 279.9971 | 162.7087 | 279.9971 | 162.7087
260 | 299.9281 | 145.7021 | 299.9281 | 145.7021
261 | 322.1602 | 135.2233 | 322.1602 | 135.2233
262 | 344.6528 | 117.0617 | 344.6528 | 117.0617
263 | 371.0278 | 106.6994 | 371.0278 | 106.6994
264 | 378.9919 | 91.3451 | 378.9919 | 91.3451
265 | 366.8603 | 78.9728 | 366.8603 | 78.9728
266 | 364.7375 | 81.7914 | 364.7375 | 81.7914
267 | 363.0371 | 84.4052 | 363.0371 | 84.4052
268 | 363.5972 | 105.7448 | 363.5972 | 105.7448
269 | 366.2487 | 128.1498 | 366.2487 | 128.1498
270 | 356.8414 | 121.0148 | 356.8414 | 121.0148
271 | 345.2756 | 110.0386 | 345.2756 | 110.0386
272 | 336.8181 | 96.3934 | 336.8181 | 96.3934
273 | 337.9888 | 83.6761 | 337.9888 | 83.6761
274 | 342.4675 | 48.437 | 342.4675 | 48.437
275 | 333.0698 | 29.4633 | 333.0698 | 29.4633
276 | 314.4803 | 22.1091 | 314.4803 | 22.1091
277 | 295.6445 | 18.7798 | 295.6445 | 18.7798
278 | 285.406 | 21.5308 | 285.406 | 21.5308
279 | 276.9192 | 28.4994 | 276.9192 | 28.4994
280 | 268.3326 | 52.5137 | 268.3326 | 52.5137
281 | 264.9093 | 130.788 | 264.9093 | 130.788
282 | 269.4318 | 155.9854 | 269.4318 | 155.9854
283 | 280.7255 | 156.3462 | 280.7255 | 156.3462
284 | 305.6697 | 140.1802 | 305.6697 | 140.1802
285 | 329.2815 | 131.7891 | 329.2815 | 131.7891
286 | 349.1508 | 116.1287 | 349.1508 | 116.1287
287 | 377.9637 | 108.6947 | 377.9637 | 108.6947
288 | 385.5704 | 96.7099 | 385.5704 | 96.7099
289 | 370.3919 | 88.1943 | 370.3919 | 88.1943
290 | 365.2717 | 88.3733 | 365.2717 | 88.3733
291 | 366.2462 | 86.1973 | 366.2462 | 86.1973
292 | 367.0397 | 105.7448 | 367.0397 | 105.7448
293 | 373.5519 | 128.1498 | 373.5519 | 128.1498
294 | 368.5317 | 121.0148 | 368.5317 | 121.0148
295 | 353.5727 | 110.0386 | 353.5727 | 110.0386
296 | 344.9012 | 96.3934 | 344.9012 | 96.3934
297 | 342.2465 | 83.6761 | 342.2465 | 83.6761
298 | 340.2296 | 47.4277 | 340.2296 | 47.4277
299 | 330.3103 | 28.9044 | 330.3103 | 28.9044
300 | 311.4536 | 21.1923 | 311.4536 | 21.1923
301 | 292.7849 | 16.7637 | 292.7849 | 16.7637
302 | 282.377 | 18.0597 | 282.377 | 18.0597
303 | 272.8211 | 24.123 | 272.8211 | 24.123
304 | 261.2845 | 48.2967 | 261.2845 | 48.2967
305 | 261.0038 | 126.9058 | 261.0038 | 126.9058
306 | 268.6622 | 152.5351 | 268.6622 | 152.5351
307 | 283.2332 | 153.5195 | 283.2332 | 153.5195
308 | 315.1094 | 138.2357 | 315.1094 | 138.2357
309 | 343.7342 | 129.9693 | 343.7342 | 129.9693
310 | 361.8729 | 113.7638 | 361.8729 | 113.7638
311 | 394.0651 | 105.3483 | 394.0651 | 105.3483
312 | 391.7992 | 92.643 | 391.7992 | 92.643
313 | 373.3495 | 84.0489 | 373.3495 | 84.0489
314 | 368.8201 | 85.6135 | 368.8201 | 85.6135
315 | 371.0019 | 87.4213 | 371.0019 | 87.4213
316 | 369.393 | 108.4815 | 369.393 | 108.4815
317 | 373.6606 | 131.0251 | 373.6606 | 131.0251
318 | 367.0933 | 124.4512 | 367.0933 | 124.4512
319 | 349.508 | 114.5997 | 349.508 | 114.5997
320 | 337.6161 | 102.5573 | 337.6161 | 102.5573
321 | 334.5283 | 91.7406 | 334.5283 | 91.7406
322 | 340.0336 | 57.4553 | 340.0336 | 57.4553
323 | 329.0488 | 37.4517 | 329.0488 | 37.4517
324 | 305.676 | 29.0305 | 305.676 | 29.0305
325 | 286.084 | 24.8536 | 286.084 | 24.8536
326 | 277.0226 | 26.667 | 277.0226 | 26.667
327 | 266.5758 | 32.8758 | 266.5758 | 32.8758
328 | 255.6833 | 56.7515 | 255.6833 | 56.7515
329 | 255.464 | 135.2821 | 255.464 | 135.2821
330 | 264.6425 | 161.1285 | 264.6425 | 161.1285
331 | 278.147 | 161.9004 | 278.147 | 161.9004
332 | 309.5213 | 146.3302 | 309.5213 | 146.3302
333 | 338.7274 | 137.9045 | 338.7274 | 137.9045
334 | 361.393 | 121.5905 | 361.393 | 121.5905
335 | 386.7268 | 113.3136 | 386.7268 | 113.3136
336 | 392.242 | 100.2133 | 392.242 | 100.2133
337 | 372.3393 | 91.0881 | 372.3393 | 91.0881
338 | 368.8715 | 92.1146 | 368.8715 | 92.1146
339 | 369.122 | 92.285 | 369.122 | 92.285
340 | 368.2898 | 110.4214 | 368.2898 | 110.4214
341 | 371.3101 | 128.718 | 371.3101 | 128.718
342 | 365.4742 | 121.0148 | 365.4742 | 121.0148
343 | 348.7861 | 110.0386 | 348.7861 | 110.0386
344 | 337.242 | 96.9338 | 337.242 | 96.9338
345 | 335.5774 | 86.6945 | 335.5774 | 86.6945
346 | 340.9304 | 53.3307 | 340.9304 | 53.3307
347 | 326.4407 | 35.1445 | 326.4407 | 35.1445
348 | 305.1263 | 27.8804 | 305.1263 | 27.8804
349 | 287.863 | 24.2 | 287.863 | 24.2
350 | 276.1479 | 26.3529 | 276.1479 | 26.3529
351 | 267.0824 | 32.6702 | 267.0824 | 32.6702
352 | 258.1194 | 56.3312 | 258.1194 | 56.3312
353 | 258.0006 | 134.5708 | 258.0006 | 134.5708
354 | 266.3491 | 160.0107 | 266.3491 | 160.0107
355 | 281.429 | 160.2492 | 281.429 | 160.2492
356 | 311.1159 | 142.746 | 311.1159 | 142.746
357 | 339.0448 | 131.669 | 339.0448 | 131.669
358 | 363.9544 | 112.3805 | 363.9544 | 112.3805
359 | 390.1154 | 101.6463 | 390.1154 | 101.6463
360 | 390.9906 | 87.9594 | 390.9906 | 87.9594
361 | 375.8571 | 79.3215 | 375.8571 | 79.3215
362 | 368.6265 | 81.7914 | 368.6265 | 81.7914
363 | 369.2513 | 84.4052 | 369.2513 | 84.4052
364 | 369.2398 | 105.7448 | 369.2398 | 105.7448
365 | 374.9077 | 128.1498 | 374.9077 | 128.1498
366 | 367.1949 | 121.0148 | 367.1949 | 121.0148
367 | 351.0365 | 110.0386 | 351.0365 | 110.0386
368 | 339.2459 | 96.3934 | 339.2459 | 96.3934
369 | 335.2104 | 83.6761 | 335.2104 | 83.6761
370 | 341.797 | 47.1483 | 341.797 | 47.1483
371 | 330.4056 | 27.0199 | 330.4056 | 27.0199
372 | 310.2411 | 18.8182 | 310.2411 | 18.8182
373 | 291.0625 | 14.8468 | 291.0625 | 14.8468
374 | 277.5678 | 16.5078 | 277.5678 | 16.5078
375 | 269.4161 | 22.4948 | 269.4161 | 22.4948
376 | 259.0821 | 46.4307 | 259.0821 | 46.4307
377 | 257.5042 | 124.7719 | 257.5042 | 124.7719
378 | 263.6724 | 150.0986 | 263.6724 | 150.0986
379 | 276.575 | 151.1385 | 276.575 | 151.1385
380 | 304.8899 | 136.2311 | 304.8899 | 136.2311
381 | 332.065 | 130.1564 | 332.065 | 130.1564
382 | 354.3861 | 115.3989 | 354.3861 | 115.3989
383 | 383.0256 | 106.152 | 383.0256 | 106.152
384 | 386.8182 | 92.2411 | 386.8182 | 92.2411
385 | 368.2106 | 82.3376 | 368.2106 | 82.3376
386 | 363.5942 | 82.7198 | 363.5942 | 82.7198
387 | 364.4032 | 84.4052 | 364.4032 | 84.4052
388 | 366.9393 | 106.3014 | 366.9393 | 106.3014
389 | 364.0828 | 130.7757 | 364.0828 | 130.7757
390 | 360.5689 | 126.3495 | 360.5689 | 126.3495
391 | 347.5368 | 119.8422 | 347.5368 | 119.8422
392 | 329.7102 | 109.0537 | 329.7102 | 109.0537
393 | 326.5131 | 97.7706 | 326.5131 | 97.7706
394 | 333.9096 | 62.6515 | 333.9096 | 62.6515
395 | 326.3155 | 42.5047 | 326.3155 | 42.5047
396 | 308.7639 | 33.6517 | 308.7639 | 33.6517
397 | 289.9412 | 28.7912 | 289.9412 | 28.7912
398 | 279.7533 | 30.0688 | 279.7533 | 30.0688
399 | 271.0391 | 36.2637 | 271.0391 | 36.2637
400 | 260.6309 | 60.2711 | 260.6309 | 60.2711
401 | 258.8859 | 138.8086 | 258.8859 | 138.8086
402 | 263.0873 | 164.0753 | 263.0873 | 164.0753
403 | 271.3145 | 163.9697 | 271.3145 | 163.9697
404 | 296.7514 | 147.605 | 296.7514 | 147.605
405 | 320.4651 | 139.013 | 320.4651 | 139.013
406 | 342.5349 | 123.5466 | 342.5349 | 123.5466
407 | 373.7493 | 116.7801 | 373.7493 | 116.7801
408 | 380.9142 | 105.2894 | 380.9142 | 105.2894
409 | 366.1126 | 97.0557 | 366.1126 | 97.0557
410 | 361.9968 | 98.7866 | 361.9968 | 98.7866
411 | 360.3142 | 100.6405 | 360.3142 | 100.6405
412 | 363.0921 | 121.0379 | 363.0921 | 121.0379
413 | 365.2335 | 142.6762 | 365.2335 | 142.6762
414 | 355.481 | 135.2478 | 355.481 | 135.2478
415 | 341.3337 | 124.2786 | 341.3337 | 124.2786
416 | 330.4501 | 110.9428 | 330.4501 | 110.9428
417 | 329.2675 | 99.0731 | 329.2675 | 99.0731
418 | 336.8549 | 64.0233 | 336.8549 | 64.0233
419 | 324.7831 | 43.4747 | 324.7831 | 43.4747
420 | 305.307 | 34.4484 | 305.307 | 34.4484
421 | 289.6785 | 29.8258 | 289.6785 | 29.8258
422 | 279.01 | 31.3529 | 279.01 | 31.3529
423 | 270.6512 | 37.2129 | 270.6512 | 37.2129
424 | 259.9708 | 60.6268 | 259.9708 | 60.6268
425 | 259.1567 | 138.6008 | 259.1567 | 138.6008
426 | 261.2914 | 163.6527 | 261.2914 | 163.6527
427 | 271.7523 | 164.1013 | 271.7523 | 164.1013
428 | 293.2933 | 148.2425 | 293.2933 | 148.2425
429 | 314.5884 | 139.5142 | 314.5884 | 139.5142
430 | 336.5602 | 123.3988 | 336.5602 | 123.3988
431 | 365.7918 | 115.5907 | 365.7918 | 115.5907
432 | 372.2458 | 102.8899 | 372.2458 | 102.8899
433 | 359.7392 | 93.4668 | 359.7392 | 93.4668
434 | 354.7954 | 91.7359 | 354.7954 | 91.7359
435 | 356.8949 | 89.8901 | 356.8949 | 89.8901
436 | 359.2728 | 108.3106 | 359.2728 | 108.3106
437 | 360.6656 | 129.3069 | 360.6656 | 129.3069
438 | 356.6262 | 122.2226 | 356.6262 | 122.2226
439 | 344.7876 | 112.6667 | 344.7876 | 112.6667
440 | 335.2869 | 101.8229 | 335.2869 | 101.8229
441 | 335.5618 | 92.5028 | 335.5618 | 92.5028
442 | 338.4368 | 59.5777 | 338.4368 | 59.5777
443 | 323.9428 | 42.0151 | 323.9428 | 42.0151
444 | 304.0427 | 35.6447 | 304.0427 | 35.6447
445 | 286.9795 | 32.1722 | 286.9795 | 32.1722
446 | 276.1988 | 33.8378 | 276.1988 | 33.8378
447 | 268.4693 | 39.7163 | 268.4693 | 39.7163
448 | 260.6794 | 63.345 | 260.6794 | 63.345
449 | 256.2677 | 140.9379 | 256.2677 | 140.9379
450 | 260.5325 | 165.7381 | 260.5325 | 165.7381
451 | 272.8928 | 166.4315 | 272.8928 | 166.4315
452 | 297.9235 | 149.3833 | 297.9235 | 149.3833
453 | 323.7394 | 138.4911 | 323.7394 | 138.4911
454 | 345.1922 | 119.8215 | 345.1922 | 119.8215
455 | 375.0953 | 110.3206 | 375.0953 | 110.3206
456 | 377.5603 | 97.218 | 377.5603 | 97.218
457 | 365.3432 | 87.6054 | 365.3432 | 87.6054
458 | 358.4865 | 86.408 | 358.4865 | 86.408
459 | 361.991 | 85.7262 | 361.991 | 85.7262
460 | 361.3064 | 105.7448 | 361.3064 | 105.7448
461 | 365.6792 | 128.1498 | 365.6792 | 128.1498
462 | 361.661 | 122.4812 | 361.661 | 122.4812
463 | 349.9491 | 114.2464 | 349.9491 | 114.2464
464 | 336.624 | 103.4302 | 336.624 | 103.4302
465 | 336.5966 | 94.3041 | 336.5966 | 94.3041
466 | 338.8471 | 61.4714 | 338.8471 | 61.4714
467 | 325.5238 | 42.3615 | 325.5238 | 42.3615
468 | 310.4376 | 34.3537 | 310.4376 | 34.3537
469 | 292.326 | 30.2346 | 292.326 | 30.2346
470 | 281.8667 | 32.0272 | 281.8667 | 32.0272
471 | 274.258 | 38.0766 | 274.258 | 38.0766
472 | 267.666 | 61.5875 | 267.666 | 61.5875
473 | 264.4738 | 139.7601 | 264.4738 | 139.7601
474 | 270.7776 | 165.0153 | 270.7776 | 165.0153
475 | 287.0432 | 165.2399 | 287.0432 | 165.2399
476 | 321.0861 | 149.1732 | 321.0861 | 149.1732
477 | 351.6385 | 140.5119 | 351.6385 | 140.5119
478 | 372.9388 | 124.5974 | 372.9388 | 124.5974
479 | 404.0696 | 117.0018 | 404.0696 | 117.0018
480 | 407.3251 | 105.3449 | 407.3251 | 105.3449
481 | 385.4292 | 96.2704 | 385.4292 | 96.2704
482 | 384.6039 | 96.1861 | 384.6039 | 96.1861
483 | 389.3811 | 96.4651 | 389.3811 | 96.4651
484 | 384.6031 | 116.8671 | 384.6031 | 116.8671
485 | 386.4738 | 138.8148 | 386.4738 | 138.8148
486 | 382.4986 | 131.0331 | 382.4986 | 131.0331
487 | 361.9483 | 119.6343 | 361.9483 | 119.6343
488 | 347.8194 | 106.5133 | 347.8194 | 106.5133
489 | 345.6974 | 94.9461 | 345.6974 | 94.9461
490 | 348.2279 | 60.4437 | 348.2279 | 60.4437
491 | 332.33 | 41.2253 | 332.33 | 41.2253
492 | 310.1006 | 33.3076 | 310.1006 | 33.3076
493 | 292.3073 | 28.8951 | 292.3073 | 28.8951
494 | 282.3106 | 30.5376 | 282.3106 | 30.5376
495 | 275.7874 | 36.5201 | 275.7874 | 36.5201
496 | 267.6015 | 59.8554 | 267.6015 | 59.8554
497 | 264.9523 | 137.4761 | 264.9523 | 137.4761
498 | 270.3919 | 161.9229 | 270.3919 | 161.9229
499 | 284.9678 | 162.5979 | 284.9678 | 162.5979
500 | 317.0251 | 145.9353 | 317.0251 | 145.9353
501 | 346.1242 | 134.1725 | 346.1242 | 134.1725
502 | 370.8015 | 115.9624 | 370.8015 | 115.9624
503 | 396.9474 | 105.286 | 396.9474 | 105.286
504 | 403.1937 | 89.6176 | 403.1937 | 89.6176
505 | 382.8402 | 78.8896 | 382.8402 | 78.8896
506 | 378.814 | 81.7914 | 378.814 | 81.7914
507 | 379.9339 | 84.4052 | 379.9339 | 84.4052
508 | 378.6555 | 105.7448 | 378.6555 | 105.7448
509 | 377.484 | 128.1498 | 377.484 | 128.1498
510 | 374.0902 | 121.0148 | 374.0902 | 121.0148
511 | 357.551 | 110.0917 | 357.551 | 110.0917
512 | 346.3495 | 97.174 | 346.3495 | 97.174
513 | 346.2111 | 85.8493 | 346.2111 | 85.8493
514 | 346.187 | 51.9057 | 346.187 | 51.9057
515 | 331.6269 | 34.2392 | 331.6269 | 34.2392
516 | 309.4851 | 26.6818 | 309.4851 | 26.6818
517 | 292.1113 | 22.528 | 292.1113 | 22.528
518 | 282.7861 | 24.8449 | 282.7861 | 24.8449
519 | 274.9749 | 32.0328 | 274.9749 | 32.0328
520 | 269.0078 | 56.6107 | 269.0078 | 56.6107
521 | 267.088 | 135.8041 | 267.088 | 135.8041
522 | 272.8091 | 161.9045 | 272.8091 | 161.9045
523 | 288.7333 | 162.8981 | 288.7333 | 162.8981
524 | 319.9378 | 145.2471 | 319.9378 | 145.2471
525 | 348.212 | 133.2256 | 348.212 | 133.2256
526 | 372.222 | 113.2211 | 372.222 | 113.2211
527 | 399.2815 | 100.8842 | 399.2815 | 100.8842
528 | 396.4592 | 85.7216 | 396.4592 | 85.7216
529 | 377.4984 | 78.8111 | 377.4984 | 78.8111
530 | 370.7023 | 81.7914 | 370.7023 | 81.7914
531 | 378.1424 | 84.4052 | 378.1424 | 84.4052
532 | 377.8465 | 105.7448 | 377.8465 | 105.7448
533 | 378.0464 | 128.1498 | 378.0464 | 128.1498
534 | 366.9376 | 121.0148 | 366.9376 | 121.0148
535 | 353.003 | 110.0386 | 353.003 | 110.0386
536 | 342.9443 | 96.3934 | 342.9443 | 96.3934
537 | 342.6214 | 83.8239 | 342.6214 | 83.8239
538 | 343.548 | 50.3515 | 343.548 | 50.3515
539 | 329.619 | 31.1469 | 329.619 | 31.1469
540 | 308.8873 | 22.9359 | 308.8873 | 22.9359
541 | 290.8126 | 18.1909 | 290.8126 | 18.1909
542 | 280.1872 | 20.159 | 280.1872 | 20.159
543 | 274.0384 | 27.1576 | 274.0384 | 27.1576
544 | 266.5728 | 51.232 | 266.5728 | 51.232
545 | 261.923 | 129.6079 | 261.923 | 129.6079
546 | 266.665 | 155.0362 | 266.665 | 155.0362
547 | 280.4967 | 155.1777 | 280.4967 | 155.1777
548 | 309.6724 | 138.5821 | 309.6724 | 138.5821
549 | 335.5693 | 128.6691 | 335.5693 | 128.6691
550 | 362.9921 | 109.8701 | 362.9921 | 109.8701
551 | 386.3045 | 97.6464 | 386.3045 | 97.6464
552 | 389.6736 | 85.6154 | 389.6736 | 85.6154
553 | 372.8196 | 78.8111 | 372.8196 | 78.8111
554 | 368.7578 | 81.7914 | 368.7578 | 81.7914
555 | 371.7765 | 84.4052 | 371.7765 | 84.4052
556 | 370.0373 | 105.7448 | 370.0373 | 105.7448
557 | 371.6801 | 128.1498 | 371.6801 | 128.1498
558 | 362.7507 | 121.0148 | 362.7507 | 121.0148
559 | 352.3177 | 110.0386 | 352.3177 | 110.0386
560 | 338.0717 | 96.3934 | 338.0717 | 96.3934
561 | 337.7949 | 83.6761 | 337.7949 | 83.6761
562 | 340.4311 | 47.1483 | 340.4311 | 47.1483
563 | 329.2476 | 24.7682 | 329.2476 | 24.7682
564 | 309.6853 | 14.3817 | 309.6853 | 14.3817
565 | 292.7381 | 9.6644 | 292.7381 | 9.6644
566 | 283.2978 | 13.972 | 283.2978 | 13.972
567 | 275.9494 | 22.8413 | 275.9494 | 22.8413
568 | 266.7032 | 46.4861 | 266.7032 | 46.4861
569 | 263.8714 | 124.2615 | 263.8714 | 124.2615
570 | 266.7287 | 150.8376 | 266.7287 | 150.8376
571 | 277.0686 | 153.0715 | 277.0686 | 153.0715
572 | 301.9365 | 137.4181 | 301.9365 | 137.4181
573 | 323.0588 | 127.0317 | 323.0588 | 127.0317
574 | 343.8809 | 107.5907 | 343.8809 | 107.5907
575 | 371.557 | 96.1799 | 371.557 | 96.1799
576 | 376.6737 | 85.6154 | 376.6737 | 85.6154
577 | 362.2199 | 78.8111 | 362.2199 | 78.8111
578 | 356.519 | 81.7914 | 356.519 | 81.7914
579 | 359.7778 | 84.4052 | 359.7778 | 84.4052
580 | 361.9348 | 105.7448 | 361.9348 | 105.7448
581 | 361.5984 | 128.1498 | 361.5984 | 128.1498
582 | 352.2893 | 121.0148 | 352.2893 | 121.0148
583 | 337.5793 | 110.0386 | 337.5793 | 110.0386
584 | 327.7521 | 96.3934 | 327.7521 | 96.3934
585 | 332.3073 | 83.6761 | 332.3073 | 83.6761
586 | 337.778 | 47.1483 | 337.778 | 47.1483
587 | 322.7553 | 26.8306 | 322.7553 | 26.8306
588 | 303.6297 | 17.354 | 303.6297 | 17.354
589 | 287.864 | 13.0131 | 287.864 | 13.0131
590 | 279.2949 | 14.6025 | 279.2949 | 14.6025
591 | 271.9941 | 20.3933 | 271.9941 | 20.3933
592 | 262.2844 | 44.8279 | 262.2844 | 44.8279
593 | 259.3209 | 123.2038 | 259.3209 | 123.2038
594 | 262.9835 | 148.7915 | 262.9835 | 148.7915
595 | 274.9835 | 149.3048 | 274.9835 | 149.3048
596 | 295.3413 | 133.4551 | 295.3413 | 133.4551
597 | 315.4929 | 123.6322 | 315.4929 | 123.6322
598 | 339.0042 | 104.4245 | 339.0042 | 104.4245
599 | 365.1723 | 96.173 | 365.1723 | 96.173
600 | 366.2041 | 85.6154 | 366.2041 | 85.6154
601 | 354.7718 | 78.8111 | 354.7718 | 78.8111
602 | 348.2771 | 81.7914 | 348.2771 | 81.7914
603 | 352.7199 | 84.4052 | 352.7199 | 84.4052
604 | 355.3014 | 105.7448 | 355.3014 | 105.7448
605 | 356.6587 | 128.1498 | 356.6587 | 128.1498
606 | 348.553 | 121.0148 | 348.553 | 121.0148
607 | 336.301 | 110.0386 | 336.301 | 110.0386
608 | 328.5377 | 96.3934 | 328.5377 | 96.3934
609 | 330.2735 | 83.6761 | 330.2735 | 83.6761
610 | 333.2781 | 47.1483 | 333.2781 | 47.1483
611 | 321.3852 | 24.7682 | 321.3852 | 24.7682
612 | 302.9208 | 14.3817 | 302.9208 | 14.3817
613 | 284.9178 | 8.7799 | 284.9178 | 8.7799
614 | 275.2634 | 10.2839 | 275.2634 | 10.2839
615 | 268.9275 | 17.3448 | 268.9275 | 17.3448
616 | 261.1443 | 41.3638 | 261.1443 | 41.3638
617 | 257.2678 | 121.0029 | 257.2678 | 121.0029
618 | 261.8777 | 148.5952 | 261.8777 | 148.5952
619 | 275.191 | 151.9214 | 275.191 | 151.9214
620 | 300.5997 | 138.5844 | 300.5997 | 138.5844
621 | 324.7422 | 130.8677 | 324.7422 | 130.8677
622 | 346.6141 | 113.9371 | 346.6141 | 113.9371
623 | 372.4571 | 103.6186 | 372.4571 | 103.6186
624 | 375.3866 | 88.3243 | 375.3866 | 88.3243
625 | 358.3624 | 78.8111 | 358.3624 | 78.8111
626 | 355.0471 | 81.7914 | 355.0471 | 81.7914
627 | 357.5173 | 84.4052 | 357.5173 | 84.4052
628 | 357.962 | 105.7448 | 357.962 | 105.7448
629 | 362.9035 | 128.1498 | 362.9035 | 128.1498
630 | 356.4957 | 121.0148 | 356.4957 | 121.0148
631 | 341.0333 | 110.0386 | 341.0333 | 110.0386
632 | 333.9079 | 96.3934 | 333.9079 | 96.3934
633 | 335.7904 | 83.6761 | 335.7904 | 83.6761
634 | 340.7114 | 47.1483 | 340.7114 | 47.1483
635 | 325.2259 | 26.5072 | 325.2259 | 26.5072
636 | 301.5117 | 18.6796 | 301.5117 | 18.6796
637 | 285.1507 | 15.4912 | 285.1507 | 15.4912
638 | 275.5839 | 18.2353 | 275.5839 | 18.2353
639 | 270.0482 | 24.4232 | 270.0482 | 24.4232
640 | 263.0533 | 48.2944 | 263.0533 | 48.2944
641 | 259.9186 | 126.8411 | 259.9186 | 126.8411
642 | 264.5744 | 152.2741 | 264.5744 | 152.2741
643 | 281.0871 | 152.4225 | 281.0871 | 152.4225
644 | 313.4578 | 135.0232 | 313.4578 | 135.0232
645 | 346.0319 | 124.4867 | 346.0319 | 124.4867
646 | 369.7489 | 107.2397 | 369.7489 | 107.2397
647 | 402.2182 | 98.815 | 402.2182 | 98.815
648 | 402.4911 | 85.6154 | 402.4911 | 85.6154
649 | 385.93 | 78.8111 | 385.93 | 78.8111
650 | 379.9278 | 81.7914 | 379.9278 | 81.7914
651 | 381.5512 | 84.4052 | 381.5512 | 84.4052
652 | 381.8229 | 105.7448 | 381.8229 | 105.7448
653 | 381.2817 | 128.1498 | 381.2817 | 128.1498
654 | 373.1789 | 121.0148 | 373.1789 | 121.0148
655 | 356.6749 | 110.0386 | 356.6749 | 110.0386
656 | 348.8687 | 96.3934 | 348.8687 | 96.3934
657 | 350.7287 | 83.6761 | 350.7287 | 83.6761
658 | 348.5118 | 47.1483 | 348.5118 | 47.1483
659 | 328.7969 | 26.9738 | 328.7969 | 26.9738
660 | 296.1406 | 17.9614 | 296.1406 | 17.9614
661 | 278.9353 | 12.8515 | 278.9353 | 12.8515
662 | 268.3057 | 14.1037 | 268.3057 | 14.1037
663 | 263.3237 | 20.3863 | 263.3237 | 20.3863
664 | 257.9079 | 44.1328 | 257.9079 | 44.1328
665 | 252.6954 | 123.3239 | 252.6954 | 123.3239
666 | 257.5216 | 152.8261 | 257.5216 | 152.8261
667 | 273.1639 | 156.5449 | 273.1639 | 156.5449
668 | 303.2585 | 142.9146 | 303.2585 | 142.9146
669 | 334.3574 | 136.1932 | 334.3574 | 136.1932
670 | 358.0817 | 120.3388 | 358.0817 | 120.3388
671 | 384.2952 | 112.8402 | 384.2952 | 112.8402
672 | 385.0669 | 101.181 | 385.0669 | 101.181
673 | 366.7978 | 93.707 | 366.7978 | 93.707
674 | 364.2728 | 95.4587 | 364.2728 | 95.4587
675 | 365.6849 | 96.2179 | 365.6849 | 96.2179
676 | 366.0135 | 115.9548 | 366.0135 | 115.9548
677 | 366.0491 | 136.5169 | 366.0491 | 136.5169
678 | 358.565 | 128.6128 | 358.565 | 128.6128
679 | 342.6215 | 117.9784 | 342.6215 | 117.9784
680 | 331.3322 | 105.6496 | 331.3322 | 105.6496
681 | 335.0204 | 95.1702 | 335.0204 | 95.1702
682 | 336.0522 | 62.1158 | 336.0522 | 62.1158
683 | 319.911 | 44.3453 | 319.911 | 44.3453
684 | 297.8101 | 36.7555 | 297.8101 | 36.7555
685 | 281.119 | 33.1861 | 281.119 | 33.1861
686 | 270.2571 | 35.1657 | 270.2571 | 35.1657
687 | 265.5077 | 41.162 | 265.5077 | 41.162
688 | 256.7874 | 64.6198 | 256.7874 | 64.6198
689 | 251.9101 | 142.7 | 251.9101 | 142.7
690 | 259.842 | 167.5048 | 259.842 | 167.5048
691 | 275.1676 | 167.4939 | 275.1676 | 167.4939
692 | 303.7763 | 151.568 | 303.7763 | 151.568
693 | 331.5779 | 142.6319 | 331.5779 | 142.6319
694 | 350.5836 | 125.535 | 350.5836 | 125.535
695 | 376.1517 | 115.8216 | 376.1517 | 115.8216
696 | 377.9545 | 101.5204 | 377.9545 | 101.5204
697 | 360.5641 | 90.9865 | 360.5641 | 90.9865
698 | 356.4831 | 90.7197 | 356.4831 | 90.7197
699 | 359.0341 | 89.6638 | 359.0341 | 89.6638
700 | 357.1321 | 108.2252 | 357.1321 | 108.2252
701 | 357.0652 | 129.1429 | 357.0652 | 129.1429
702 | 352.498 | 122.3473 | 352.498 | 122.3473
703 | 335.4319 | 113.2048 | 335.4319 | 113.2048
704 | 323.4396 | 101.9014 | 323.4396 | 101.9014
705 | 327.9001 | 92.0986 | 327.9001 | 92.0986
706 | 330.4017 | 59.1227 | 330.4017 | 59.1227
707 | 314.983 | 40.0359 | 314.983 | 40.0359
708 | 301.7438 | 107.9278 | 301.7438 | 107.9278
709 | 284.4455 | 112.0062 | 284.4455 | 112.0062
710 | 274.4897 | 117.4867 | 274.4897 | 117.4867
711 | 267.6252 | 125.1743 | 267.6252 | 125.1743
712 | 261.8803 | 151.958 | 261.8803 | 151.958
713 | 256.9762 | 227.4654 | 256.9762 | 227.4654
714 | 264.0285 | 254.6632 | 264.0285 | 254.6632
715 | 278.4842 | 257.3447 | 278.4842 | 257.3447
716 | 306.385 | 240.3551 | 306.385 | 240.3551
717 | 331.6526 | 228.6074 | 331.6526 | 228.6074
718 | 355.4329 | 211.4464 | 355.4329 | 211.4464
719 | 378.5947 | 200.2004 | 378.5947 | 200.2004
720 | 385.0489 | 186.7533 | 385.0489 | 186.7533
721 | 367.8607 | 173.054 | 367.8607 | 173.054
722 | 366.229 | 175.4112 | 366.229 | 175.4112
723 | 366.7754 | 173.0072 | 366.7754 | 173.0072
724 | 366.8226 | 188.906 | 366.8226 | 188.906
725 | 372.5837 | 204.6916 | 372.5837 | 204.6916
726 | 368.2513 | 195.1874 | 368.2513 | 195.1874
727 | 346.4161 | 184.0333 | 346.4161 | 184.0333
728 | 332.7805 | 176.3516 | 332.7805 | 176.3516
729 | 338.545 | 168.33 | 338.545 | 168.33
730 | 339.0681 | 144.2572 | 339.0681 | 144.2572
731 | 322.1548 | 125.8244 | 322.1548 | 125.8244
732 | 302.0577 | 120.6054 | 302.0577 | 120.6054
733 | 283.5011 | 119.7029 | 283.5011 | 119.7029
734 | 273.7388 | 122.4311 | 273.7388 | 122.4311
735 | 271.044 | 128.8156 | 271.044 | 128.8156
736 | 263.0825 | 158.1446 | 263.0825 | 158.1446
737 | 258.9804 | 237.9996 | 258.9804 | 237.9996
738 | 261.8553 | 264.5398 | 261.8553 | 264.5398
739 | 272.8455 | 266.0887 | 272.8455 | 266.0887
740 | 295.9461 | 246.8339 | 295.9461 | 246.8339
741 | 323.4914 | 229.2772 | 323.4914 | 229.2772
742 | 349.3209 | 208.0731 | 349.3209 | 208.0731
743 | 372.1191 | 187.2184 | 372.1191 | 187.2184
744 | 380.9222 | 160.6553 | 380.9222 | 160.6553
745 | 362.9452 | 123.4885 | 362.9452 | 123.4885
746 | 358.7782 | 100.1496 | 358.7782 | 100.1496
747 | 357.3724 | 82.1209 | 357.3724 | 82.1209
748 | 358.4409 | 103.1589 | 358.4409 | 103.1589
749 | 363.7199 | 123.8036 | 363.7199 | 123.8036
750 | 355.0932 | 117.3927 | 355.0932 | 117.3927
751 | 340.457 | 106.5918 | 340.457 | 106.5918
752 | 334.5215 | 95.5489 | 334.5215 | 95.5489
753 | 338.2996 | 95.3944 | 338.2996 | 95.3944
754 | 335.9779 | 83.0736 | 335.9779 | 83.0736
755 | 319.935 | 77.489 | 319.935 | 77.489
756 | 300.322 | 80.5267 | 300.322 | 80.5267
757 | 283.6142 | 87.5401 | 283.6142 | 87.5401
758 | 272.6523 | 98.0746 | 272.6523 | 98.0746
759 | 269.3971 | 111.2424 | 269.3971 | 111.2424
760 | 264.5652 | 142.9583 | 264.5652 | 142.9583
761 | 257.8353 | 221.4615 | 257.8353 | 221.4615
762 | 260.9121 | 248.6837 | 260.9121 | 248.6837
763 | 273.1011 | 249.4775 | 273.1011 | 249.4775
764 | 295.0829 | 231.1849 | 295.0829 | 231.1849
765 | 316.6237 | 216.4535 | 316.6237 | 216.4535
766 | 337.5924 | 192.765 | 337.5924 | 192.765
767 | 362.652 | 166.2231 | 362.652 | 166.2231
768 | 367.9187 | 132.414 | 367.9187 | 132.414
769 | 357.0534 | 101.4093 | 357.0534 | 101.4093
770 | 350.7107 | 95.4366 | 350.7107 | 95.4366
771 | 350.276 | 92.8743 | 350.276 | 92.8743
772 | 351.9437 | 116.7133 | 351.9437 | 116.7133
773 | 358.7593 | 137.2484 | 358.7593 | 137.2484
774 | 354.6244 | 131.2881 | 354.6244 | 131.2881
775 | 341.7219 | 120.1827 | 341.7219 | 120.1827
776 | 336.3273 | 115.8013 | 336.3273 | 115.8013
777 | 344.0662 | 107.938 | 344.0662 | 107.938
778 | 339.6854 | 90.1127 | 339.6854 | 90.1127
779 | 321.5814 | 88.3276 | 321.5814 | 88.3276
780 | 300.7399 | 91.7064 | 300.7399 | 91.7064
781 | 284.7145 | 94.0555 | 284.7145 | 94.0555
782 | 275.2347 | 102.5075 | 275.2347 | 102.5075
783 | 271.26 | 113.9703 | 271.26 | 113.9703
784 | 264.6224 | 143.6646 | 264.6224 | 143.6646
785 | 259.7623 | 219.0381 | 259.7623 | 219.0381
786 | 262.3242 | 245.0911 | 262.3242 | 245.0911
787 | 274.466 | 246.9444 | 274.466 | 246.9444
788 | 301.0047 | 228.8954 | 301.0047 | 228.8954
789 | 325.8617 | 210.5105 | 325.8617 | 210.5105
790 | 345.9263 | 183.2538 | 345.9263 | 183.2538
791 | 372.1512 | 160.6211 | 372.1512 | 160.6211
792 | 380.4101 | 140.476 | 380.4101 | 140.476
793 | 361.9847 | 125.4735 | 361.9847 | 125.4735
794 | 359.7437 | 127.1001 | 359.7437 | 127.1001
795 | 360.3147 | 128.6053 | 360.3147 | 128.6053
796 | 361.2741 | 155.8177 | 361.2741 | 155.8177
797 | 367.7028 | 185.0359 | 367.7028 | 185.0359
798 | 360.7232 | 187.1497 | 360.7232 | 187.1497
799 | 343.819 | 184.1794 | 343.819 | 184.1794
800 | 336.6452 | 179.7615 | 336.6452 | 179.7615
801 | 343.2672 | 171.1188 | 343.2672 | 171.1188
802 | 338.672 | 145.5237 | 338.672 | 145.5237
803 | 321.675 | 127.6755 | 321.675 | 127.6755
804 | 298.455 | 123.9787 | 298.455 | 123.9787
805 | 283.6448 | 123.6486 | 283.6448 | 123.6486
806 | 273.8781 | 126.389 | 273.8781 | 126.389
807 | 269.977 | 133.0901 | 269.977 | 133.0901
808 | 265.217 | 159.4233 | 265.217 | 159.4233
809 | 261.5898 | 233.384 | 261.5898 | 233.384
810 | 264.4088 | 258.7673 | 264.4088 | 258.7673
811 | 281.3312 | 261.4122 | 281.3312 | 261.4122
812 | 314.4501 | 246.5173 | 314.4501 | 246.5173
813 | 341.9863 | 233.2473 | 341.9863 | 233.2473
814 | 367.3885 | 211.7996 | 367.3885 | 211.7996
815 | 395.9583 | 196.8514 | 395.9583 | 196.8514
816 | 399.6189 | 178.6426 | 399.6189 | 178.6426
817 | 376.2548 | 163.7376 | 376.2548 | 163.7376
818 | 371.8284 | 165.6686 | 371.8284 | 165.6686
819 | 376.45 | 164.1171 | 376.45 | 164.1171
820 | 376.7314 | 177.8482 | 376.7314 | 177.8482
821 | 378.192 | 193.4511 | 378.192 | 193.4511
822 | 373.8282 | 180.4639 | 373.8282 | 180.4639
823 | 348.1261 | 167.9824 | 348.1261 | 167.9824
824 | 340.6913 | 161.1287 | 340.6913 | 161.1287
825 | 350.0803 | 154.3006 | 350.0803 | 154.3006
826 | 344.1132 | 131.9449 | 344.1132 | 131.9449
827 | 325.1865 | 116.3011 | 325.1865 | 116.3011
828 | 299.041 | 113.2497 | 299.041 | 113.2497
829 | 283.3082 | 112.8465 | 283.3082 | 112.8465
830 | 274.8987 | 115.5017 | 274.8987 | 115.5017
831 | 271.0787 | 121.7887 | 271.0787 | 121.7887
832 | 266.6041 | 149.2423 | 266.6041 | 149.2423
833 | 261.7219 | 225.322 | 261.7219 | 225.322
834 | 265.7895 | 253.0922 | 265.7895 | 253.0922
835 | 282.1575 | 256.3339 | 282.1575 | 256.3339
836 | 315.9238 | 241.8652 | 315.9238 | 241.8652
837 | 346.1365 | 229.2285 | 346.1365 | 229.2285
838 | 370.4573 | 207.659 | 370.4573 | 207.659
839 | 392.8307 | 190.9449 | 392.8307 | 190.9449
840 | 394.7697 | 173.0041 | 394.7697 | 173.0041
841 | 374.8371 | 154.9449 | 374.8371 | 154.9449
842 | 370.711 | 152.8936 | 370.711 | 152.8936
843 | 372.2748 | 147.3598 | 372.2748 | 147.3598
844 | 370.6487 | 160.1532 | 370.6487 | 160.1532
845 | 372.1899 | 171.1892 | 372.1899 | 171.1892
846 | 367.0822 | 157.0694 | 367.0822 | 157.0694
847 | 350.6248 | 146.9992 | 350.6248 | 146.9992
848 | 338.1888 | 140.1456 | 338.1888 | 140.1456
849 | 348.0562 | 132.8182 | 348.0562 | 132.8182
850 | 344.8882 | 114.2987 | 344.8882 | 114.2987
851 | 324.7214 | 105.7669 | 324.7214 | 105.7669
852 | 300.7954 | 108.5732 | 300.7954 | 108.5732
853 | 284.1316 | 114.3566 | 284.1316 | 114.3566
854 | 274.059 | 121.3107 | 274.059 | 121.3107
855 | 270.4057 | 127.6465 | 270.4057 | 127.6465
856 | 265.4879 | 155.7089 | 265.4879 | 155.7089
857 | 261.8017 | 232.081 | 261.8017 | 232.081
858 | 265.8435 | 256.9649 | 265.8435 | 256.9649
859 | 281.1873 | 253.5329 | 281.1873 | 253.5329
860 | 315.5032 | 231.4406 | 315.5032 | 231.4406
861 | 336.255 | 213.1288 | 336.255 | 213.1288
862 | 360.8977 | 184.7761 | 360.8977 | 184.7761
863 | 381.2161 | 160.5237 | 381.2161 | 160.5237
864 | 385.8691 | 128.6509 | 385.8691 | 128.6509
865 | 372.048 | 93.1525 | 372.048 | 93.1525
866 | 363.2301 | 80.2017 | 363.2301 | 80.2017
867 | 365.1638 | 82.1209 | 365.1638 | 82.1209
868 | 365.9856 | 103.1589 | 365.9856 | 103.1589
869 | 366.107 | 123.8036 | 366.107 | 123.8036
870 | 362.4781 | 123.8593 | 362.4781 | 123.8593
871 | 344.016 | 125.4924 | 344.016 | 125.4924
872 | 336.3833 | 123.0961 | 336.3833 | 123.0961
873 | 342.8341 | 115.4886 | 342.8341 | 115.4886
874 | 341.179 | 95.5076 | 341.179 | 95.5076
875 | 321.2271 | 85.0882 | 321.2271 | 85.0882
876 | 298.4477 | 84.6917 | 298.4477 | 84.6917
877 | 282.4315 | 86.9677 | 282.4315 | 86.9677
878 | 272.6738 | 92.1681 | 272.6738 | 92.1681
879 | 268.1488 | 101.4389 | 268.1488 | 101.4389
880 | 263.4191 | 129.0629 | 263.4191 | 129.0629
881 | 256.3297 | 204.1441 | 256.3297 | 204.1441
882 | 260.4455 | 230.9278 | 260.4455 | 230.9278
883 | 276.1493 | 232.769 | 276.1493 | 232.769
884 | 305.8198 | 215.1096 | 305.8198 | 215.1096
885 | 331.3029 | 198.3566 | 331.3029 | 198.3566
886 | 355.6906 | 171.9645 | 355.6906 | 171.9645
887 | 378.3616 | 147.2007 | 378.3616 | 147.2007
888 | 385.646 | 114.9382 | 385.646 | 114.9382
889 | 364.1837 | 80.1948 | 364.1837 | 80.1948
890 | 362.371 | 80.2017 | 362.371 | 80.2017
891 | 360.6319 | 82.1209 | 360.6319 | 82.1209
892 | 363.824 | 103.1589 | 363.824 | 103.1589
893 | 365.3251 | 123.8036 | 365.3251 | 123.8036
894 | 361.2027 | 117.3927 | 361.2027 | 117.3927
895 | 344.5622 | 106.5918 | 344.5622 | 106.5918
896 | 337.3432 | 95.5489 | 337.3432 | 95.5489
897 | 345.9157 | 80.0133 | 345.9157 | 80.0133
898 | 339.5908 | 47.1356 | 339.5908 | 47.1356
899 | 320.5843 | 32.539 | 320.5843 | 32.539
900 | 299.0369 | 31.5336 | 299.0369 | 31.5336
901 | 283.9844 | 32.9085 | 283.9844 | 32.9085
902 | 274.3968 | 35.4053 | 274.3968 | 35.4053
903 | 270.545 | 45.0779 | 270.545 | 45.0779
904 | 264.7696 | 75.0402 | 264.7696 | 75.0402
905 | 258.4252 | 154.0184 | 258.4252 | 154.0184
906 | 262.3501 | 185.4055 | 262.3501 | 185.4055
907 | 274.8972 | 191.4725 | 274.8972 | 191.4725
908 | 299.1279 | 179.1594 | 299.1279 | 179.1594
909 | 319.2417 | 166.547 | 319.2417 | 166.547
910 | 343.626 | 139.6556 | 343.626 | 139.6556
911 | 363.7152 | 108.62 | 363.7152 | 108.62
912 | 370.41 | 83.9567 | 370.41 | 83.9567
913 | 358.1837 | 74.4223 | 358.1837 | 74.4223
914 | 355.3137 | 80.2017 | 355.3137 | 80.2017
915 | 355.8847 | 82.1209 | 355.8847 | 82.1209
916 | 360.1002 | 103.1589 | 360.1002 | 103.1589
917 | 359.7712 | 123.8036 | 359.7712 | 123.8036
918 | 355.9037 | 119.1464 | 355.9037 | 119.1464
919 | 342.3078 | 106.5918 | 342.3078 | 106.5918
920 | 333.5691 | 98.63 | 333.5691 | 98.63
921 | 341.5901 | 97.6596 | 341.5901 | 97.6596
922 | 338.4386 | 81.5026 | 338.4386 | 81.5026
923 | 319.9271 | 71.7774 | 319.9271 | 71.7774
924 | 297.9507 | 71.9654 | 297.9507 | 71.9654
925 | 284.1194 | 73.7178 | 284.1194 | 73.7178
926 | 272.7634 | 77.4568 | 272.7634 | 77.4568
927 | 268.6292 | 85.1322 | 268.6292 | 85.1322
928 | 265.031 | 110.9051 | 265.031 | 110.9051
929 | 257.8347 | 184.9877 | 257.8347 | 184.9877
930 | 259.0418 | 211.1381 | 259.0418 | 211.1381
931 | 272.1121 | 214.4407 | 272.1121 | 214.4407
932 | 291.6846 | 201.6648 | 291.6846 | 201.6648
933 | 316.1123 | 187.725 | 316.1123 | 187.725
934 | 337.276 | 160.7118 | 337.276 | 160.7118
935 | 359.475 | 134.5596 | 359.475 | 134.5596
936 | 365.7662 | 103.5393 | 365.7662 | 103.5393
937 | 354.4387 | 74.7755 | 354.4387 | 74.7755
938 | 352.4108 | 80.2017 | 352.4108 | 80.2017
939 | 350.7311 | 82.1209 | 350.7311 | 82.1209
940 | 354.6031 | 103.1589 | 354.6031 | 103.1589
941 | 358.6741 | 123.8036 | 358.6741 | 123.8036
942 | 354.5845 | 117.3927 | 354.5845 | 117.3927
943 | 340.0571 | 106.5918 | 340.0571 | 106.5918
944 | 336.7214 | 95.5489 | 336.7214 | 95.5489
945 | 345.1946 | 80.0133 | 345.1946 | 80.0133
946 | 339.1556 | 53.3222 | 339.1556 | 53.3222
947 | 318.839 | 45.6063 | 318.839 | 45.6063
948 | 298.1909 | 45.6239 | 298.1909 | 45.6239
949 | 282.7497 | 48.5088 | 282.7497 | 48.5088
950 | 275.3137 | 58.0447 | 275.3137 | 58.0447
951 | 270.7546 | 68.0583 | 270.7546 | 68.0583
952 | 267.1383 | 96.3156 | 267.1383 | 96.3156
953 | 262.7658 | 170.2033 | 262.7658 | 170.2033
954 | 263.9233 | 193.0169 | 263.9233 | 193.0169
955 | 277.2626 | 192.8487 | 277.2626 | 192.8487
956 | 301.7806 | 175.1406 | 301.7806 | 175.1406
957 | 328.7315 | 154.5027 | 328.7315 | 154.5027
958 | 350.6246 | 125.2122 | 350.6246 | 125.2122
959 | 374.2658 | 102.4821 | 374.2658 | 102.4821
960 | 378.1421 | 83.9567 | 378.1421 | 83.9567
961 | 364.8153 | 74.4223 | 364.8153 | 74.4223
962 | 362.0632 | 80.2017 | 362.0632 | 80.2017
963 | 363.6047 | 82.1209 | 363.6047 | 82.1209
964 | 368.2807 | 103.1589 | 368.2807 | 103.1589
965 | 372.2893 | 123.8036 | 372.2893 | 123.8036
966 | 365.0757 | 117.3927 | 365.0757 | 117.3927
967 | 348.2003 | 106.5918 | 348.2003 | 106.5918
968 | 342.2996 | 95.5489 | 342.2996 | 95.5489
969 | 348.038 | 80.0133 | 348.038 | 80.0133
970 | 344.097 | 57.8525 | 344.097 | 57.8525
971 | 323.4025 | 47.8471 | 323.4025 | 47.8471
972 | 299.7333 | 49.3626 | 299.7333 | 49.3626
973 | 283.7716 | 56.0228 | 283.7716 | 56.0228
974 | 273.6347 | 66.6547 | 273.6347 | 66.6547
975 | 268.8445 | 78.763 | 268.8445 | 78.763
976 | 266.727 | 109.6995 | 266.727 | 109.6995
977 | 260.9777 | 186.5099 | 260.9777 | 186.5099
978 | 264.3064 | 211.9176 | 264.3064 | 211.9176
979 | 280.5744 | 212.2973 | 280.5744 | 212.2973
980 | 314.8377 | 193.0426 | 314.8377 | 193.0426
981 | 342.4896 | 179.4072 | 342.4896 | 179.4072
982 | 365.5603 | 164.3653 | 365.5603 | 164.3653
983 | 389.4111 | 154.9826 | 389.4111 | 154.9826
984 | 397.4132 | 140.4394 | 397.4132 | 140.4394
985 | 375.2044 | 115.3291 | 375.2044 | 115.3291
986 | 370.0125 | 107.3226 | 370.0125 | 107.3226
987 | 373.7272 | 106.4774 | 373.7272 | 106.4774
988 | 371.7136 | 116.482 | 371.7136 | 116.482
989 | 373.5463 | 131.5125 | 373.5463 | 131.5125
990 | 367.7104 | 121.2167 | 367.7104 | 121.2167
991 | 347.4517 | 106.5918 | 347.4517 | 106.5918
992 | 338.4833 | 95.5489 | 338.4833 | 95.5489
993 | 351.5704 | 83.07 | 351.5704 | 83.07
994 | 345.3041 | 68.1553 | 345.3041 | 68.1553
995 | 322.5175 | 54.9957 | 322.5175 | 54.9957
996 | 299.0006 | 53.5154 | 299.0006 | 53.5154
997 | 282.9863 | 60.1269 | 282.9863 | 60.1269
998 | 272.3798 | 67.7994 | 272.3798 | 67.7994
999 | 268.0414 | 73.502 | 268.0414 | 73.502
1000 | 266.4738 | 103.1232 | 266.4738 | 103.1232
1001 | 261.9113 | 181.8457 | 261.9113 | 181.8457
1002 | 265.8591 | 210.8459 | 265.8591 | 210.8459
1003 | 284.7597 | 214.733 | 284.7597 | 214.733
1004 | 317.3261 | 201.9084 | 317.3261 | 201.9084
1005 | 345.6171 | 192.2188 | 345.6171 | 192.2188
1006 | 364.3888 | 175.4719 | 364.3888 | 175.4719
1007 | 388.6226 | 164.1284 | 388.6226 | 164.1284
1008 | 395.3924 | 142.3027 | 395.3924 | 142.3027
1009 | 375.8752 | 110.3969 | 375.8752 | 110.3969
1010 | 374.1286 | 95.4732 | 374.1286 | 95.4732
1011 | 374.7977 | 87.114 | 374.7977 | 87.114
1012 | 379.4572 | 103.1589 | 379.4572 | 103.1589
1013 | 380.3489 | 123.8036 | 380.3489 | 123.8036
1014 | 375.3206 | 117.3927 | 375.3206 | 117.3927
1015 | 357.9469 | 106.5918 | 357.9469 | 106.5918
1016 | 352.1149 | 95.5489 | 352.1149 | 95.5489
1017 | 356.6225 | 98.8409 | 356.6225 | 98.8409
1018 | 345.5015 | 89.6621 | 345.5015 | 89.6621
1019 | 323.5274 | 80.8989 | 323.5274 | 80.8989
1020 | 301.5315 | 83.0842 | 301.5315 | 83.0842
1021 | 285.8309 | 90.2924 | 285.8309 | 90.2924
1022 | 275.8461 | 101.3384 | 275.8461 | 101.3384
1023 | 270.2666 | 113.0082 | 270.2666 | 113.0082
1024 | 268.8695 | 142.5077 | 268.8695 | 142.5077
1025 | 269.1943 | 219.4765 | 269.1943 | 219.4765
1026 | 270.522 | 246.2724 | 270.522 | 246.2724
1027 | 285.1526 | 248.8564 | 285.1526 | 248.8564
1028 | 316.4682 | 235.2768 | 316.4682 | 235.2768
1029 | 347.2245 | 225.1 | 347.2245 | 225.1
1030 | 375.8356 | 202.8973 | 375.8356 | 202.8973
1031 | 402.527 | 180.7518 | 402.527 | 180.7518
1032 | 403.3411 | 155.2969 | 403.3411 | 155.2969
1033 | 385.1023 | 136.7506 | 385.1023 | 136.7506
1034 | 381.85 | 136.8305 | 381.85 | 136.8305
1035 | 384.0966 | 133.8419 | 384.0966 | 133.8419
1036 | 382.0142 | 151.6162 | 382.0142 | 151.6162
1037 | 381.6149 | 168.851 | 381.6149 | 168.851
1038 | 374.3162 | 162.1478 | 374.3162 | 162.1478
1039 | 353.9865 | 154.3184 | 353.9865 | 154.3184
1040 | 345.8759 | 146.32 | 345.8759 | 146.32
1041 | 354.9641 | 133.6463 | 354.9641 | 133.6463
1042 | 345.1156 | 117.9765 | 345.1156 | 117.9765
1043 | 323.1389 | 116.2645 | 323.1389 | 116.2645
1044 | 302.3651 | 115.9776 | 302.3651 | 115.9776
1045 | 285.484 | 116.5 | 285.484 | 116.5
1046 | 276.6557 | 120.7139 | 276.6557 | 120.7139
1047 | 271.1742 | 129.5828 | 271.1742 | 129.5828
1048 | 268.8933 | 160.4828 | 268.8933 | 160.4828
1049 | 264.5192 | 240.3256 | 264.5192 | 240.3256
1050 | 266.4423 | 270.3488 | 266.4423 | 270.3488
1051 | 281.741 | 274.1872 | 281.741 | 274.1872
1052 | 309.8553 | 258.2937 | 309.8553 | 258.2937
1053 | 338.7893 | 226.1961 | 338.7893 | 226.1961
1054 | 362.0985 | 189.3794 | 362.0985 | 189.3794
1055 | 382.7442 | 154.5807 | 382.7442 | 154.5807
1056 | 388.5755 | 119.712 | 388.5755 | 119.712
1057 | 372.7877 | 88.5247 | 372.7877 | 88.5247
1058 | 366.4497 | 80.2017 | 366.4497 | 80.2017
1059 | 367.464 | 82.1209 | 367.464 | 82.1209
1060 | 369.9925 | 103.1589 | 369.9925 | 103.1589
1061 | 370.6833 | 123.8036 | 370.6833 | 123.8036
1062 | 367.2629 | 121.7647 | 367.2629 | 121.7647
1063 | 353.11 | 125.6751 | 353.11 | 125.6751
1064 | 346.5892 | 127.9065 | 346.5892 | 127.9065
1065 | 353.869 | 125.5843 | 353.869 | 125.5843
1066 | 349.5635 | 106.2975 | 349.5635 | 106.2975
1067 | 324.1753 | 93.2842 | 324.1753 | 93.2842
1068 | 304.8341 | 90.1354 | 304.8341 | 90.1354
1069 | 288.7086 | 90.8039 | 288.7086 | 90.8039
1070 | 277.8495 | 96.3818 | 277.8495 | 96.3818
1071 | 272.4112 | 105.8717 | 272.4112 | 105.8717
1072 | 269.8784 | 137.0884 | 269.8784 | 137.0884
1073 | 264.9445 | 215.8961 | 264.9445 | 215.8961
1074 | 265.8591 | 244.2386 | 265.8591 | 244.2386
1075 | 279.1358 | 247.7239 | 279.1358 | 247.7239
1076 | 304.0892 | 232.3418 | 304.0892 | 232.3418
1077 | 329.3006 | 201.4012 | 329.3006 | 201.4012
1078 | 351.8539 | 165.9728 | 351.8539 | 165.9728
1079 | 371.8254 | 127.2649 | 371.8254 | 127.2649
1080 | 377.3656 | 83.9567 | 377.3656 | 83.9567
1081 | 364.9344 | 74.4223 | 364.9344 | 74.4223
1082 | 361.7145 | 80.2017 | 361.7145 | 80.2017
1083 | 359.4321 | 82.1209 | 359.4321 | 82.1209
1084 | 364.5102 | 103.1589 | 364.5102 | 103.1589
1085 | 368.3408 | 123.8036 | 368.3408 | 123.8036
1086 | 360.9764 | 117.3927 | 360.9764 | 117.3927
1087 | 350.5494 | 106.5918 | 350.5494 | 106.5918
1088 | 347.9395 | 95.5489 | 347.9395 | 95.5489
1089 | 354.4053 | 80.0133 | 354.4053 | 80.0133
1090 | 341.6893 | 59.3504 | 341.6893 | 59.3504
1091 | 319.3639 | 53.1812 | 319.3639 | 53.1812
1092 | 299.5795 | 55.5613 | 299.5795 | 55.5613
1093 | 283.5236 | 60.1512 | 283.5236 | 60.1512
1094 | 275.0497 | 68.0308 | 275.0497 | 68.0308
1095 | 270.7222 | 79.9686 | 270.7222 | 79.9686
1096 | 269.8895 | 111.6115 | 269.8895 | 111.6115
1097 | 267.3748 | 187.6669 | 267.3748 | 187.6669
1098 | 266.8213 | 212.6239 | 266.8213 | 212.6239
1099 | 280.3022 | 213.6248 | 280.3022 | 213.6248
1100 | 306.7347 | 198.3036 | 306.7347 | 198.3036
1101 | 329.2635 | 183.2556 | 329.2635 | 183.2556
1102 | 354.0462 | 151.0788 | 354.0462 | 151.0788
1103 | 379.4582 | 113.2355 | 379.4582 | 113.2355
1104 | 386.0433 | 83.9567 | 386.0433 | 83.9567
1105 | 371.4876 | 74.4223 | 371.4876 | 74.4223
1106 | 366.6353 | 80.2017 | 366.6353 | 80.2017
1107 | 367.5614 | 82.1209 | 367.5614 | 82.1209
1108 | 374.1374 | 103.1589 | 374.1374 | 103.1589
1109 | 380.5584 | 123.8036 | 380.5584 | 123.8036
1110 | 372.4381 | 117.3927 | 372.4381 | 117.3927
1111 | 359.9969 | 106.5918 | 359.9969 | 106.5918
1112 | 357.4483 | 95.5489 | 357.4483 | 95.5489
1113 | 360.1033 | 80.0133 | 360.1033 | 80.0133
1114 | 346.3554 | 50.9718 | 346.3554 | 50.9718
1115 | 325.5638 | 42.7566 | 325.5638 | 42.7566
1116 | 304.3507 | 45.4168 | 304.3507 | 45.4168
1117 | 286.7519 | 50.165 | 286.7519 | 50.165
1118 | 277.4761 | 55.8039 | 277.4761 | 55.8039
1119 | 274.1817 | 63.3696 | 274.1817 | 63.3696
1120 | 272.6312 | 89.7515 | 272.6312 | 89.7515
1121 | 270.1229 | 164.857 | 270.1229 | 164.857
1122 | 271.8686 | 190.9222 | 271.8686 | 190.9222
1123 | 287.8835 | 192.8365 | 287.8835 | 192.8365
1124 | 316.7937 | 178.0755 | 316.7937 | 178.0755
1125 | 344.0444 | 165.6336 | 344.0444 | 165.6336
1126 | 366.1029 | 141.8112 | 366.1029 | 141.8112
1127 | 394.1231 | 117.8876 | 394.1231 | 117.8876
1128 | 393.5205 | 83.9567 | 393.5205 | 83.9567
1129 | 376.6888 | 74.4223 | 376.6888 | 74.4223
1130 | 371.9443 | 80.2017 | 371.9443 | 80.2017
1131 | 373.4074 | 82.1209 | 373.4074 | 82.1209
1132 | 373.2681 | 103.1589 | 373.2681 | 103.1589
1133 | 382.6814 | 123.8036 | 382.6814 | 123.8036
1134 | 375.7545 | 117.3927 | 375.7545 | 117.3927
1135 | 359.1434 | 106.5918 | 359.1434 | 106.5918
1136 | 356.6138 | 95.5489 | 356.6138 | 95.5489
1137 | 362.2466 | 80.0133 | 362.2466 | 80.0133
1138 | 347.4247 | 47.1356 | 347.4247 | 47.1356
1139 | 322.5206 | 32.8557 | 322.5206 | 32.8557
1140 | 301.6135 | 26.6989 | 301.6135 | 26.6989
1141 | 285.5628 | 24.6881 | 285.5628 | 24.6881
1142 | 276.2745 | 25.9184 | 276.2745 | 25.9184
1143 | 271.2019 | 37.2838 | 271.2019 | 37.2838
1144 | 271.5559 | 67.9768 | 271.5559 | 67.9768
1145 | 268.61 | 147.7709 | 268.61 | 147.7709
1146 | 271.3088 | 179.8887 | 271.3088 | 179.8887
1147 | 293.5179 | 190.7053 | 293.5179 | 190.7053
1148 | 327.8878 | 180.8278 | 327.8878 | 180.8278
1149 | 357.3236 | 163.064 | 357.3236 | 163.064
1150 | 379.2876 | 141.7503 | 379.2876 | 141.7503
1151 | 405.9283 | 119.0446 | 405.9283 | 119.0446
1152 | 408.5791 | 85.7469 | 408.5791 | 85.7469
1153 | 383.7047 | 74.4223 | 383.7047 | 74.4223
1154 | 378.3913 | 80.2017 | 378.3913 | 80.2017
1155 | 381.8512 | 82.1209 | 381.8512 | 82.1209
1156 | 379.7729 | 103.1589 | 379.7729 | 103.1589
1157 | 385.5794 | 123.8036 | 385.5794 | 123.8036
1158 | 383.5098 | 117.3927 | 383.5098 | 117.3927
1159 | 363.2297 | 106.5918 | 363.2297 | 106.5918
1160 | 357.6172 | 95.5489 | 357.6172 | 95.5489
1161 | 366.9566 | 80.0133 | 366.9566 | 80.0133
1162 | 351.5025 | 47.1356 | 351.5025 | 47.1356
1163 | 326.9074 | 25.5122 | 326.9074 | 25.5122
1164 | 304.6796 | 28.1724 | 304.6796 | 28.1724
1165 | 287.6058 | 32.7745 | 287.6058 | 32.7745
1166 | 277.6942 | 37.8531 | 277.6942 | 37.8531
1167 | 274.0028 | 45.6503 | 274.0028 | 45.6503
1168 | 273.729 | 73.25 | 273.729 | 73.25
1169 | 270.6347 | 149.281 | 270.6347 | 149.281
1170 | 271.3281 | 174.031 | 271.3281 | 174.031
1171 | 294.7635 | 179.2943 | 294.7635 | 179.2943
1172 | 332.7434 | 167.1638 | 332.7434 | 167.1638
1173 | 358.1456 | 152.6516 | 358.1456 | 152.6516
1174 | 380.4812 | 139.6922 | 380.4812 | 139.6922
1175 | 414.5803 | 134.4135 | 414.5803 | 134.4135
1176 | 413.9756 | 121.1004 | 413.9756 | 121.1004
1177 | 388.5573 | 100.8857 | 388.5573 | 100.8857
1178 | 381.6355 | 90.5288 | 381.6355 | 90.5288
1179 | 385.9177 | 82.1209 | 385.9177 | 82.1209
1180 | 387.0574 | 103.1589 | 387.0574 | 103.1589
1181 | 396.0879 | 123.8036 | 396.0879 | 123.8036
1182 | 392.6605 | 117.3927 | 392.6605 | 117.3927
1183 | 374.8279 | 106.5918 | 374.8279 | 106.5918
1184 | 372.6409 | 95.5489 | 372.6409 | 95.5489
1185 | 370.3874 | 80.0133 | 370.3874 | 80.0133
1186 | 353.4104 | 47.1356 | 353.4104 | 47.1356
1187 | 329.9325 | 40.3088 | 329.9325 | 40.3088
1188 | 305.7182 | 45.2829 | 305.7182 | 45.2829
1189 | 291.3315 | 49.8362 | 291.3315 | 49.8362
1190 | 281.7929 | 56.6929 | 281.7929 | 56.6929
1191 | 275.7267 | 66.9257 | 275.7267 | 66.9257
1192 | 275.2947 | 96.4861 | 275.2947 | 96.4861
1193 | 277.027 | 175.9514 | 277.027 | 175.9514
1194 | 277.162 | 208.3006 | 277.162 | 208.3006
1195 | 301.1184 | 217.0712 | 301.1184 | 217.0712
1196 | 338.0714 | 209.8729 | 338.0714 | 209.8729
1197 | 365.8154 | 207.9652 | 365.8154 | 207.9652
1198 | 387.3793 | 196.4915 | 387.3793 | 196.4915
1199 | 415.8233 | 184.1617 | 415.8233 | 184.1617
1200 | 415.6469 | 167.3655 | 415.6469 | 167.3655
1201 | 389.6572 | 155.0302 | 389.6572 | 155.0302
1202 | 385.1443 | 162.6484 | 385.1443 | 162.6484
1203 | 390.7319 | 166.4918 | 390.7319 | 166.4918
1204 | 391.3467 | 183.5841 | 391.3467 | 183.5841
1205 | 397.8317 | 193.9504 | 397.8317 | 193.9504
1206 | 390.8934 | 182.522 | 390.8934 | 182.522
1207 | 371.4736 | 170.0161 | 371.4736 | 170.0161
1208 | 366.7333 | 162.3466 | 366.7333 | 162.3466
1209 | 369.5078 | 155.9812 | 369.5078 | 155.9812
1210 | 354.7869 | 141.4927 | 354.7869 | 141.4927
1211 | 332.6015 | 140.5845 | 332.6015 | 140.5845
1212 | 308.8074 | 140.8821 | 308.8074 | 140.8821
1213 | 291.6113 | 139.7117 | 291.6113 | 139.7117
1214 | 281.9103 | 145.7037 | 281.9103 | 145.7037
1215 | 277.8163 | 153.3791 | 277.8163 | 153.3791
1216 | 278.204 | 175.2428 | 278.204 | 175.2428
1217 | 278.9926 | 247.5352 | 278.9926 | 247.5352
1218 | 278.3325 | 272.1999 | 278.3325 | 272.1999
1219 | 296.478 | 272.6771 | 296.478 | 272.6771
1220 | 328.6637 | 256.0285 | 328.6637 | 256.0285
1221 | 354.7668 | 243.4405 | 354.7668 | 243.4405
1222 | 372.5967 | 221.7005 | 372.5967 | 221.7005
1223 | 403.7444 | 203.7078 | 403.7444 | 203.7078
1224 | 407.0709 | 184.9144 | 407.0709 | 184.9144
1225 | 386.7489 | 167.4642 | 386.7489 | 167.4642
1226 | 382.6247 | 166.7038 | 382.6247 | 166.7038
1227 | 384.994 | 167.2225 | 384.994 | 167.2225
1228 | 388.2771 | 189.7341 | 388.2771 | 189.7341
1229 | 390.7875 | 212.3761 | 390.7875 | 212.3761
1230 | 387.3123 | 209.1436 | 387.3123 | 209.1436
1231 | 369.0839 | 202.8365 | 369.0839 | 202.8365
1232 | 365.5168 | 197.1398 | 365.5168 | 197.1398
1233 | 367.1435 | 188.3389 | 367.1435 | 188.3389
1234 | 352.4585 | 160.9901 | 352.4585 | 160.9901
1235 | 327.7619 | 139.1353 | 327.7619 | 139.1353
1236 | 308.5062 | 131.5658 | 308.5062 | 131.5658
1237 | 293.4928 | 128.2033 | 293.4928 | 128.2033
1238 | 284.4629 | 128.4593 | 284.4629 | 128.4593
1239 | 279.754 | 132.1889 | 279.754 | 132.1889
1240 | 279.7234 | 156.464 | 279.7234 | 156.464
1241 | 278.1194 | 230.2542 | 278.1194 | 230.2542
1242 | 274.7029 | 255.1991 | 274.7029 | 255.1991
1243 | 289.1768 | 256.5287 | 289.1768 | 256.5287
1244 | 317.2031 | 240.0019 | 317.2031 | 240.0019
1245 | 343.9177 | 227.8158 | 343.9177 | 227.8158
1246 | 364.0403 | 206.9039 | 364.0403 | 206.9039
1247 | 393.1611 | 188.0831 | 393.1611 | 188.0831
1248 | 388.5566 | 167.195 | 388.5566 | 167.195
1249 | 372.5498 | 145.3363 | 372.5498 | 145.3363
1250 | 370.2629 | 139.2662 | 370.2629 | 139.2662
1251 | 367.052 | 131.9056 | 367.052 | 131.9056
1252 | 371.6663 | 149.0588 | 371.6663 | 149.0588
1253 | 377.2442 | 167.7671 | 377.2442 | 167.7671
1254 | 369.5874 | 169.6374 | 369.5874 | 169.6374
1255 | 358.4898 | 172.7319 | 358.4898 | 172.7319
1256 | 362.7521 | 178.5924 | 362.7521 | 178.5924
1257 | 360.9282 | 178.7424 | 360.9282 | 178.7424
1258 | 346.5574 | 163.8154 | 346.5574 | 163.8154
1259 | 324.3272 | 155.1497 | 324.3272 | 155.1497
1260 | 304.1082 | 153.6815 | 304.1082 | 153.6815
1261 | 288.4704 | 151.4881 | 288.4704 | 151.4881
1262 | 280.8454 | 151.4884 | 280.8454 | 151.4884
1263 | 276.2128 | 155.693 | 276.2128 | 155.693
1264 | 277.45 | 182.5863 | 277.45 | 182.5863
1265 | 276.2675 | 259.7134 | 276.2675 | 259.7134
1266 | 273.2527 | 287.5201 | 273.2527 | 287.5201
1267 | 284.6321 | 287.9852 | 284.6321 | 287.9852
1268 | 314.225 | 270.5693 | 314.225 | 270.5693
1269 | 339.8449 | 261.6226 | 339.8449 | 261.6226
1270 | 361.1653 | 247.2383 | 361.1653 | 247.2383
1271 | 392.784 | 236.8935 | 392.784 | 236.8935
1272 | 391.4735 | 219.1109 | 391.4735 | 219.1109
1273 | 375.2305 | 198.2264 | 375.2305 | 198.2264
1274 | 367.3928 | 186.9806 | 367.3928 | 186.9806
1275 | 367.9979 | 177.6715 | 367.9979 | 177.6715
1276 | 371.1743 | 195.4823 | 371.1743 | 195.4823
1277 | 376.751 | 211.4383 | 376.751 | 211.4383
1278 | 369.2061 | 203.0789 | 369.2061 | 203.0789
1279 | 355.6825 | 189.0629 | 355.6825 | 189.0629
1280 | 358.4101 | 182.3433 | 358.4101 | 182.3433
1281 | 363.0272 | 173.9929 | 363.0272 | 173.9929
1282 | 346.9014 | 168.6137 | 346.9014 | 168.6137
1283 | 319.7831 | 160.6421 | 319.7831 | 160.6421
1284 | 299.4594 | 155.3012 | 299.4594 | 155.3012
1285 | 283.7694 | 155.5435 | 283.7694 | 155.5435
1286 | 275.4812 | 159.8792 | 275.4812 | 159.8792
1287 | 271.3649 | 166.7386 | 271.3649 | 166.7386
1288 | 272.7105 | 193.9121 | 272.7105 | 193.9121
1289 | 272.6409 | 261.1748 | 272.6409 | 261.1748
1290 | 272.2361 | 280.3837 | 272.2361 | 280.3837
1291 | 289.2708 | 279.436 | 289.2708 | 279.436
1292 | 321.2547 | 264.1514 | 321.2547 | 264.1514
1293 | 349.1031 | 245.2916 | 349.1031 | 245.2916
1294 | 371.444 | 211.7022 | 371.444 | 211.7022
1295 | 401.8057 | 170.0227 | 401.8057 | 170.0227
1296 | 402.8539 | 126.4953 | 402.8539 | 126.4953
1297 | 380.2567 | 90.936 | 380.2567 | 90.936
1298 | 372.3368 | 80.2017 | 372.3368 | 80.2017
1299 | 374.5848 | 82.1209 | 374.5848 | 82.1209
1300 | 375.1785 | 103.1589 | 375.1785 | 103.1589
1301 | 386.4076 | 123.8036 | 386.4076 | 123.8036
1302 | 380.5028 | 117.3927 | 380.5028 | 117.3927
1303 | 368.5971 | 106.5918 | 368.5971 | 106.5918
1304 | 369.9498 | 96.377 | 369.9498 | 96.377
1305 | 367.1582 | 98.1224 | 367.1582 | 98.1224
1306 | 348.5844 | 97.6388 | 348.5844 | 97.6388
1307 | 322.3387 | 88.9731 | 322.3387 | 88.9731
1308 | 299.5691 | 85.5929 | 299.5691 | 85.5929
1309 | 284.3241 | 83.8379 | 284.3241 | 83.8379
1310 | 275.7912 | 89.5376 | 275.7912 | 89.5376
1311 | 272.4528 | 99.6243 | 272.4528 | 99.6243
1312 | 273.9881 | 126.0792 | 273.9881 | 126.0792
1313 | 273.8142 | 206.2874 | 273.8142 | 206.2874
1314 | 276.6249 | 236.2619 | 276.6249 | 236.2619
1315 | 299.795 | 236.9705 | 299.795 | 236.9705
1316 | 342.2753 | 220.2001 | 342.2753 | 220.2001
1317 | 370.1272 | 203.7516 | 370.1272 | 203.7516
1318 | 393.9661 | 169.6263 | 393.9661 | 169.6263
1319 | 430.3072 | 128.7506 | 430.3072 | 128.7506
1320 | 422.6178 | 83.9567 | 422.6178 | 83.9567
1321 | 392.6809 | 74.4223 | 392.6809 | 74.4223
1322 | 391.3592 | 80.2017 | 391.3592 | 80.2017
1323 | 392.2241 | 82.1209 | 392.2241 | 82.1209
1324 | 390.9753 | 103.1589 | 390.9753 | 103.1589
1325 | 400.8119 | 123.8036 | 400.8119 | 123.8036
1326 | 393.6515 | 117.3927 | 393.6515 | 117.3927
1327 | 374.47 | 106.5918 | 374.47 | 106.5918
1328 | 382.5327 | 95.5489 | 382.5327 | 95.5489
1329 | 378.3579 | 80.0133 | 378.3579 | 80.0133
1330 | 356.479 | 55.4046 | 356.479 | 55.4046
1331 | 326.6482 | 43.2315 | 326.6482 | 43.2315
1332 | 302.5498 | 35.5403 | 302.5498 | 35.5403
1333 | 286.0843 | 37.8163 | 286.0843 | 37.8163
1334 | 278.4573 | 45.1844 | 278.4573 | 45.1844
1335 | 273.8785 | 55.7826 | 273.8785 | 55.7826
1336 | 275.7135 | 86.1346 | 275.7135 | 86.1346
1337 | 276.2946 | 164.8448 | 276.2946 | 164.8448
1338 | 278.7648 | 194.868 | 278.7648 | 194.868
1339 | 301.1039 | 201.2395 | 301.1039 | 201.2395
1340 | 344.6057 | 191.6421 | 344.6057 | 191.6421
1341 | 370.9206 | 177.8119 | 370.9206 | 177.8119
1342 | 393.4031 | 142.3227 | 393.4031 | 142.3227
1343 | 423.9701 | 102.0559 | 423.9701 | 102.0559
1344 | 417.0158 | 83.9567 | 417.0158 | 83.9567
1345 | 391.2815 | 74.4223 | 391.2815 | 74.4223
1346 | 385.3904 | 80.2017 | 385.3904 | 80.2017
1347 | 386.3616 | 82.1209 | 386.3616 | 82.1209
1348 | 388.9144 | 103.1589 | 388.9144 | 103.1589
1349 | 394.3208 | 123.8036 | 394.3208 | 123.8036
1350 | 390.0349 | 117.3927 | 390.0349 | 117.3927
1351 | 372.326 | 106.5918 | 372.326 | 106.5918
1352 | 376.8793 | 95.5489 | 376.8793 | 95.5489
1353 | 377.9686 | 80.0133 | 377.9686 | 80.0133
1354 | 356.1244 | 62.4315 | 356.1244 | 62.4315
1355 | 328.7241 | 55.2637 | 328.7241 | 55.2637
1356 | 307.9052 | 61.1268 | 307.9052 | 61.1268
1357 | 291.7146 | 71.0873 | 291.7146 | 71.0873
1358 | 282.4164 | 80.3674 | 282.4164 | 80.3674
1359 | 279.4653 | 88.9927 | 279.4653 | 88.9927
1360 | 279.6642 | 121.0983 | 279.6642 | 121.0983
1361 | 282.0806 | 200.4662 | 282.0806 | 200.4662
1362 | 283.1373 | 231.9142 | 283.1373 | 231.9142
1363 | 307.1159 | 241.3668 | 307.1159 | 241.3668
1364 | 348.9826 | 232.5732 | 348.9826 | 232.5732
1365 | 369.5054 | 225.6115 | 369.5054 | 225.6115
1366 | 386.9519 | 206.0271 | 386.9519 | 206.0271
1367 | 417.2175 | 191.1276 | 417.2175 | 191.1276
1368 | 408.9167 | 174.5751 | 408.9167 | 174.5751
1369 | 385.9361 | 156.9909 | 385.9361 | 156.9909
1370 | 384.1476 | 155.6825 | 384.1476 | 155.6825
1371 | 387.9927 | 151.9997 | 387.9927 | 151.9997
1372 | 387.3833 | 170.797 | 387.3833 | 170.797
1373 | 392.7787 | 189.213 | 392.7787 | 189.213
1374 | 386.7244 | 184.7262 | 386.7244 | 184.7262
1375 | 374.082 | 178.3582 | 374.082 | 178.3582
1376 | 380.9774 | 177.2284 | 380.9774 | 177.2284
1377 | 377.5849 | 175.7344 | 377.5849 | 175.7344
1378 | 358.4565 | 157.9699 | 358.4565 | 157.9699
1379 | 330.7409 | 144.5546 | 330.7409 | 144.5546
1380 | 308.8445 | 142.173 | 308.8445 | 142.173
1381 | 292.4795 | 144.1203 | 292.4795 | 144.1203
1382 | 283.8008 | 148.3099 | 283.8008 | 148.3099
1383 | 280.5884 | 154.3655 | 280.5884 | 154.3655
1384 | 281.3477 | 182.7325 | 281.3477 | 182.7325
1385 | 283.5056 | 256.0599 | 283.5056 | 256.0599
1386 | 283.4784 | 278.5326 | 283.4784 | 278.5326
1387 | 300.6922 | 278.2547 | 300.6922 | 278.2547
1388 | 336.7777 | 261.8741 | 336.7777 | 261.8741
1389 | 361.1234 | 250.3212 | 361.1234 | 250.3212
1390 | 380.5002 | 232.1008 | 380.5002 | 232.1008
1391 | 411.9729 | 222.0238 | 411.9729 | 222.0238
1392 | 406.7714 | 203.5106 | 406.7714 | 203.5106
1393 | 387.2363 | 179.2405 | 387.2363 | 179.2405
1394 | 386.9189 | 163.1355 | 386.9189 | 163.1355
1395 | 389.3229 | 140.3817 | 389.3229 | 140.3817
1396 | 394.9347 | 143.9683 | 394.9347 | 143.9683
1397 | 402.1193 | 155.6498 | 402.1193 | 155.6498
1398 | 396.5509 | 148.4959 | 396.5509 | 148.4959
1399 | 376.5239 | 143.0657 | 376.5239 | 143.0657
1400 | 375.9845 | 144.8708 | 375.9845 | 144.8708
1401 | 371.6479 | 147.2007 | 371.6479 | 147.2007
1402 | 355.2991 | 139.6416 | 355.2991 | 139.6416
1403 | 330.462 | 129.2831 | 330.462 | 129.2831
1404 | 309.6644 | 127.3399 | 309.6644 | 127.3399
1405 | 294.858 | 126.9002 | 294.858 | 126.9002
1406 | 286.2653 | 125.1347 | 286.2653 | 125.1347
1407 | 281.5144 | 127.208 | 281.5144 | 127.208
1408 | 281.4138 | 149.8755 | 281.4138 | 149.8755
1409 | 286.2814 | 221.4372 | 286.2814 | 221.4372
1410 | 283.0578 | 243.5079 | 283.0578 | 243.5079
1411 | 295.6852 | 241.2937 | 295.6852 | 241.2937
1412 | 322.9754 | 219.6277 | 322.9754 | 219.6277
1413 | 349.9164 | 205.2495 | 349.9164 | 205.2495
1414 | 372.8587 | 183.9967 | 372.8587 | 183.9967
1415 | 401.4713 | 167.2217 | 401.4713 | 167.2217
1416 | 394.5912 | 151.3511 | 394.5912 | 151.3511
1417 | 376.4354 | 132.2812 | 376.4354 | 132.2812
1418 | 369.8266 | 127.2706 | 369.8266 | 127.2706
1419 | 372.8313 | 120.7016 | 372.8313 | 120.7016
1420 | 374.9526 | 136.1133 | 374.9526 | 136.1133
1421 | 382.3331 | 151.7893 | 382.3331 | 151.7893
1422 | 374.6692 | 139.8859 | 374.6692 | 139.8859
1423 | 364.5174 | 122.0095 | 364.5174 | 122.0095
1424 | 369.3898 | 111.4171 | 369.3898 | 111.4171
1425 | 367.7567 | 103.2129 | 367.7567 | 103.2129
1426 | 352.1447 | 92.8284 | 352.1447 | 92.8284
1427 | 329.697 | 78.6824 | 329.697 | 78.6824
1428 | 309.6518 | 74.0479 | 309.6518 | 74.0479
1429 | 296.3497 | 65.6192 | 296.3497 | 65.6192
1430 | 288.2601 | 68.1404 | 288.2601 | 68.1404
1431 | 283.3303 | 73.6968 | 283.3303 | 73.6968
1432 | 284.1919 | 99.3967 | 284.1919 | 99.3967
1433 | 285.6884 | 173.6497 | 285.6884 | 173.6497
1434 | 281.4186 | 199.1669 | 281.4186 | 199.1669
1435 | 293.9145 | 200.387 | 293.9145 | 200.387
1436 | 319.3308 | 184.2986 | 319.3308 | 184.2986
1437 | 343.7764 | 172.0516 | 343.7764 | 172.0516
1438 | 369.9134 | 149.0329 | 369.9134 | 149.0329
1439 | 399.6097 | 124.4152 | 399.6097 | 124.4152
1440 | 393.7801 | 92.3719 | 393.7801 | 92.3719
1441 | 374.4607 | 74.4223 | 374.4607 | 74.4223
1442 | 372.4011 | 80.2017 | 372.4011 | 80.2017
1443 | 374.361 | 82.1209 | 374.361 | 82.1209
1444 | 374.5244 | 103.1589 | 374.5244 | 103.1589
1445 | 380.8884 | 123.8036 | 380.8884 | 123.8036
1446 | 375.2777 | 117.3927 | 375.2777 | 117.3927
1447 | 367.3055 | 106.5918 | 367.3055 | 106.5918
1448 | 374.9279 | 95.5489 | 374.9279 | 95.5489
1449 | 372.1557 | 80.9145 | 372.1557 | 80.9145
1450 | 352.4872 | 71.3581 | 352.4872 | 71.3581
1451 | 330.9412 | 56.5302 | 330.9412 | 56.5302
1452 | 311.0918 | 160.2992 | 311.0918 | 160.2992
1453 | 296.1555 | 201.5665 | 296.1555 | 201.5665
1454 | 285.7872 | 239.5092 | 285.7872 | 239.5092
1455 | 282.1063 | 279.2229 | 282.1063 | 279.2229
1456 | 283.2756 | 332.887 | 283.2756 | 332.887
1457 | 284.5837 | 433.5214 | 284.5837 | 433.5214
1458 | 282.7079 | 483.6292 | 282.7079 | 483.6292
1459 | 296.024 | 507.8627 | 296.024 | 507.8627
1460 | 321.6443 | 514.4343 | 321.6443 | 514.4343
1461 | 347.1122 | 514.7008 | 347.1122 | 514.7008
1462 | 371.0701 | 460.9995 | 371.0701 | 460.9995
1463 | 400.6524 | 399.5196 | 400.6524 | 399.5196
1464 | 395.2668 | 342.6492 | 395.2668 | 342.6492
1465 | 376.6979 | 294.2862 | 376.6979 | 294.2862
1466 | 370.2406 | 268.3724 | 370.2406 | 268.3724
1467 | 371.1358 | 257.3944 | 371.1358 | 257.3944
1468 | 375.4885 | 296.9045 | 375.4885 | 296.9045
1469 | 383.2926 | 339.9838 | 383.2926 | 339.9838
1470 | 378.2718 | 359.1188 | 378.2718 | 359.1188
1471 | 374.2952 | 366.1351 | 374.2952 | 366.1351
1472 | 378.4019 | 381.8081 | 378.4019 | 381.8081
1473 | 372.3578 | 411.0237 | 372.3578 | 411.0237
1474 | 352.9607 | 442.5028 | 352.9607 | 442.5028
1475 | 329.4415 | 453.8712 | 329.4415 | 453.8712
1476 | 309.9974 | 490.5066 | 309.9974 | 490.5066
1477 | 294.5215 | 516.6472 | 294.5215 | 516.6472
1478 | 286.5128 | 511.4377 | 286.5128 | 511.4377
1479 | 281.6722 | 519.2174 | 281.6722 | 519.2174
1480 | 283.1856 | 544.6606 | 283.1856 | 544.6606
1481 | 287.0108 | 616.9179 | 287.0108 | 616.9179
1482 | 286.0562 | 641.5799 | 286.0562 | 641.5799
1483 | 306.9624 | 643.1039 | 306.9624 | 643.1039
1484 | 344.0423 | 628.334 | 344.0423 | 628.334
1485 | 370.8532 | 608.9396 | 370.8532 | 608.9396
1486 | 393.5459 | 527.2911 | 393.5459 | 527.2911
1487 | 428.1277 | 412.692 | 428.1277 | 412.692
1488 | 421.85 | 300.1616 | 421.85 | 300.1616
1489 | 392.3445 | 226.7047 | 392.3445 | 226.7047
1490 | 387.6667 | 188.6739 | 387.6667 | 188.6739
1491 | 391.4348 | 163.0383 | 391.4348 | 163.0383
1492 | 395.7226 | 168.9336 | 395.7226 | 168.9336
1493 | 401.7929 | 182.1894 | 401.7929 | 182.1894
1494 | 394.1264 | 188.543 | 394.1264 | 188.543
1495 | 383.6662 | 204.5884 | 383.6662 | 204.5884
1496 | 387.9289 | 231.0885 | 387.9289 | 231.0885
1497 | 380.8717 | 262.2193 | 380.8717 | 262.2193
1498 | 360.4174 | 263.8359 | 360.4174 | 263.8359
1499 | 331.7723 | 250.384 | 331.7723 | 250.384
1500 | 310.5631 | 244.3364 | 310.5631 | 244.3364
1501 | 294.1858 | 238.8556 | 294.1858 | 238.8556
1502 | 286.6749 | 236.7731 | 286.6749 | 236.7731
1503 | 282.6701 | 245.139 | 282.6701 | 245.139
1504 | 284.6019 | 275.0382 | 284.6019 | 275.0382
1505 | 287.6408 | 358.787 | 287.6408 | 358.787
1506 | 290.5207 | 400.921 | 290.5207 | 400.921
1507 | 313.9148 | 422.8093 | 313.9148 | 422.8093
1508 | 358.8702 | 420.5473 | 358.8702 | 420.5473
1509 | 384.2945 | 408.1104 | 384.2945 | 408.1104
1510 | 405.3303 | 372.8191 | 405.3303 | 372.8191
1511 | 439.0198 | 337.1367 | 439.0198 | 337.1367
1512 | 426.3846 | 299.2626 | 426.3846 | 299.2626
1513 | 399.3048 | 260.2023 | 399.3048 | 260.2023
1514 | 397.5631 | 223.3441 | 397.5631 | 223.3441
1515 | 399.9045 | 183.0508 | 399.9045 | 183.0508
1516 | 404.1011 | 174.2885 | 404.1011 | 174.2885
1517 | 411.1316 | 166.2419 | 411.1316 | 166.2419
1518 | 407.3125 | 142.6939 | 407.3125 | 142.6939
1519 | 398.5329 | 129.0722 | 398.5329 | 129.0722
1520 | 398.6793 | 188.3663 | 398.6793 | 188.3663
1521 | 388.8573 | 239.197 | 388.8573 | 239.197
1522 | 364.8792 | 253.6342 | 364.8792 | 253.6342
1523 | 335.746 | 274.4617 | 335.746 | 274.4617
1524 | 311.202 | 327.6699 | 311.202 | 327.6699
1525 | 295.0545 | 362.5661 | 295.0545 | 362.5661
1526 | 286.8817 | 385.3039 | 286.8817 | 385.3039
1527 | 282.3398 | 403.4416 | 282.3398 | 403.4416
1528 | 284.5809 | 453.1969 | 284.5809 | 453.1969
1529 | 290.6245 | 548.1247 | 290.6245 | 548.1247
1530 | 295.4559 | 577.7117 | 295.4559 | 577.7117
1531 | 319.6324 | 585.6459 | 319.6324 | 585.6459
1532 | 367.8549 | 584.4783 | 367.8549 | 584.4783
1533 | 399.2221 | 567.0383 | 399.2221 | 567.0383
1534 | 417.2657 | 500.0084 | 417.2657 | 500.0084
1535 | 453.2827 | 413.9428 | 453.2827 | 413.9428
1536 | 440.6545 | 309.0734 | 440.6545 | 309.0734
1537 | 413.137 | 229.1281 | 413.137 | 229.1281
1538 | 407.8498 | 181.521 | 407.8498 | 181.521
1539 | 412.7304 | 141.0322 | 412.7304 | 141.0322
1540 | 416.0742 | 138.2502 | 416.0742 | 138.2502
1541 | 418.5773 | 162.0205 | 418.5773 | 162.0205
1542 | 413.6741 | 207.4611 | 413.6741 | 207.4611
1543 | 401.8015 | 223.2329 | 401.8015 | 223.2329
1544 | 402.8427 | 237.8505 | 402.8427 | 237.8505
1545 | 390.4776 | 286.3751 | 390.4776 | 286.3751
1546 | 372.0966 | 322.271 | 372.0966 | 322.271
1547 | 343.4907 | 327.6591 | 343.4907 | 327.6591
1548 | 322.204 | 332.4386 | 322.204 | 332.4386
1549 | 306.1449 | 334.228 | 306.1449 | 334.228
1550 | 296.3467 | 336.1324 | 296.3467 | 336.1324
1551 | 292.1043 | 340.3942 | 292.1043 | 340.3942
1552 | 293.7546 | 356.0656 | 293.7546 | 356.0656
1553 | 298.0041 | 416.0886 | 298.0041 | 416.0886
1554 | 299.6114 | 419.9564 | 299.6114 | 419.9564
1555 | 318.4062 | 388.2564 | 318.4062 | 388.2564
1556 | 354.7363 | 334.7121 | 354.7363 | 334.7121
1557 | 383.2113 | 297.8459 | 383.2113 | 297.8459
1558 | 401.2004 | 261.2256 | 401.2004 | 261.2256
1559 | 432.8872 | 214.0907 | 432.8872 | 214.0907
1560 | 428.7815 | 169.5718 | 428.7815 | 169.5718
1561 | 404.6048 | 137.0782 | 404.6048 | 137.0782
1562 | 400.3572 | 81.6145 | 400.3572 | 81.6145
1563 | 402.9665 | 81.4636 | 402.9665 | 81.4636
1564 | 404.0519 | 105.3389 | 404.0519 | 105.3389
1565 | 407.6471 | 125.9431 | 407.6471 | 125.9431
1566 | 404.5182 | 174.5889 | 404.5182 | 174.5889
1567 | 394.7576 | 189.7353 | 394.7576 | 189.7353
1568 | 397.447 | 209.7079 | 397.447 | 209.7079
1569 | 385.5829 | 233.4512 | 385.5829 | 233.4512
1570 | 368.3022 | 243.9015 | 368.3022 | 243.9015
1571 | 344.989 | 244.1692 | 344.989 | 244.1692
1572 | 323.8217 | 255.6325 | 323.8217 | 255.6325
1573 | 307.3499 | 273.174 | 307.3499 | 273.174
1574 | 298.7452 | 297.358 | 298.7452 | 297.358
1575 | 292.5313 | 331.5605 | 292.5313 | 331.5605
1576 | 293.5427 | 382.4885 | 293.5427 | 382.4885
1577 | 297.3585 | 478.7452 | 297.3585 | 478.7452
1578 | 294.1745 | 520.5665 | 294.1745 | 520.5665
1579 | 309.3801 | 531.5104 | 309.3801 | 531.5104
1580 | 339.3177 | 521.001 | 339.3177 | 521.001
1581 | 366.6942 | 514.0363 | 366.6942 | 514.0363
1582 | 384.395 | 477.4942 | 384.395 | 477.4942
1583 | 409.9429 | 443.4144 | 409.9429 | 443.4144
1584 | 403.1203 | 427.7417 | 403.1203 | 427.7417
1585 | 388.6117 | 408.4204 | 388.6117 | 408.4204
1586 | 380.8186 | 373.5947 | 380.8186 | 373.5947
1587 | 381.7652 | 331.5425 | 381.7652 | 331.5425
1588 | 383.977 | 340.8775 | 383.977 | 340.8775
1589 | 391.2407 | 362.6543 | 391.2407 | 362.6543
1590 | 385.0095 | 373.4247 | 385.0095 | 373.4247
1591 | 380.4804 | 384.8187 | 380.4804 | 384.8187
1592 | 389.7873 | 403.7359 | 389.7873 | 403.7359
1593 | 383.319 | 423.727 | 383.319 | 423.727
1594 | 363.1796 | 427.7669 | 363.1796 | 427.7669
1595 | 339.1828 | 428.6991 | 339.1828 | 428.6991
1596 | 319.3477 | 453.3739 | 319.3477 | 453.3739
1597 | 306.1257 | 481.0389 | 306.1257 | 481.0389
1598 | 297.0334 | 501.4705 | 297.0334 | 501.4705
1599 | 294.1004 | 526.6048 | 294.1004 | 526.6048
1600 | 294.4645 | 566.862 | 294.4645 | 566.862
1601 | 298.4665 | 657.0212 | 298.4665 | 657.0212
1602 | 295.343 | 703.0248 | 295.343 | 703.0248
1603 | 306.9206 | 711.428 | 306.9206 | 711.428
1604 | 330.2895 | 701.1922 | 330.2895 | 701.1922
1605 | 354.4426 | 675.8176 | 354.4426 | 675.8176
1606 | 376.24 | 594.1691 | 376.24 | 594.1691
1607 | 405.6896 | 491.8432 | 405.6896 | 491.8432
1608 | 400.1516 | 376.3813 | 400.1516 | 376.3813
1609 | 383.6174 | 296.6315 | 383.6174 | 296.6315
1610 | 378.5989 | 247.109 | 378.5989 | 247.109
1611 | 380.8935 | 203.9624 | 380.8935 | 203.9624
1612 | 386.4021 | 194.4574 | 386.4021 | 194.4574
1613 | 394.9663 | 200.7948 | 394.9663 | 200.7948
1614 | 385.7008 | 196.3995 | 385.7008 | 196.3995
1615 | 382.4301 | 226.2817 | 382.4301 | 226.2817
1616 | 392.3357 | 282.2534 | 392.3357 | 282.2534
1617 | 382.706 | 335.1557 | 382.706 | 335.1557
1618 | 365.5482 | 365.814 | 365.5482 | 365.814
1619 | 339.2248 | 381.0911 | 339.2248 | 381.0911
1620 | 316.3222 | 402.3653 | 316.3222 | 402.3653
1621 | 303.93 | 419.1641 | 303.93 | 419.1641
1622 | 295.0609 | 434.2017 | 295.0609 | 434.2017
1623 | 291.9049 | 459.4924 | 291.9049 | 459.4924
1624 | 293.4511 | 514.8372 | 293.4511 | 514.8372
1625 | 298.6077 | 611.2893 | 298.6077 | 611.2893
1626 | 298.7131 | 665.2667 | 298.7131 | 665.2667
1627 | 320.2231 | 678.2822 | 320.2231 | 678.2822
1628 | 353.7956 | 661.0108 | 353.7956 | 661.0108
1629 | 373.8566 | 653.6552 | 373.8566 | 653.6552
1630 | 395.7535 | 630.3246 | 395.7535 | 630.3246
1631 | 427.0122 | 610.3161 | 427.0122 | 610.3161
1632 | 420.2824 | 588.8585 | 420.2824 | 588.8585
1633 | 393.263 | 565.3158 | 393.263 | 565.3158
1634 | 389.9642 | 547.2584 | 389.9642 | 547.2584
1635 | 390.3714 | 527.3295 | 390.3714 | 527.3295
1636 | 396.0687 | 533.7329 | 396.0687 | 533.7329
1637 | 405.4874 | 527.0153 | 405.4874 | 527.0153
1638 | 399.4824 | 502.1774 | 399.4824 | 502.1774
1639 | 396.9879 | 495.2787 | 396.9879 | 495.2787
1640 | 400.0846 | 505.1668 | 400.0846 | 505.1668
1641 | 386.3713 | 531.0991 | 386.3713 | 531.0991
1642 | 368.2949 | 544.4808 | 368.2949 | 544.4808
1643 | 339.194 | 556.162 | 339.194 | 556.162
1644 | 315.357 | 575.8727 | 315.357 | 575.8727
1645 | 301.9654 | 579.6555 | 301.9654 | 579.6555
1646 | 293.1671 | 574.2506 | 293.1671 | 574.2506
1647 | 290.0444 | 575.19 | 290.0444 | 575.19
1648 | 293.1396 | 599.8124 | 293.1396 | 599.8124
1649 | 301.4883 | 673.7113 | 301.4883 | 673.7113
1650 | 304.27 | 696.5754 | 304.27 | 696.5754
1651 | 328.9312 | 693.1744 | 328.9312 | 693.1744
1652 | 374.1974 | 675.1603 | 374.1974 | 675.1603
1653 | 400.217 | 667.4529 | 400.217 | 667.4529
1654 | 423.1655 | 643.7705 | 423.1655 | 643.7705
1655 | 454.8328 | 616.0618 | 454.8328 | 616.0618
1656 | 442.3728 | 581.1193 | 442.3728 | 581.1193
1657 | 409.6513 | 548.2348 | 409.6513 | 548.2348
1658 | 405.7667 | 537.9948 | 405.7667 | 537.9948
1659 | 410.1008 | 524.6716 | 410.1008 | 524.6716
1660 | 410.3802 | 515.7529 | 410.3802 | 515.7529
1661 | 419.7887 | 495.6284 | 419.7887 | 495.6284
1662 | 415.8748 | 475.2074 | 415.8748 | 475.2074
1663 | 409.2207 | 484.8815 | 409.2207 | 484.8815
1664 | 409.7972 | 497.1931 | 409.7972 | 497.1931
1665 | 396.611 | 522.07 | 396.611 | 522.07
1666 | 375.6139 | 542.5265 | 375.6139 | 542.5265
1667 | 344.6906 | 539.5891 | 344.6906 | 539.5891
1668 | 320.0586 | 544.2512 | 320.0586 | 544.2512
1669 | 306.1887 | 549.0503 | 306.1887 | 549.0503
1670 | 297.7476 | 554.3944 | 297.7476 | 554.3944
1671 | 295.618 | 562.2131 | 295.618 | 562.2131
1672 | 297.0034 | 593.2458 | 297.0034 | 593.2458
1673 | 303.7278 | 674.3758 | 303.7278 | 674.3758
1674 | 305.6867 | 698.4907 | 305.6867 | 698.4907
1675 | 329.9459 | 701.6172 | 329.9459 | 701.6172
1676 | 374.4101 | 686.5737 | 374.4101 | 686.5737
1677 | 400.7477 | 681.876 | 400.7477 | 681.876
1678 | 416.6806 | 654.7149 | 416.6806 | 654.7149
1679 | 452.2592 | 613.873 | 452.2592 | 613.873
1680 | 436.5734 | 531.7132 | 436.5734 | 531.7132
1681 | 409.9672 | 480.8878 | 409.9672 | 480.8878
1682 | 411.9578 | 446.6874 | 411.9578 | 446.6874
1683 | 417.7711 | 389.1959 | 417.7711 | 389.1959
1684 | 418.3929 | 345.7243 | 418.3929 | 345.7243
1685 | 422.8841 | 343.0717 | 422.8841 | 343.0717
1686 | 418.6157 | 348.9953 | 418.6157 | 348.9953
1687 | 413.4887 | 369.8093 | 413.4887 | 369.8093
1688 | 415.6849 | 388.492 | 415.6849 | 388.492
1689 | 400.0147 | 439.1273 | 400.0147 | 439.1273
1690 | 377.1788 | 490.3844 | 377.1788 | 490.3844
1691 | 347.5072 | 482.6783 | 347.5072 | 482.6783
1692 | 323.8675 | 485.0735 | 323.8675 | 485.0735
1693 | 308.9534 | 492.4914 | 308.9534 | 492.4914
1694 | 300.6414 | 503.7767 | 300.6414 | 503.7767
1695 | 298.3213 | 521.4063 | 298.3213 | 521.4063
1696 | 300.7666 | 540.7128 | 300.7666 | 540.7128
1697 | 308.3057 | 658.5846 | 308.3057 | 658.5846
1698 | 313.4736 | 690.4778 | 313.4736 | 690.4778
1699 | 337.4534 | 685.0052 | 337.4534 | 685.0052
1700 | 379.5809 | 660.3854 | 379.5809 | 660.3854
1701 | 408.5297 | 676.9511 | 408.5297 | 676.9511
1702 | 426.3451 | 622.0772 | 426.3451 | 622.0772
1703 | 455.0902 | 547.855 | 455.0902 | 547.855
1704 | 441.4245 | 446.4644 | 441.4245 | 446.4644
1705 | 415.0996 | 358.4672 | 415.0996 | 358.4672
1706 | 410.488 | 316.254 | 410.488 | 316.254
1707 | 412.7285 | 286.5924 | 412.7285 | 286.5924
1708 | 412.3172 | 287.7191 | 412.3172 | 287.7191
1709 | 418.751 | 297.6134 | 418.751 | 297.6134
1710 | 414.9134 | 294.8988 | 414.9134 | 294.8988
1711 | 416.1469 | 302.4623 | 416.1469 | 302.4623
1712 | 414.2161 | 307.66 | 414.2161 | 307.66
1713 | 398.4372 | 376.8616 | 398.4372 | 376.8616
1714 | 379.6628 | 419.7932 | 379.6628 | 419.7932
1715 | 352.4837 | 422.8361 | 352.4837 | 422.8361
1716 | 329.3441 | 441.4132 | 329.3441 | 441.4132
1717 | 313.3642 | 462.1598 | 313.3642 | 462.1598
1718 | 303.738 | 485.6012 | 303.738 | 485.6012
1719 | 300.8631 | 492.4428 | 300.8631 | 492.4428
1720 | 303.7565 | 514.759 | 303.7565 | 514.759
1721 | 310.9728 | 589.2833 | 310.9728 | 589.2833
1722 | 313.3187 | 616.0561 | 313.3187 | 616.0561
1723 | 335.5367 | 615.8211 | 335.5367 | 615.8211
1724 | 370.6148 | 599.0187 | 370.6148 | 599.0187
1725 | 394.5149 | 591.8977 | 394.5149 | 591.8977
1726 | 411.9052 | 566.2218 | 411.9052 | 566.2218
1727 | 446.8441 | 527.0607 | 446.8441 | 527.0607
1728 | 435.7609 | 473.9817 | 435.7609 | 473.9817
1729 | 412.2199 | 406.9742 | 412.2199 | 406.9742
1730 | 407.3177 | 365.1128 | 407.3177 | 365.1128
1731 | 406.6552 | 348.3499 | 406.6552 | 348.3499
1732 | 407.3805 | 362.6099 | 407.3805 | 362.6099
1733 | 418.3937 | 385.4811 | 418.3937 | 385.4811
1734 | 413.8999 | 394.6099 | 413.8999 | 394.6099
1735 | 416.04 | 412.0233 | 416.04 | 412.0233
1736 | 412.4967 | 423.5921 | 412.4967 | 423.5921
1737 | 396.7017 | 446.4756 | 396.7017 | 446.4756
1738 | 378.8259 | 450.6329 | 378.8259 | 450.6329
1739 | 353.0987 | 438.3145 | 353.0987 | 438.3145
1740 | 332.3257 | 458.9633 | 332.3257 | 458.9633
1741 | 317.2166 | 494.6412 | 317.2166 | 494.6412
1742 | 307.7463 | 533.131 | 307.7463 | 533.131
1743 | 304.4589 | 553.2622 | 304.4589 | 553.2622
1744 | 305.4824 | 575.6175 | 305.4824 | 575.6175
1745 | 312.707 | 680.2389 | 312.707 | 680.2389
1746 | 312.7077 | 717.956 | 312.7077 | 717.956
1747 | 321.8431 | 699.9755 | 321.8431 | 699.9755
1748 | 352.1843 | 679.538 | 352.1843 | 679.538
1749 | 378.7432 | 659.1274 | 378.7432 | 659.1274
1750 | 396.31 | 616.1751 | 396.31 | 616.1751
1751 | 430.1402 | 536.5588 | 430.1402 | 536.5588
1752 | 426.6666 | 431.3377 | 426.6666 | 431.3377
1753 | 405.923 | 340.2526 | 405.923 | 340.2526
1754 | 400.2101 | 302.8862 | 400.2101 | 302.8862
1755 | 400.6528 | 286.436 | 400.6528 | 286.436
1756 | 403.1701 | 305.5428 | 403.1701 | 305.5428
1757 | 412.1404 | 327.046 | 412.1404 | 327.046
1758 | 406.8627 | 323.9796 | 406.8627 | 323.9796
1759 | 407.4473 | 334.9827 | 407.4473 | 334.9827
1760 | 405.0877 | 349.2877 | 405.0877 | 349.2877
1761 | 393.079 | 427.323 | 393.079 | 427.323
1762 | 373.5715 | 492.3387 | 373.5715 | 492.3387
1763 | 349.9388 | 482.0529 | 349.9388 | 482.0529
1764 | 326.2895 | 484.5262 | 326.2895 | 484.5262
1765 | 312.3828 | 506.1719 | 312.3828 | 506.1719
1766 | 303.9339 | 520.6232 | 303.9339 | 520.6232
1767 | 301.4908 | 527.6993 | 301.4908 | 527.6993
1768 | 301.435 | 554.276 | 301.435 | 554.276
1769 | 306.6713 | 636.8132 | 306.6713 | 636.8132
1770 | 309.1634 | 667.4165 | 309.1634 | 667.4165
1771 | 323.5158 | 679.3766 | 323.5158 | 679.3766
1772 | 350.2147 | 658.001 | 350.2147 | 658.001
1773 | 375.4641 | 648.9648 | 375.4641 | 648.9648
1774 | 399.8896 | 602.69 | 399.8896 | 602.69
1775 | 428.9544 | 517.6798 | 428.9544 | 517.6798
1776 | 425.0466 | 403.3514 | 425.0466 | 403.3514
1777 | 405.9934 | 300.1493 | 405.9934 | 300.1493
1778 | 403.2858 | 243.3176 | 403.2858 | 243.3176
1779 | 407.9952 | 213.9687 | 407.9952 | 213.9687
1780 | 413.8926 | 211.8902 | 413.8926 | 211.8902
1781 | 417.3375 | 221.9018 | 417.3375 | 221.9018
1782 | 413.4173 | 223.6432 | 413.4173 | 223.6432
1783 | 413.6322 | 269.3947 | 413.6322 | 269.3947
1784 | 407.3581 | 301.6406 | 407.3581 | 301.6406
1785 | 393.1884 | 331.0516 | 393.1884 | 331.0516
1786 | 373.2232 | 348.8111 | 373.2232 | 348.8111
1787 | 346.5428 | 362.3684 | 346.5428 | 362.3684
1788 | 325.8427 | 382.1182 | 325.8427 | 382.1182
1789 | 312.5 | 397.0408 | 312.5 | 397.0408
1790 | 302.3332 | 416.4953 | 302.3332 | 416.4953
1791 | 298.1061 | 439.558 | 298.1061 | 439.558
1792 | 301.2204 | 469.4962 | 301.2204 | 469.4962
1793 | 307.0944 | 539.1346 | 307.0944 | 539.1346
1794 | 312.2094 | 560.8261 | 312.2094 | 560.8261
1795 | 330.3018 | 557.9332 | 330.3018 | 557.9332
1796 | 364.3796 | 539.0201 | 364.3796 | 539.0201
1797 | 385.6364 | 527.9513 | 385.6364 | 527.9513
1798 | 407.8302 | 491.1356 | 407.8302 | 491.1356
1799 | 440.7829 | 438.3722 | 440.7829 | 438.3722
1800 | 431.6085 | 377.3585 | 431.6085 | 377.3585
1801 | 413.8885 | 329.191 | 413.8885 | 329.191
1802 | 407.5061 | 299.7983 | 407.5061 | 299.7983
1803 | 413.2573 | 272.5992 | 413.2573 | 272.5992
1804 | 412.7101 | 267.6283 | 412.7101 | 267.6283
1805 | 420.4297 | 279.8679 | 420.4297 | 279.8679
1806 | 420.7522 | 270.1567 | 420.7522 | 270.1567
1807 | 422.3119 | 266.8931 | 422.3119 | 266.8931
1808 | 417.4244 | 280.9635 | 417.4244 | 280.9635
1809 | 402.3267 | 308.5374 | 402.3267 | 308.5374
1810 | 381.7827 | 320.4339 | 381.7827 | 320.4339
1811 | 351.1557 | 300.4936 | 351.1557 | 300.4936
1812 | 328.5947 | 302.6542 | 328.5947 | 302.6542
1813 | 313.6909 | 313.5118 | 313.6909 | 313.5118
1814 | 303.7063 | 341.9563 | 303.7063 | 341.9563
1815 | 302.0427 | 369.3186 | 302.0427 | 369.3186
1816 | 304.4112 | 399.8822 | 304.4112 | 399.8822
1817 | 311.9161 | 450.3289 | 311.9161 | 450.3289
1818 | 317.4165 | 482.8475 | 317.4165 | 482.8475
1819 | 345.5743 | 512.7095 | 345.5743 | 512.7095
1820 | 388.5332 | 539.411 | 388.5332 | 539.411
1821 | 415.3175 | 556.8366 | 415.3175 | 556.8366
1822 | 434.9879 | 543.4732 | 434.9879 | 543.4732
1823 | 468.1053 | 516.9371 | 468.1053 | 516.9371
1824 | 456.8703 | 467.0242 | 456.8703 | 467.0242
1825 | 429.0179 | 399.4304 | 429.0179 | 399.4304
1826 | 424.8336 | 353.5821 | 424.8336 | 353.5821
1827 | 430.8091 | 336.1548 | 430.8091 | 336.1548
1828 | 432.8865 | 377.932 | 432.8865 | 377.932
1829 | 443.2977 | 425.2326 | 443.2977 | 425.2326
1830 | 440.3882 | 459.4162 | 440.3882 | 459.4162
1831 | 436.4232 | 490.0801 | 436.4232 | 490.0801
1832 | 431.5587 | 521.8179 | 431.5587 | 521.8179
1833 | 412.225 | 542.7079 | 412.225 | 542.7079
1834 | 384.8011 | 534.7873 | 384.8011 | 534.7873
1835 | 353.5106 | 521.4918 | 353.5106 | 521.4918
1836 | 331.7381 | 520.9554 | 331.7381 | 520.9554
1837 | 315.5419 | 521.5722 | 315.5419 | 521.5722
1838 | 306.6011 | 524.1019 | 306.6011 | 524.1019
1839 | 301.3361 | 533.6405 | 301.3361 | 533.6405
1840 | 305.0481 | 560.8426 | 305.0481 | 560.8426
1841 | 312.8539 | 636.2269 | 312.8539 | 636.2269
1842 | 319.5286 | 662.5697 | 319.5286 | 662.5697
1843 | 345.3494 | 664.0936 | 345.3494 | 664.0936
1844 | 388.8901 | 647.6039 | 388.8901 | 647.6039
1845 | 413.7706 | 637.1214 | 413.7706 | 637.1214
1846 | 432.8422 | 615.0806 | 432.8422 | 615.0806
1847 | 464.3252 | 595.9711 | 464.3252 | 595.9711
1848 | 455.8809 | 568.0251 | 455.8809 | 568.0251
1849 | 427.1551 | 537.4076 | 427.1551 | 537.4076
1850 | 423.4672 | 515.4806 | 423.4672 | 515.4806
1851 | 426.324 | 495.0827 | 426.324 | 495.0827
1852 | 428.1196 | 522.1632 | 428.1196 | 522.1632
1853 | 436.5434 | 552.4609 | 436.5434 | 552.4609
1854 | 438.2516 | 560.9252 | 438.2516 | 560.9252
1855 | 439.7606 | 567.1207 | 439.7606 | 567.1207
1856 | 430.9618 | 569.5041 | 430.9618 | 569.5041
1857 | 413.0825 | 565.7302 | 413.0825 | 565.7302
1858 | 389.5155 | 538.5396 | 389.5155 | 538.5396
1859 | 360.6222 | 515.0815 | 360.6222 | 515.0815
1860 | 335.1796 | 511.3009 | 335.1796 | 511.3009
1861 | 320.216 | 514.302 | 320.216 | 514.302
1862 | 312.2562 | 524.6882 | 312.2562 | 524.6882
1863 | 309.1119 | 544.3113 | 309.1119 | 544.3113
1864 | 310.5928 | 578.979 | 310.5928 | 578.979
1865 | 316.9299 | 655.5359 | 316.9299 | 655.5359
1866 | 324.8866 | 679.8462 | 324.8866 | 679.8462
1867 | 350.8128 | 682.3082 | 350.8128 | 682.3082
1868 | 392.8824 | 672.9323 | 392.8824 | 672.9323
1869 | 416.7818 | 676.1693 | 416.7818 | 676.1693
1870 | 437.189 | 665.1902 | 437.189 | 665.1902
1871 | 464.9389 | 642.2502 | 464.9389 | 642.2502
1872 | 456.7003 | 597.1449 | 456.7003 | 597.1449
1873 | 428.0819 | 543.388 | 428.0819 | 543.388
1874 | 425.5921 | 491.7939 | 425.5921 | 491.7939
1875 | 431.4717 | 452.7905 | 431.4717 | 452.7905
1876 | 429.77 | 444.6536 | 429.77 | 444.6536
1877 | 437.8745 | 444.5025 | 437.8745 | 444.5025
1878 | 435.4316 | 435.0259 | 435.4316 | 435.0259
1879 | 435.8499 | 437.3126 | 435.8499 | 437.3126
1880 | 424.8669 | 459.8649 | 424.8669 | 459.8649
1881 | 408.1661 | 501.3147 | 408.1661 | 501.3147
1882 | 384.1378 | 490.4235 | 384.1378 | 490.4235
1883 | 359.6327 | 501.3229 | 359.6327 | 501.3229
1884 | 334.3179 | 515.1314 | 334.3179 | 515.1314
1885 | 319.0458 | 499.3316 | 319.0458 | 499.3316
1886 | 309.6651 | 497.6791 | 309.6651 | 497.6791
1887 | 306.8162 | 511.7908 | 306.8162 | 511.7908
1888 | 308.717 | 548.5302 | 308.717 | 548.5302
1889 | 316.6696 | 639.4711 | 316.6696 | 639.4711
1890 | 324.1219 | 681.0969 | 324.1219 | 681.0969
1891 | 346.1876 | 674.3344 | 346.1876 | 674.3344
1892 | 382.4695 | 650.1446 | 382.4695 | 650.1446
1893 | 407.4985 | 599.5196 | 407.4985 | 599.5196
1894 | 426.0686 | 557.6227 | 426.0686 | 557.6227
1895 | 463.9556 | 508.2598 | 463.9556 | 508.2598
1896 | 453.8763 | 455.8844 | 453.8763 | 455.8844
1897 | 427.715 | 394.7399 | 427.715 | 394.7399
1898 | 421.5308 | 333.4523 | 421.5308 | 333.4523
1899 | 420.515 | 255.5573 | 420.515 | 255.5573
1900 | 426.3781 | 205.949 | 426.3781 | 205.949
1901 | 438.0144 | 176.8345 | 438.0144 | 176.8345
1902 | 436.0905 | 165.0517 | 436.0905 | 165.0517
1903 | 439.5392 | 177.1884 | 439.5392 | 177.1884
1904 | 428.4015 | 217.7207 | 428.4015 | 217.7207
1905 | 409.4173 | 260.2649 | 409.4173 | 260.2649
1906 | 386.4211 | 268.0573 | 386.4211 | 268.0573
1907 | 361.4983 | 255.1136 | 361.4983 | 255.1136
1908 | 338.8844 | 247.6197 | 338.8844 | 247.6197
1909 | 325.1855 | 244.5623 | 325.1855 | 244.5623
1910 | 315.2217 | 246.6621 | 315.2217 | 246.6621
1911 | 311.1543 | 255.4189 | 311.1543 | 255.4189
1912 | 312.5443 | 279.455 | 312.5443 | 279.455
1913 | 319.4403 | 351.2823 | 319.4403 | 351.2823
1914 | 324.5508 | 381.2212 | 324.5508 | 381.2212
1915 | 337.5677 | 393.8458 | 337.5677 | 393.8458
1916 | 366.0212 | 386.5025 | 366.0212 | 386.5025
1917 | 390.0104 | 390.4821 | 390.0104 | 390.4821
1918 | 408.634 | 368.4023 | 408.634 | 368.4023
1919 | 440.4119 | 296.3298 | 440.4119 | 296.3298
1920 | 435.4763 | 192.0859 | 435.4763 | 192.0859
1921 | 413.041 | 90.33 | 413.041 | 90.33
1922 | 408.0472 | 80.5982 | 408.0472 | 80.5982
1923 | 412.4095 | 81.4636 | 412.4095 | 81.4636
1924 | 419.5503 | 105.3389 | 419.5503 | 105.3389
1925 | 425.7287 | 123.6761 | 425.7287 | 123.6761
1926 | 425.8649 | 118.4208 | 425.8649 | 118.4208
1927 | 427.2705 | 108.2388 | 427.2705 | 108.2388
1928 | 415.0313 | 94.9092 | 415.0313 | 94.9092
1929 | 398.6872 | 115.1348 | 398.6872 | 115.1348
1930 | 382.5305 | 209.1531 | 382.5305 | 209.1531
1931 | 358.9631 | 360.2186 | 358.9631 | 360.2186
1932 | 337.0099 | 427.5764 | 337.0099 | 427.5764
1933 | 324.2526 | 443.6326 | 324.2526 | 443.6326
1934 | 315.1741 | 455.4651 | 315.1741 | 455.4651
1935 | 312.7307 | 473.8373 | 312.7307 | 473.8373
1936 | 314.4302 | 505.8863 | 314.4302 | 505.8863
1937 | 319.414 | 590.5341 | 319.414 | 590.5341
1938 | 325.4161 | 637.9839 | 325.4161 | 637.9839
1939 | 336.8644 | 643.3384 | 336.8644 | 643.3384
1940 | 363.7901 | 616.8033 | 363.7901 | 616.8033
1941 | 388.8934 | 606.0472 | 388.8934 | 606.0472
1942 | 407.9025 | 569.3879 | 407.9025 | 569.3879
1943 | 442.1158 | 525.6535 | 442.1158 | 525.6535
1944 | 431.5354 | 465.148 | 431.5354 | 465.148
1945 | 414.1502 | 411.1565 | 414.1502 | 411.1565
1946 | 408.9371 | 375.08 | 408.9371 | 375.08
1947 | 410.4364 | 344.0503 | 410.4364 | 344.0503
1948 | 419.526 | 349.0857 | 419.526 | 349.0857
1949 | 432.9446 | 361.5989 | 432.9446 | 361.5989
1950 | 427.6299 | 365.7246 | 427.6299 | 365.7246
1951 | 430.8642 | 383.3334 | 430.8642 | 383.3334
1952 | 420.9521 | 409.9117 | 420.9521 | 409.9117
1953 | 404.8461 | 476.7681 | 404.8461 | 476.7681
1954 | 383.763 | 491.9479 | 383.763 | 491.9479
1955 | 358.8467 | 490.3785 | 358.8467 | 490.3785
1956 | 340.3426 | 533.6977 | 340.3426 | 533.6977
1957 | 326.1606 | 548.3859 | 326.1606 | 548.3859
1958 | 316.165 | 552.6355 | 316.165 | 552.6355
1959 | 313.5386 | 552.5195 | 313.5386 | 552.5195
1960 | 314.6427 | 561.5462 | 314.6427 | 561.5462
1961 | 320.2251 | 643.2234 | 320.2251 | 643.2234
1962 | 327.6139 | 674.4521 | 327.6139 | 674.4521
1963 | 347.0773 | 676.6015 | 347.0773 | 676.6015
1964 | 379.5972 | 647.0567 | 379.5972 | 647.0567
1965 | 403.9962 | 637.3168 | 403.9962 | 637.3168
1966 | 424.7719 | 603.4718 | 424.7719 | 603.4718
1967 | 456.5768 | 553.4444 | 456.5768 | 553.4444
1968 | 444.13 | 473.9035 | 444.13 | 473.9035
1969 | 420.4035 | 344.7867 | 420.4035 | 344.7867
1970 | 415.0914 | 249.337 | 415.0914 | 249.337
1971 | 418.0986 | 188.9921 | 418.0986 | 188.9921
1972 | 423.8586 | 178.0018 | 423.8586 | 178.0018
1973 | 435.4646 | 180.665 | 435.4646 | 180.665
1974 | 434.4658 | 175.097 | 434.4658 | 175.097
1975 | 439.334 | 180.9407 | 439.334 | 180.9407
1976 | 426.3058 | 206.0337 | 426.3058 | 206.0337
1977 | 409.3135 | 220.9043 | 409.3135 | 220.9043
1978 | 384.7069 | 196.4107 | 384.7069 | 196.4107
1979 | 359.8736 | 169.4348 | 359.8736 | 169.4348
1980 | 336.0062 | 167.374 | 336.0062 | 167.374
1981 | 322.6185 | 167.0918 | 322.6185 | 167.0918
1982 | 314.9056 | 166.9245 | 314.9056 | 166.9245
1983 | 310.2051 | 175.7595 | 310.2051 | 175.7595
1984 | 312.4126 | 207.3785 | 312.4126 | 207.3785
1985 | 321.8444 | 275.258 | 321.8444 | 275.258
1986 | 330.0403 | 285.5361 | 330.0403 | 285.5361
1987 | 355.2492 | 275.7248 | 355.2492 | 275.7248
1988 | 397.1342 | 250.1278 | 397.1342 | 250.1278
1989 | 422.9834 | 247.8144 | 422.9834 | 247.8144
1990 | 442.8857 | 240.744 | 442.8857 | 240.744
1991 | 473.4524 | 229.4519 | 473.4524 | 229.4519
1992 | 458.532 | 212.0594 | 458.532 | 212.0594
1993 | 432.7904 | 189.5721 | 432.7904 | 189.5721
1994 | 426.8432 | 164.2836 | 426.8432 | 164.2836
1995 | 432.5751 | 104.7986 | 432.5751 | 104.7986
1996 | 434.1964 | 114.1726 | 434.1964 | 114.1726
1997 | 445.0301 | 167.9226 | 445.0301 | 167.9226
1998 | 450.1895 | 194.1715 | 450.1895 | 194.1715
1999 | 448.2531 | 234.6072 | 448.2531 | 234.6072
2000 | 433.8927 | 277.6411 | 433.8927 | 277.6411
2001 | 414.2541 | 315.6122 | 414.2541 | 315.6122
2002 | 390.84 | 316.5643 | 390.84 | 316.5643
2003 | 361.4801 | 315.3076 | 361.4801 | 315.3076
2004 | 336.8846 | 346.119 | 336.8846 | 346.119
2005 | 321.9344 | 400.0896 | 321.9344 | 400.0896
2006 | 314.0965 | 447.5695 | 314.0965 | 447.5695
2007 | 311.0315 | 479.7004 | 311.0315 | 479.7004
2008 | 313.5142 | 517.1433 | 313.5142 | 517.1433
2009 | 320.8897 | 596.0454 | 320.8897 | 596.0454
2010 | 330.8576 | 634.7788 | 330.8576 | 634.7788
2011 | 354.8207 | 653.3056 | 354.8207 | 653.3056
2012 | 397.8132 | 658.7046 | 397.8132 | 658.7046
2013 | 424.5188 | 673.316 | 424.5188 | 673.316
2014 | 444.7548 | 657.9591 | 444.7548 | 657.9591
2015 | 479.1331 | 617.3126 | 479.1331 | 617.3126
2016 | 463.145 | 563.022 | 463.145 | 563.022
2017 | 436.9759 | 508.7178 | 436.9759 | 508.7178
2018 | 430.4339 | 481.5531 | 430.4339 | 481.5531
2019 | 436.9679 | 461.3896 | 436.9679 | 461.3896
2020 | 437.2245 | 472.5226 | 437.2245 | 472.5226
2021 | 444.1694 | 487.811 | 444.1694 | 487.811
2022 | 445.6595 | 482.8684 | 445.6595 | 482.8684
2023 | 447.8852 | 484.7643 | 447.8852 | 484.7643
2024 | 429.7143 | 501.8444 | 429.7143 | 501.8444
2025 | 410.7642 | 571.5932 | 410.7642 | 571.5932
2026 | 387.012 | 565.666 | 387.012 | 565.666
2027 | 358.3467 | 534.8595 | 358.3467 | 534.8595
2028 | 334.4089 | 528.7728 | 334.4089 | 528.7728
2029 | 319.0605 | 559.0175 | 319.0605 | 559.0175
2030 | 309.6616 | 619.6307 | 309.6616 | 619.6307
2031 | 307.1982 | 673.3376 | 307.1982 | 673.3376
2032 | 308.072 | 726.0636 | 308.072 | 726.0636
2033 | 316.6669 | 818.6852 | 316.6669 | 818.6852
2034 | 327.5924 | 852.4936 | 327.5924 | 852.4936
2035 | 346.4912 | 859.0598 | 346.4912 | 859.0598
2036 | 389.2165 | 844.5244 | 389.2165 | 844.5244
2037 | 415.9759 | 836.5826 | 415.9759 | 836.5826
2038 | 436.4577 | 770.4516 | 436.4577 | 770.4516
2039 | 468.6189 | 652.491 | 468.6189 | 652.491
2040 | 457.2846 | 544.9637 | 457.2846 | 544.9637
2041 | 426.6771 | 481.2005 | 426.6771 | 481.2005
2042 | 421.9007 | 469.7488 | 421.9007 | 469.7488
2043 | 428.5364 | 462.6013 | 428.5364 | 462.6013
2044 | 430.9377 | 473.4216 | 430.9377 | 473.4216
2045 | 437.2372 | 485.4267 | 437.2372 | 485.4267
2046 | 442.3176 | 495.1418 | 442.3176 | 495.1418
2047 | 442.5859 | 513.8841 | 442.5859 | 513.8841
2048 | 426.7597 | 535.0684 | 426.7597 | 535.0684
2049 | 412.3387 | 597.6252 | 412.3387 | 597.6252
2050 | 390.7209 | 645.6772 | 390.7209 | 645.6772
2051 | 361.9485 | 642.2707 | 361.9485 | 642.2707
2052 | 338.6702 | 641.6562 | 338.6702 | 641.6562
2053 | 321.61 | 627.1463 | 321.61 | 627.1463
2054 | 312.858 | 623.1485 | 312.858 | 623.1485
2055 | 309.7828 | 634.1724 | 309.7828 | 634.1724
2056 | 309.9578 | 651.0946 | 309.9578 | 651.0946
2057 | 317.5554 | 718.466 | 317.5554 | 718.466
2058 | 326.4681 | 737.8513 | 326.4681 | 737.8513
2059 | 343.7357 | 733.1213 | 343.7357 | 733.1213
2060 | 380.9761 | 708.5015 | 380.9761 | 708.5015
2061 | 406.7942 | 693.2113 | 406.7942 | 693.2113
2062 | 425.9058 | 668.5517 | 425.9058 | 668.5517
2063 | 454.0205 | 637.1689 | 454.0205 | 637.1689
2064 | 448.1099 | 602.4608 | 448.1099 | 602.4608
2065 | 426.7234 | 574.2667 | 426.7234 | 574.2667
2066 | 423.3005 | 563.9486 | 423.3005 | 563.9486
2067 | 427.8623 | 555.1986 | 427.8623 | 555.1986
2068 | 432.4751 | 568.5204 | 432.4751 | 568.5204
2069 | 439.2996 | 575.835 | 439.2996 | 575.835
2070 | 443.5192 | 561.1598 | 443.5192 | 561.1598
2071 | 441.3454 | 551.3295 | 441.3454 | 551.3295
2072 | 423.2426 | 549.5306 | 423.2426 | 549.5306
2073 | 407.6691 | 550.838 | 407.6691 | 550.838
2074 | 388.8406 | 530.4486 | 388.8406 | 530.4486
2075 | 360.363 | 512.6581 | 360.363 | 512.6581
2076 | 335.9934 | 508.682 | 335.9934 | 508.682
2077 | 321.224 | 506.4455 | 321.224 | 506.4455
2078 | 312.2285 | 505.9656 | 312.2285 | 505.9656
2079 | 308.3373 | 510.7746 | 308.3373 | 510.7746
2080 | 308.6356 | 533.7944 | 308.6356 | 533.7944
2081 | 316.1315 | 609.9604 | 316.1315 | 609.9604
2082 | 324.6068 | 638.2575 | 324.6068 | 638.2575
2083 | 335.3749 | 635.99 | 335.3749 | 635.99
2084 | 363.9979 | 618.4059 | 363.9979 | 618.4059
2085 | 392.3248 | 612.4184 | 392.3248 | 612.4184
2086 | 412.4216 | 594.7554 | 412.4216 | 594.7554
2087 | 440.5495 | 571.5026 | 440.5495 | 571.5026
2088 | 434.8937 | 547.2308 | 434.8937 | 547.2308
2089 | 417.912 | 519.7403 | 417.912 | 519.7403
2090 | 409.5062 | 503.7545 | 409.5062 | 503.7545
2091 | 412.8262 | 493.0111 | 412.8262 | 493.0111
2092 | 417.0511 | 510.9843 | 417.0511 | 510.9843
2093 | 426.5152 | 524.4355 | 426.5152 | 524.4355
2094 | 423.7809 | 517.9295 | 423.7809 | 517.9295
2095 | 425.4627 | 513.4933 | 425.4627 | 513.4933
2096 | 412.4917 | 510.9126 | 412.4917 | 510.9126
2097 | 398.629 | 508.8585 | 398.629 | 508.8585
2098 | 379.1558 | 487.1011 | 379.1558 | 487.1011
2099 | 355.7111 | 467.4344 | 355.7111 | 467.4344
2100 | 333.6 | 464.3182 | 333.6 | 464.3182
2101 | 320.5815 | 460.9872 | 320.5815 | 460.9872
2102 | 310.9484 | 463.2434 | 310.9484 | 463.2434
2103 | 308.5123 | 476.6907 | 308.5123 | 476.6907
2104 | 308.9842 | 519.8012 | 308.9842 | 519.8012
2105 | 316.8036 | 612.5792 | 316.8036 | 612.5792
2106 | 323.6605 | 634.6224 | 323.6605 | 634.6224
2107 | 335.3224 | 631.8077 | 335.3224 | 631.8077
2108 | 361.156 | 606.9143 | 361.156 | 606.9143
2109 | 386.6085 | 592.1713 | 386.6085 | 592.1713
2110 | 405.6645 | 565.0492 | 405.6645 | 565.0492
2111 | 439.7329 | 532.4156 | 439.7329 | 532.4156
2112 | 432.467 | 492.7825 | 432.467 | 492.7825
2113 | 413.0829 | 448.1328 | 413.0829 | 448.1328
2114 | 409.1412 | 421.5936 | 409.1412 | 421.5936
2115 | 411.1134 | 397.5605 | 411.1134 | 397.5605
2116 | 421.7833 | 395.6384 | 421.7833 | 395.6384
2117 | 432.2383 | 392.5949 | 432.2383 | 392.5949
2118 | 430.8369 | 381.0858 | 430.8369 | 381.0858
2119 | 432.831 | 360.1157 | 432.831 | 360.1157
2120 | 415.829 | 378.0948 | 415.829 | 378.0948
2121 | 400.4836 | 434.9449 | 400.4836 | 434.9449
2122 | 380.2459 | 434.6853 | 380.2459 | 434.6853
2123 | 356.9733 | 426.393 | 356.9733 | 426.393
2124 | 332.7783 | 426.052 | 332.7783 | 426.052
2125 | 317.5212 | 433.8999 | 317.5212 | 433.8999
2126 | 309.5584 | 453.5889 | 309.5584 | 453.5889
2127 | 306.0744 | 476.0653 | 306.0744 | 476.0653
2128 | 306.7643 | 505.6517 | 306.7643 | 505.6517
2129 | 314.3776 | 579.0034 | 314.3776 | 579.0034
2130 | 320.8826 | 592.1739 | 320.8826 | 592.1739
2131 | 341.1631 | 592.3298 | 341.1631 | 592.3298
2132 | 370.4167 | 574.2375 | 370.4167 | 574.2375
2133 | 395.0819 | 566.6084 | 395.0819 | 566.6084
2134 | 422.9574 | 548.7108 | 422.9574 | 548.7108
2135 | 450.3843 | 506.8527 | 450.3843 | 506.8527
2136 | 444.7036 | 443.8846 | 444.7036 | 443.8846
2137 | 419.923 | 375.3528 | 419.923 | 375.3528
2138 | 415.7491 | 331.7715 | 415.7491 | 331.7715
2139 | 420.9582 | 342.0569 | 420.9582 | 342.0569
2140 | 429.0382 | 421.7095 | 429.0382 | 421.7095
2141 | 446.5636 | 491.407 | 446.5636 | 491.407
2142 | 446.8189 | 556.0003 | 446.8189 | 556.0003
2143 | 440.0291 | 600.8137 | 440.0291 | 600.8137
2144 | 422.2713 | 610.1937 | 422.2713 | 610.1937
2145 | 408.8289 | 602.941 | 408.8289 | 602.941
2146 | 383.5085 | 571.1773 | 383.5085 | 571.1773
2147 | 357.6147 | 552.136 | 357.6147 | 552.136
2148 | 334.2112 | 555.352 | 334.2112 | 555.352
2149 | 318.8774 | 560.9328 | 318.8774 | 560.9328
2150 | 309.14 | 566.1987 | 309.14 | 566.1987
2151 | 309.2555 | 576.8317 | 309.2555 | 576.8317
2152 | 309.0706 | 605.5191 | 309.0706 | 605.5191
2153 | 315.8969 | 683.7567 | 315.8969 | 683.7567
2154 | 330.2773 | 711.663 | 330.2773 | 711.663
2155 | 357.1778 | 714.8677 | 357.1778 | 714.8677
2156 | 398.3864 | 701.4268 | 398.3864 | 701.4268
2157 | 423.758 | 697.5499 | 423.758 | 697.5499
2158 | 441.7174 | 682.8966 | 441.7174 | 682.8966
2159 | 477.6435 | 663.279 | 477.6435 | 663.279
2160 | 462.2542 | 637.5219 | 462.2542 | 637.5219
2161 | 434.2458 | 610.4222 | 434.2458 | 610.4222
2162 | 427.9654 | 593.9283 | 427.9654 | 593.9283
2163 | 431.9211 | 578.5726 | 431.9211 | 578.5726
2164 | 436.4213 | 597.6012 | 436.4213 | 597.6012
2165 | 446.7104 | 612.7332 | 446.7104 | 612.7332
2166 | 456.4479 | 600.1295 | 456.4479 | 600.1295
2167 | 449.0291 | 587.1723 | 449.0291 | 587.1723
2168 | 433.5271 | 578.5723 | 433.5271 | 578.5723
2169 | 415.2803 | 579.7233 | 415.2803 | 579.7233
2170 | 392.4058 | 563.5162 | 392.4058 | 563.5162
2171 | 360.8233 | 550.8461 | 360.8233 | 550.8461
2172 | 338.6663 | 1391.6354 | 338.6663 | 1391.6354
2173 | 321.4045 | 1427.4119 | 321.4045 | 1427.4119
2174 | 312.0377 | 1459.0643 | 312.0377 | 1459.0643
2175 | 309.8364 | 1489.9468 | 309.8364 | 1489.9468
2176 | 310.25 | 1530.8364 | 310.25 | 1530.8364
2177 | 319.2006 | 1620.8495 | 319.2006 | 1620.8495
2178 | 333.1668 | 1665.3573 | 333.1668 | 1665.3573
2179 | 356.2347 | 1673.2619 | 356.2347 | 1673.2619
2180 | 395.3836 | 1663.5927 | 395.3836 | 1663.5927
2181 | 424.2434 | 1659.6617 | 424.2434 | 1659.6617
2182 | 440.7399 | 1637.3942 | 440.7399 | 1637.3942
2183 | 478.4153 | 1585.4442 | 478.4153 | 1585.4442
2184 | 464.9712 | 1494.0306 | 464.9712 | 1494.0306
2185 | 428.6882 | 1415.7947 | 428.6882 | 1415.7947
2186 | 429.8167 | 1350.3242 | 429.8167 | 1350.3242
2187 | 438.5375 | 1263.8225 | 438.5375 | 1263.8225
2188 | 440.263 | 1241.8468 | 440.263 | 1241.8468
2189 | 454.1773 | 1242.0174 | 454.1773 | 1242.0174
2190 | 465.7576 | 1246.9162 | 465.7576 | 1246.9162
2191 | 458.3577 | 1263.5226 | 458.3577 | 1263.5226
2192 | 434.2512 | 1324.8942 | 434.2512 | 1324.8942
2193 | 420.3427 | 1398.8473 | 420.3427 | 1398.8473
2194 | 395.096 | 1431.1886 | 395.096 | 1431.1886
2195 | 368.9859 | 1451.8984 | 368.9859 | 1451.8984
2196 | 345.1648 | 1475.8649 | 345.1648 | 1475.8649
2197 | 327.667 | 1502.1618 | 327.667 | 1502.1618
2198 | 317.1182 | 1524.7298 | 317.1182 | 1524.7298
2199 | 313.2572 | 1544.5528 | 313.2572 | 1544.5528
2200 | 313.1193 | 1580.8014 | 313.1193 | 1580.8014
2201 | 321.6782 | 1666.8646 | 321.6782 | 1666.8646
2202 | 334.6283 | 1705.2503 | 334.6283 | 1705.2503
2203 | 357.6537 | 1713.3524 | 357.6537 | 1713.3524
2204 | 397.2611 | 1707.0405 | 397.2611 | 1707.0405
2205 | 422.6571 | 1703.2083 | 422.6571 | 1703.2083
2206 | 441.0484 | 1685.6805 | 441.0484 | 1685.6805
2207 | 477.012 | 1635.3105 | 477.012 | 1635.3105
2208 | 464.9899 | 1560.486 | 464.9899 | 1560.486
2209 | 435.4691 | 1480.5714 | 435.4691 | 1480.5714
2210 | 434.8481 | 1401.5728 | 434.8481 | 1401.5728
2211 | 440.7914 | 1342.3248 | 440.7914 | 1342.3248
2212 | 443.2403 | 1325.9776 | 443.2403 | 1325.9776
2213 | 463.3171 | 1324.1732 | 463.3171 | 1324.1732
2214 | 473.797 | 1312.9766 | 473.797 | 1312.9766
2215 | 458.7413 | 1310.9202 | 458.7413 | 1310.9202
2216 | 436.2713 | 1374.7604 | 436.2713 | 1374.7604
2217 | 411.9466 | 1513.3914 | 411.9466 | 1513.3914
2218 | 383.1547 | 1564.2968 | 383.1547 | 1564.2968
2219 | 355.443 | 1599.6209 | 355.443 | 1599.6209
2220 | 333.0892 | 1650.7423 | 333.0892 | 1650.7423
2221 | 318.6431 | 1689.6786 | 318.6431 | 1689.6786
2222 | 309.7487 | 1747.6959 | 309.7487 | 1747.6959
2223 | 307.8227 | 1802.5734 | 307.8227 | 1802.5734
2224 | 308.0757 | 1850.2764 | 308.0757 | 1850.2764
2225 | 316.2361 | 1943.4493 | 316.2361 | 1943.4493
2226 | 326.9774 | 1972.0592 | 326.9774 | 1972.0592
2227 | 344.9404 | 1959.0299 | 344.9404 | 1959.0299
2228 | 377.5197 | 1901.2719 | 377.5197 | 1901.2719
2229 | 401.9764 | 1852.4119 | 401.9764 | 1852.4119
2230 | 418.9148 | 1802.4958 | 418.9148 | 1802.4958
2231 | 455.6591 | 1729.6119 | 455.6591 | 1729.6119
2232 | 445.7007 | 1645.7029 | 445.7007 | 1645.7029
2233 | 418.584 | 1573.0954 | 418.584 | 1573.0954
2234 | 420.2037 | 1524.9053 | 420.2037 | 1524.9053
2235 | 433.5431 | 1487.4799 | 433.5431 | 1487.4799
2236 | 435.5234 | 1489.1043 | 435.5234 | 1489.1043
2237 | 451.9445 | 1502.4079 | 451.9445 | 1502.4079
2238 | 460.3765 | 1487.459 | 460.3765 | 1487.459
2239 | 449.6551 | 1465.1598 | 449.6551 | 1465.1598
2240 | 428.7986 | 1507.0787 | 428.7986 | 1507.0787
2241 | 410.5384 | 1601.472 | 410.5384 | 1601.472
2242 | 389.5105 | 1643.7866 | 389.5105 | 1643.7866
2243 | 363.0624 | 1667.6562 | 363.0624 | 1667.6562
2244 | 343.3921 | 1696.5599 | 343.3921 | 1696.5599
2245 | 326.6744 | 1727.1029 | 326.6744 | 1727.1029
2246 | 316.4753 | 1790.0575 | 316.4753 | 1790.0575
2247 | 312.8468 | 1848.5886 | 312.8468 | 1848.5886
2248 | 313.0993 | 1906.4623 | 313.0993 | 1906.4623
2249 | 320.2214 | 2007.5348 | 320.2214 | 2007.5348
2250 | 332.0481 | 2061.7197 | 332.0481 | 2061.7197
2251 | 347.3552 | 2089.6695 | 347.3552 | 2089.6695
2252 | 374.9952 | 2102.4154 | 374.9952 | 2102.4154
2253 | 398.569 | 2104.0142 | 398.569 | 2104.0142
2254 | 418.9697 | 2065.6512 | 418.9697 | 2065.6512
2255 | 451.967 | 1907.1554 | 451.967 | 1907.1554
2256 | 450.6764 | 1696.1616 | 450.6764 | 1696.1616
2257 | 426.7088 | 1509.1087 | 426.7088 | 1509.1087
2258 | 422.6357 | 1396.1418 | 422.6357 | 1396.1418
2259 | 420.3451 | 1341.8311 | 420.3451 | 1341.8311
2260 | 429.8998 | 1358.3659 | 429.8998 | 1358.3659
2261 | 442.3209 | 1386.0863 | 442.3209 | 1386.0863
2262 | 453.2864 | 1394.7375 | 453.2864 | 1394.7375
2263 | 443.1174 | 1412.9237 | 443.1174 | 1412.9237
2264 | 423.3338 | 1492.9581 | 423.3338 | 1492.9581
2265 | 402.4082 | 1623.1959 | 402.4082 | 1623.1959
2266 | 384.3477 | 1710.1432 | 384.3477 | 1710.1432
2267 | 360.3516 | 1737.1726 | 360.3516 | 1737.1726
2268 | 339.2605 | 1771.8036 | 339.2605 | 1771.8036
2269 | 326.3056 | 1816.7634 | 326.3056 | 1816.7634
2270 | 316.2621 | 1827.9756 | 316.2621 | 1827.9756
2271 | 312.8011 | 1823.2111 | 312.8011 | 1823.2111
2272 | 311.8425 | 1824.0103 | 311.8425 | 1824.0103
2273 | 318.3146 | 1877.5864 | 318.3146 | 1877.5864
2274 | 328.0369 | 1890.0021 | 328.0369 | 1890.0021
2275 | 344.4148 | 1877.9603 | 344.4148 | 1877.9603
2276 | 371.9389 | 1855.8492 | 371.9389 | 1855.8492
2277 | 394.2136 | 1838.2914 | 394.2136 | 1838.2914
2278 | 410.6165 | 1817.4063 | 410.6165 | 1817.4063
2279 | 443.6562 | 1768.0237 | 443.6562 | 1768.0237
2280 | 439.8939 | 1677.3013 | 439.8939 | 1677.3013
2281 | 415.7887 | 1559.0737 | 415.7887 | 1559.0737
2282 | 412.9417 | 1430.9001 | 412.9417 | 1430.9001
2283 | 417.9679 | 1355.6553 | 417.9679 | 1355.6553
2284 | 427.2588 | 1338.8144 | 427.2588 | 1338.8144
2285 | 443.0302 | 1346.7858 | 443.0302 | 1346.7858
2286 | 453.2541 | 1350.2035 | 453.2541 | 1350.2035
2287 | 441.9817 | 1381.2266 | 441.9817 | 1381.2266
2288 | 424.6808 | 1434.6986 | 424.6808 | 1434.6986
2289 | 405.1137 | 1486.4341 | 405.1137 | 1486.4341
2290 | 386.0327 | 1488.1645 | 386.0327 | 1488.1645
2291 | 361.5342 | 1496.4324 | 361.5342 | 1496.4324
2292 | 340.9481 | 1504.5997 | 340.9481 | 1504.5997
2293 | 325.5512 | 1510.1602 | 325.5512 | 1510.1602
2294 | 316.4475 | 1522.3599 | 316.4475 | 1522.3599
2295 | 313.4087 | 1546.6264 | 313.4087 | 1546.6264
2296 | 314.1755 | 1625.0391 | 314.1755 | 1625.0391
2297 | 318.4134 | 1765.7083 | 318.4134 | 1765.7083
2298 | 330.312 | 1833.7175 | 330.312 | 1833.7175
2299 | 347.5196 | 1852.879 | 347.5196 | 1852.879
2300 | 374.075 | 1853.2818 | 374.075 | 1853.2818
2301 | 397.1722 | 1865.545 | 397.1722 | 1865.545
2302 | 417.5859 | 1849.6959 | 417.5859 | 1849.6959
2303 | 449.7346 | 1705.9131 | 449.7346 | 1705.9131
2304 | 443.2677 | 1496.6967 | 443.2677 | 1496.6967
2305 | 425.3047 | 1290.7835 | 425.3047 | 1290.7835
2306 | 421.4699 | 1134.1714 | 421.4699 | 1134.1714
2307 | 423.627 | 1013.6027 | 423.627 | 1013.6027
2308 | 427.6636 | 949.5617 | 427.6636 | 949.5617
2309 | 444.976 | 920.7012 | 444.976 | 920.7012
2310 | 458.2706 | 911.677 | 458.2706 | 911.677
2311 | 448.5601 | 949.5135 | 448.5601 | 949.5135
2312 | 425.3647 | 1154.3616 | 425.3647 | 1154.3616
2313 | 408.4609 | 1363.4965 | 408.4609 | 1363.4965
2314 | 387.0041 | 1402.7501 | 387.0041 | 1402.7501
2315 | 358.2898 | 1391.269 | 358.2898 | 1391.269
2316 | 335.2671 | 1388.6731 | 335.2671 | 1388.6731
2317 | 320.483 | 1371.4235 | 320.483 | 1371.4235
2318 | 310.7817 | 1353.7034 | 310.7817 | 1353.7034
2319 | 308.3281 | 1337.2871 | 308.3281 | 1337.2871
2320 | 310.1749 | 1378.1766 | 310.1749 | 1378.1766
2321 | 318.269 | 1511.1438 | 318.269 | 1511.1438
2322 | 334.8322 | 1567.7973 | 334.8322 | 1567.7973
2323 | 357.0392 | 1589.8224 | 357.0392 | 1589.8224
2324 | 394.3328 | 1604.3457 | 394.3328 | 1604.3457
2325 | 422.2467 | 1566.644 | 422.2467 | 1566.644
2326 | 443.5525 | 1513.6668 | 443.5525 | 1513.6668
2327 | 478.8015 | 1418.7627 | 478.8015 | 1418.7627
2328 | 469.521 | 1288.4435 | 469.521 | 1288.4435
2329 | 444.0972 | 1116.7949 | 444.0972 | 1116.7949
2330 | 438.3123 | 911.5015 | 438.3123 | 911.5015
2331 | 443.7127 | 748.7687 | 443.7127 | 748.7687
2332 | 447.6987 | 789.6936 | 447.6987 | 789.6936
2333 | 465.0362 | 878.5371 | 465.0362 | 878.5371
2334 | 475.7503 | 918.6879 | 475.7503 | 918.6879
2335 | 458.2119 | 952.1796 | 458.2119 | 952.1796
2336 | 436.5804 | 991.3336 | 436.5804 | 991.3336
2337 | 421.5731 | 1008.4096 | 421.5731 | 1008.4096
2338 | 396.9611 | 987.1324 | 396.9611 | 987.1324
2339 | 367.6626 | 971.2078 | 367.6626 | 971.2078
2340 | 342.0145 | 977.7952 | 342.0145 | 977.7952
2341 | 328.6472 | 993.8227 | 328.6472 | 993.8227
2342 | 318.9744 | 1010.0709 | 318.9744 | 1010.0709
2343 | 315.9017 | 1040.5584 | 315.9017 | 1040.5584
2344 | 316.3163 | 1067.2287 | 316.3163 | 1067.2287
2345 | 324.1825 | 1144.1087 | 324.1825 | 1144.1087
2346 | 338.9997 | 1169.6575 | 338.9997 | 1169.6575
2347 | 363.0219 | 1168.3788 | 363.0219 | 1168.3788
2348 | 399.5365 | 1154.4636 | 399.5365 | 1154.4636
2349 | 427.7497 | 1151.8163 | 427.7497 | 1151.8163
2350 | 445.5771 | 1142.9781 | 445.5771 | 1142.9781
2351 | 478.4769 | 1095.8666 | 478.4769 | 1095.8666
2352 | 469.2544 | 999.7132 | 469.2544 | 999.7132
2353 | 445.8498 | 856.5031 | 445.8498 | 856.5031
2354 | 436.9021 | 679.352 | 436.9021 | 679.352
2355 | 442.561 | 519.2853 | 442.561 | 519.2853
2356 | 446.3085 | 482.4979 | 446.3085 | 482.4979
2357 | 464.5431 | 545.174 | 464.5431 | 545.174
2358 | 474.7607 | 648.6204 | 474.7607 | 648.6204
2359 | 462.6003 | 796.5575 | 462.6003 | 796.5575
2360 | 444.2854 | 896.8347 | 444.2854 | 896.8347
2361 | 426.4902 | 978.5886 | 426.4902 | 978.5886
2362 | 402.7094 | 1035.0237 | 402.7094 | 1035.0237
2363 | 375.1098 | 1090.9855 | 375.1098 | 1090.9855
2364 | 348.6322 | 1155.6349 | 348.6322 | 1155.6349
2365 | 334.776 | 1205.1369 | 334.776 | 1205.1369
2366 | 324.3413 | 1240.2455 | 324.3413 | 1240.2455
2367 | 321.771 | 1279.225 | 321.771 | 1279.225
2368 | 322.3332 | 1335.5188 | 322.3332 | 1335.5188
2369 | 329.2543 | 1438.4675 | 329.2543 | 1438.4675
2370 | 343.0205 | 1489.0975 | 343.0205 | 1489.0975
2371 | 365.9787 | 1505.0005 | 365.9787 | 1505.0005
2372 | 404.5081 | 1503.2309 | 404.5081 | 1503.2309
2373 | 428.0132 | 1502.2622 | 428.0132 | 1502.2622
2374 | 448.4611 | 1484.7345 | 448.4611 | 1484.7345
2375 | 476.2554 | 1389.7317 | 476.2554 | 1389.7317
2376 | 469.7148 | 1251.5129 | 469.7148 | 1251.5129
2377 | 448.0427 | 1111.0677 | 448.0427 | 1111.0677
2378 | 445.5259 | 993.9535 | 445.5259 | 993.9535
2379 | 447.7564 | 920.2887 | 447.7564 | 920.2887
2380 | 453.3029 | 910.8537 | 453.3029 | 910.8537
2381 | 465.9987 | 935.7105 | 465.9987 | 935.7105
2382 | 475.8821 | 971.4177 | 475.8821 | 971.4177
2383 | 461.0858 | 1027.8183 | 461.0858 | 1027.8183
2384 | 439.304 | 1103.6067 | 439.304 | 1103.6067
2385 | 420.7756 | 1197.21 | 420.7756 | 1197.21
2386 | 400.2336 | 1231.5262 | 400.2336 | 1231.5262
2387 | 374.6787 | 1292.524 | 374.6787 | 1292.524
2388 | 354.1909 | 1403.4848 | 354.1909 | 1403.4848
2389 | 339.3954 | 1458.3191 | 339.3954 | 1458.3191
2390 | 329.4555 | 1457.1882 | 329.4555 | 1457.1882
2391 | 325.1472 | 1438.3032 | 325.1472 | 1438.3032
2392 | 325.3696 | 1496.8681 | 325.3696 | 1496.8681
2393 | 333.4556 | 1586.3875 | 333.4556 | 1586.3875
2394 | 345.757 | 1627.0442 | 345.757 | 1627.0442
2395 | 357.1016 | 1636.9238 | 357.1016 | 1636.9238
2396 | 386.5419 | 1624.0947 | 386.5419 | 1624.0947
2397 | 412.7809 | 1612.1654 | 412.7809 | 1612.1654
2398 | 434.2754 | 1604.9071 | 434.2754 | 1604.9071
2399 | 463.3238 | 1572.9036 | 463.3238 | 1572.9036
2400 | 458.4108 | 1475.2691 | 458.4108 | 1475.2691
2401 | 438.8003 | 1270.5408 | 438.8003 | 1270.5408
2402 | 435.6776 | 1022.3921 | 435.6776 | 1022.3921
2403 | 436.8213 | 850.081 | 436.8213 | 850.081
2404 | 441.3745 | 758.5889 | 441.3745 | 758.5889
2405 | 451.3577 | 711.0656 | 451.3577 | 711.0656
2406 | 467.6875 | 688.9083 | 467.6875 | 688.9083
2407 | 455.5552 | 691.7891 | 455.5552 | 691.7891
2408 | 434.0809 | 828.5031 | 434.0809 | 828.5031
2409 | 416.6046 | 1016.7042 | 416.6046 | 1016.7042
2410 | 399.7568 | 1141.5696 | 399.7568 | 1141.5696
2411 | 375.9939 | 1229.6234 | 375.9939 | 1229.6234
2412 | 354.2073 | 1238.7782 | 354.2073 | 1238.7782
2413 | 337.0932 | 1232.1931 | 337.0932 | 1232.1931
2414 | 330.2721 | 1246.2689 | 330.2721 | 1246.2689
2415 | 325.7661 | 1280.9037 | 325.7661 | 1280.9037
2416 | 326.1236 | 1271.2358 | 326.1236 | 1271.2358
2417 | 332.1219 | 1261.1215 | 332.1219 | 1261.1215
2418 | 341.6792 | 1291.3113 | 341.6792 | 1291.3113
2419 | 353.0282 | 1285.3916 | 353.0282 | 1285.3916
2420 | 373.7574 | 1276.4136 | 373.7574 | 1276.4136
2421 | 398.4617 | 1279.7898 | 398.4617 | 1279.7898
2422 | 420.8225 | 1269.9641 | 420.8225 | 1269.9641
2423 | 450.9527 | 1137.6357 | 450.9527 | 1137.6357
2424 | 446.5743 | 923.6796 | 446.5743 | 923.6796
2425 | 428.6449 | 616.3553 | 428.6449 | 616.3553
2426 | 424.481 | 355.8634 | 424.481 | 355.8634
2427 | 427.0735 | 185.9223 | 427.0735 | 185.9223
2428 | 429.5837 | 128.8921 | 429.5837 | 128.8921
2429 | 442.9957 | 139.7271 | 442.9957 | 139.7271
2430 | 456.2597 | 180.9641 | 456.2597 | 180.9641
2431 | 448.7818 | 301.7464 | 448.7818 | 301.7464
2432 | 427.6978 | 597.4399 | 427.6978 | 597.4399
2433 | 409.5279 | 850.0226 | 409.5279 | 850.0226
2434 | 392.6549 | 851.8518 | 392.6549 | 851.8518
2435 | 371.3213 | 837.2109 | 371.3213 | 837.2109
2436 | 351.6317 | 887.0486 | 351.6317 | 887.0486
2437 | 338.0148 | 956.892 | 338.0148 | 956.892
2438 | 328.2897 | 1017.2793 | 328.2897 | 1017.2793
2439 | 324.6551 | 1068.207 | 324.6551 | 1068.207
2440 | 325.0402 | 1129.9318 | 325.0402 | 1129.9318
2441 | 330.297 | 1243.5449 | 330.297 | 1243.5449
2442 | 339.6791 | 1305.7281 | 339.6791 | 1305.7281
2443 | 347.5002 | 1287.6627 | 347.5002 | 1287.6627
2444 | 363.5924 | 1377.1335 | 363.5924 | 1377.1335
2445 | 385.9871 | 1374.585 | 385.9871 | 1374.585
2446 | 407.9564 | 1374.7326 | 407.9564 | 1374.7326
2447 | 440.2335 | 1226.605 | 440.2335 | 1226.605
2448 | 436.5611 | 1025.2882 | 436.5611 | 1025.2882
2449 | 423.3874 | 739.0953 | 423.3874 | 739.0953
2450 | 419.2668 | 461.8168 | 419.2668 | 461.8168
2451 | 419.9843 | 275.089 | 419.9843 | 275.089
2452 | 429.5153 | 225.6622 | 429.5153 | 225.6622
2453 | 442.8482 | 238.0771 | 442.8482 | 238.0771
2454 | 450.5505 | 245.3459 | 450.5505 | 245.3459
2455 | 439.6637 | 315.1757 | 439.6637 | 315.1757
2456 | 428.335 | 621.4349 | 428.335 | 621.4349
2457 | 410.1603 | 896.729 | 410.1603 | 896.729
2458 | 391.244 | 913.5674 | 391.244 | 913.5674
2459 | 368.5619 | 908.406 | 368.5619 | 908.406
2460 | 347.6444 | 941.0621 | 347.6444 | 941.0621
2461 | 334.0827 | 992.7365 | 334.0827 | 992.7365
2462 | 323.9755 | 1023.7965 | 323.9755 | 1023.7965
2463 | 319.0262 | 1032.3625 | 319.0262 | 1032.3625
2464 | 320.1393 | 1062.1927 | 320.1393 | 1062.1927
2465 | 325.3647 | 1154.7731 | 325.3647 | 1154.7731
2466 | 338.345 | 1211.9203 | 338.345 | 1211.9203
2467 | 352.9954 | 1231.7731 | 352.9954 | 1231.7731
2468 | 373.9845 | 1226.5474 | 373.9845 | 1226.5474
2469 | 396.4937 | 1229.2323 | 396.4937 | 1229.2323
2470 | 415.3111 | 1174.4777 | 415.3111 | 1174.4777
2471 | 447.8311 | 1076.1176 | 447.8311 | 1076.1176
2472 | 439.3303 | 970.386 | 439.3303 | 970.386
2473 | 424.4046 | 852.652 | 424.4046 | 852.652
2474 | 422.3615 | 737.6115 | 422.3615 | 737.6115
2475 | 429.0273 | 726.7485 | 429.0273 | 726.7485
2476 | 436.5116 | 787.1262 | 436.5116 | 787.1262
2477 | 451.0853 | 866.0952 | 451.0853 | 866.0952
2478 | 459.4772 | 988.7968 | 459.4772 | 988.7968
2479 | 444.766 | 1165.3701 | 444.766 | 1165.3701
2480 | 427.8237 | 1283.8163 | 427.8237 | 1283.8163
2481 | 412.9149 | 1354.807 | 412.9149 | 1354.807
2482 | 392.9273 | 1377.0764 | 392.9273 | 1377.0764
2483 | 367.4814 | 1386.8254 | 367.4814 | 1386.8254
2484 | 345.592 | 1426.9861 | 345.592 | 1426.9861
2485 | 333.132 | 1465.1325 | 333.132 | 1465.1325
2486 | 323.6347 | 1509.2268 | 323.6347 | 1509.2268
2487 | 318.6723 | 1543.8616 | 318.6723 | 1543.8616
2488 | 320.5877 | 1590.2809 | 320.5877 | 1590.2809
2489 | 327.7801 | 1687.8973 | 327.7801 | 1687.8973
2490 | 342.3945 | 1751.3642 | 342.3945 | 1751.3642
2491 | 362.7966 | 1809.925 | 362.7966 | 1809.925
2492 | 396.1842 | 1845.876 | 396.1842 | 1845.876
2493 | 417.8504 | 1894.3786 | 417.8504 | 1894.3786
2494 | 445.1583 | 1893.8349 | 445.1583 | 1893.8349
2495 | 479.8429 | 1708.7767 | 479.8429 | 1708.7767
2496 | 469.9702 | 1563.6458 | 469.9702 | 1563.6458
2497 | 450.8838 | 1430.7052 | 450.8838 | 1430.7052
2498 | 444.9561 | 1291.5709 | 444.9561 | 1291.5709
2499 | 451.4305 | 1186.8014 | 451.4305 | 1186.8014
2500 | 457.9853 | 1126.414 | 457.9853 | 1126.414
2501 | 473.436 | 1096.566 | 473.436 | 1096.566
2502 | 475.4605 | 1092.9728 | 475.4605 | 1092.9728
2503 | 460.6503 | 1144.7324 | 460.6503 | 1144.7324
2504 | 441.0366 | 1269.3995 | 441.0366 | 1269.3995
2505 | 424.9259 | 1399.341 | 424.9259 | 1399.341
2506 | 402.6666 | 1415.1919 | 402.6666 | 1415.1919
2507 | 372.6946 | 1424.8423 | 372.6946 | 1424.8423
2508 | 349.1109 | 1483.0733 | 349.1109 | 1483.0733
2509 | 331.9468 | 1521.0221 | 331.9468 | 1521.0221
2510 | 322.3631 | 1567.0914 | 322.3631 | 1567.0914
2511 | 319.3044 | 1592.5428 | 319.3044 | 1592.5428
2512 | 323.1622 | 1631.7538 | 323.1622 | 1631.7538
2513 | 329.5839 | 1700.1417 | 329.5839 | 1700.1417
2514 | 343.4147 | 1737.0462 | 343.4147 | 1737.0462
2515 | 371.9797 | 1747.9131 | 371.9797 | 1747.9131
2516 | 409.9885 | 1730.6406 | 409.9885 | 1730.6406
2517 | 437.7796 | 1723.9447 | 437.7796 | 1723.9447
2518 | 458.1135 | 1699.5048 | 458.1135 | 1699.5048
2519 | 494.1176 | 1627.6084 | 494.1176 | 1627.6084
2520 | 485.0382 | 1465.7895 | 485.0382 | 1465.7895
2521 | 459.0335 | 1270.6396 | 459.0335 | 1270.6396
2522 | 459.6173 | 1076.3068 | 459.6173 | 1076.3068
2523 | 460.2758 | 917.9188 | 460.2758 | 917.9188
2524 | 461.3609 | 832.5489 | 461.3609 | 832.5489
2525 | 484.5848 | 798.2574 | 484.5848 | 798.2574
2526 | 497.5782 | 798.5153 | 497.5782 | 798.5153
2527 | 481.3197 | 883.5519 | 481.3197 | 883.5519
2528 | 456.6044 | 1046.4333 | 456.6044 | 1046.4333
2529 | 437.5264 | 1138.6542 | 437.5264 | 1138.6542
2530 | 414.2515 | 1134.0649 | 414.2515 | 1134.0649
2531 | 386.4506 | 1155.7622 | 386.4506 | 1155.7622
2532 | 359.3809 | 1180.8149 | 359.3809 | 1180.8149
2533 | 342.178 | 1212.1478 | 342.178 | 1212.1478
2534 | 333.4172 | 1252.0949 | 333.4172 | 1252.0949
2535 | 328.83 | 1281.1999 | 328.83 | 1281.1999
2536 | 330.0556 | 1318.5347 | 330.0556 | 1318.5347
2537 | 336.8398 | 1394.5259 | 336.8398 | 1394.5259
2538 | 351.754 | 1433.5041 | 351.754 | 1433.5041
2539 | 378.6211 | 1448.0246 | 378.6211 | 1448.0246
2540 | 413.3927 | 1434.4056 | 413.3927 | 1434.4056
2541 | 440.504 | 1432.0545 | 440.504 | 1432.0545
2542 | 460.6688 | 1406.7259 | 460.6688 | 1406.7259
2543 | 500.0714 | 1331.4721 | 500.0714 | 1331.4721
2544 | 484.6282 | 1234.6275 | 484.6282 | 1234.6275
2545 | 460.7958 | 1123.9045 | 460.7958 | 1123.9045
2546 | 454.6568 | 1060.0139 | 454.6568 | 1060.0139
2547 | 457.1468 | 1019.3299 | 457.1468 | 1019.3299
2548 | 460.9478 | 977.5065 | 460.9478 | 977.5065
2549 | 483.9907 | 983.1081 | 483.9907 | 983.1081
2550 | 496.8292 | 1012.8906 | 496.8292 | 1012.8906
2551 | 476.0102 | 1072.9447 | 476.0102 | 1072.9447
2552 | 457.009 | 1195.242 | 457.009 | 1195.242
2553 | 436.8453 | 1322.1224 | 436.8453 | 1322.1224
2554 | 414.5482 | 1382.9023 | 414.5482 | 1382.9023
2555 | 385.4197 | 1475.301 | 385.4197 | 1475.301
2556 | 361.0661 | 1591.2978 | 361.0661 | 1591.2978
2557 | 344.4725 | 1574.8382 | 344.4725 | 1574.8382
2558 | 335.0978 | 1600.5659 | 335.0978 | 1600.5659
2559 | 329.7381 | 1647.1488 | 329.7381 | 1647.1488
2560 | 331.5906 | 1700.579 | 331.5906 | 1700.579
2561 | 335.5093 | 1805.8976 | 335.5093 | 1805.8976
2562 | 352.4153 | 1885.1636 | 352.4153 | 1885.1636
2563 | 375.019 | 1950.4391 | 375.019 | 1950.4391
2564 | 402.0682 | 1957.9515 | 402.0682 | 1957.9515
2565 | 431.1834 | 1946.8121 | 431.1834 | 1946.8121
2566 | 451.1064 | 1909.6341 | 451.1064 | 1909.6341
2567 | 484.0522 | 1824.4071 | 484.0522 | 1824.4071
2568 | 474.6894 | 1736.7458 | 474.6894 | 1736.7458
2569 | 447.7804 | 1595.708 | 447.7804 | 1595.708
2570 | 444.4335 | 1459.4374 | 444.4335 | 1459.4374
2571 | 442.7947 | 1389.0312 | 442.7947 | 1389.0312
2572 | 455.3716 | 1366.2655 | 455.3716 | 1366.2655
2573 | 479.3248 | 1346.8846 | 479.3248 | 1346.8846
2574 | 491.9553 | 1334.2068 | 491.9553 | 1334.2068
2575 | 471.5098 | 1350.0232 | 471.5098 | 1350.0232
2576 | 447.5362 | 1495.2293 | 447.5362 | 1495.2293
2577 | 430.8011 | 1604.928 | 430.8011 | 1604.928
2578 | 409.7308 | 1555.9035 | 409.7308 | 1555.9035
2579 | 386.3824 | 1537.7078 | 386.3824 | 1537.7078
2580 | 361.0929 | 1548.64 | 361.0929 | 1548.64
2581 | 346.6578 | 1551.1394 | 346.6578 | 1551.1394
2582 | 334.6844 | 1552.6746 | 334.6844 | 1552.6746
2583 | 330.1129 | 1565.4867 | 330.1129 | 1565.4867
2584 | 329.8117 | 1595.7118 | 329.8117 | 1595.7118
2585 | 336.8243 | 1664.4947 | 336.8243 | 1664.4947
2586 | 347.7376 | 1669.4058 | 347.7376 | 1669.4058
2587 | 365.5122 | 1655.784 | 365.5122 | 1655.784
2588 | 388.1324 | 1652.8295 | 388.1324 | 1652.8295
2589 | 410.997 | 1644.1588 | 410.997 | 1644.1588
2590 | 430.0465 | 1593.0577 | 430.0465 | 1593.0577
2591 | 459.8538 | 1518.1989 | 459.8538 | 1518.1989
2592 | 453.0761 | 1436.7585 | 453.0761 | 1436.7585
2593 | 435.5883 | 1358.4238 | 435.5883 | 1358.4238
2594 | 432.4006 | 1296.8044 | 432.4006 | 1296.8044
2595 | 432.7659 | 1258.1941 | 432.7659 | 1258.1941
2596 | 440.6114 | 1259.226 | 440.6114 | 1259.226
2597 | 459.626 | 1264.0375 | 459.626 | 1264.0375
2598 | 471.6751 | 1250.7673 | 471.6751 | 1250.7673
2599 | 457.9281 | 1231.6279 | 457.9281 | 1231.6279
2600 | 440.4595 | 1253.8965 | 440.4595 | 1253.8965
2601 | 423.8752 | 1278.4771 | 423.8752 | 1278.4771
2602 | 405.1448 | 1267.0744 | 405.1448 | 1267.0744
2603 | 379.0728 | 1253.1247 | 379.0728 | 1253.1247
2604 | 359.9057 | 1244.9991 | 359.9057 | 1244.9991
2605 | 343.0415 | 1244.5362 | 343.0415 | 1244.5362
2606 | 333.9717 | 1244.8865 | 333.9717 | 1244.8865
2607 | 330.619 | 1249.7003 | 330.619 | 1249.7003
2608 | 332.5968 | 1265.9036 | 332.5968 | 1265.9036
2609 | 336.5192 | 1324.9107 | 336.5192 | 1324.9107
2610 | 346.4944 | 1334.8578 | 346.4944 | 1334.8578
2611 | 366.4122 | 1330.2218 | 366.4122 | 1330.2218
2612 | 387.6273 | 1327.8598 | 387.6273 | 1327.8598
2613 | 408.0952 | 1331.4334 | 408.0952 | 1331.4334
2614 | 429.075 | 1323.1877 | 429.075 | 1323.1877
2615 | 461.0462 | 1284.0746 | 461.0462 | 1284.0746
2616 | 454.45 | 1206.9789 | 454.45 | 1206.9789
2617 | 439.5443 | 1104.748 | 439.5443 | 1104.748
2618 | 434.1705 | 1016.1711 | 434.1705 | 1016.1711
2619 | 434.8735 | 942.8026 | 434.8735 | 942.8026
2620 | 448.9433 | 934.0587 | 448.9433 | 934.0587
2621 | 475.9754 | 954.6695 | 475.9754 | 954.6695
2622 | 481.6945 | 959.4696 | 481.6945 | 959.4696
2623 | 460.706 | 993.3563 | 460.706 | 993.3563
2624 | 443.0769 | 1143.0059 | 443.0769 | 1143.0059
2625 | 425.8511 | 1263.4679 | 425.8511 | 1263.4679
2626 | 405.8906 | 1271.518 | 405.8906 | 1271.518
2627 | 378.4673 | 1266.5541 | 378.4673 | 1266.5541
2628 | 357.4512 | 1315.0093 | 357.4512 | 1315.0093
2629 | 340.4245 | 1462.8613 | 340.4245 | 1462.8613
2630 | 330.9252 | 1553.9583 | 330.9252 | 1553.9583
2631 | 326.6028 | 1628.6835 | 326.6028 | 1628.6835
2632 | 327.4918 | 1692.6794 | 327.4918 | 1692.6794
2633 | 331.2169 | 1767.2883 | 331.2169 | 1767.2883
2634 | 344.6158 | 1793.7258 | 344.6158 | 1793.7258
2635 | 371.0026 | 1797.7793 | 371.0026 | 1797.7793
2636 | 395.6224 | 1777.7419 | 395.6224 | 1777.7419
2637 | 413.3073 | 1766.4051 | 413.3073 | 1766.4051
2638 | 433.1976 | 1749.766 | 433.1976 | 1749.766
2639 | 471.0644 | 1703.0495 | 471.0644 | 1703.0495
2640 | 460.2235 | 1615.3882 | 460.2235 | 1615.3882
2641 | 441.6483 | 1522.8342 | 441.6483 | 1522.8342
2642 | 436.6415 | 1459.1411 | 436.6415 | 1459.1411
2643 | 439.4327 | 1421.222 | 439.4327 | 1421.222
2644 | 451.8822 | 1452.0749 | 451.8822 | 1452.0749
2645 | 474.9511 | 1485.72 | 474.9511 | 1485.72
2646 | 488.4178 | 1500.9871 | 488.4178 | 1500.9871
2647 | 465.3837 | 1507.9164 | 465.3837 | 1507.9164
2648 | 445.8171 | 1521.4954 | 445.8171 | 1521.4954
2649 | 431.3921 | 1524.1546 | 431.3921 | 1524.1546
2650 | 409.9944 | 1508.8022 | 409.9944 | 1508.8022
2651 | 383.1674 | 1510.8491 | 383.1674 | 1510.8491
2652 | 354.8679 | 1532.8408 | 354.8679 | 1532.8408
2653 | 339.8839 | 1536.7226 | 339.8839 | 1536.7226
2654 | 331.021 | 1528.2846 | 331.021 | 1528.2846
2655 | 326.7545 | 1526.4824 | 326.7545 | 1526.4824
2656 | 328.1765 | 1552.4615 | 328.1765 | 1552.4615
2657 | 334.8346 | 1630.329 | 334.8346 | 1630.329
2658 | 351.8064 | 1653.6066 | 351.8064 | 1653.6066
2659 | 382.9642 | 1648.4769 | 382.9642 | 1648.4769
2660 | 415.2949 | 1635.4504 | 415.2949 | 1635.4504
2661 | 437.3333 | 1633.6918 | 437.3333 | 1633.6918
2662 | 455.3683 | 1631.7658 | 455.3683 | 1631.7658
2663 | 489.1134 | 1609.7355 | 489.1134 | 1609.7355
2664 | 480.3219 | 1550.414 | 480.3219 | 1550.414
2665 | 456.0592 | 1460.5262 | 456.0592 | 1460.5262
2666 | 446.0386 | 1372.7393 | 446.0386 | 1372.7393
2667 | 457.6025 | 1328.4017 | 457.6025 | 1328.4017
2668 | 466.0507 | 1357.576 | 466.0507 | 1357.576
2669 | 491.7659 | 1392.9985 | 491.7659 | 1392.9985
2670 | 496.6358 | 1402.2421 | 496.6358 | 1402.2421
2671 | 471.3743 | 1425.2669 | 471.3743 | 1425.2669
2672 | 449.8363 | 1510.3372 | 449.8363 | 1510.3372
2673 | 430.8724 | 1588.6351 | 430.8724 | 1588.6351
2674 | 408.0869 | 1591.4517 | 408.0869 | 1591.4517
2675 | 379.9375 | 1602.3857 | 379.9375 | 1602.3857
2676 | 355.4275 | 1632.1782 | 355.4275 | 1632.1782
2677 | 339.3704 | 1669.5346 | 339.3704 | 1669.5346
2678 | 332.0024 | 1690.8188 | 332.0024 | 1690.8188
2679 | 327.336 | 1712.8142 | 327.336 | 1712.8142
2680 | 327.5021 | 1754.1975 | 327.5021 | 1754.1975
2681 | 336.0277 | 1844.4081 | 336.0277 | 1844.4081
2682 | 349.2631 | 1881.1151 | 349.2631 | 1881.1151
2683 | 380.4849 | 1896.7218 | 380.4849 | 1896.7218
2684 | 416.5375 | 1895.4459 | 416.5375 | 1895.4459
2685 | 439.3766 | 1874.827 | 439.3766 | 1874.827
2686 | 461.9914 | 1876.6533 | 461.9914 | 1876.6533
2687 | 491.3277 | 1845.0448 | 491.3277 | 1845.0448
2688 | 478.7763 | 1771.8002 | 478.7763 | 1771.8002
2689 | 457.2386 | 1687.2446 | 457.2386 | 1687.2446
2690 | 453.8121 | 1617.9231 | 453.8121 | 1617.9231
2691 | 456.0426 | 1562.4273 | 456.0426 | 1562.4273
2692 | 461.5504 | 1539.0692 | 461.5504 | 1539.0692
2693 | 484.8982 | 1528.4766 | 484.8982 | 1528.4766
2694 | 497.2383 | 1517.28 | 497.2383 | 1517.28
2695 | 471.4836 | 1529.3441 | 471.4836 | 1529.3441
2696 | 449.6655 | 1645.0254 | 449.6655 | 1645.0254
2697 | 428.6248 | 1701.4019 | 428.6248 | 1701.4019
2698 | 404.6468 | 1680.7172 | 404.6468 | 1680.7172
2699 | 378.1032 | 1669.9273 | 378.1032 | 1669.9273
2700 | 352.5487 | 1686.6854 | 352.5487 | 1686.6854
2701 | 338.5897 | 1714.1673 | 338.5897 | 1714.1673
2702 | 327.7612 | 1725.3796 | 327.7612 | 1725.3796
2703 | 324.9301 | 1735.7231 | 324.9301 | 1735.7231
2704 | 328.634 | 1804.1625 | 328.634 | 1804.1625
2705 | 333.1651 | 1950.0652 | 333.1651 | 1950.0652
2706 | 348.8797 | 2029.4301 | 348.8797 | 2029.4301
2707 | 381.1827 | 2069.4268 | 381.1827 | 2069.4268
2708 | 415.6612 | 2059.5601 | 415.6612 | 2059.5601
2709 | 443.7539 | 2016.9211 | 443.7539 | 2016.9211
2710 | 464.9594 | 2024.3758 | 464.9594 | 2024.3758
2711 | 494.8632 | 1982.4978 | 494.8632 | 1982.4978
2712 | 484.5277 | 1839.0456 | 484.5277 | 1839.0456
2713 | 457.5726 | 1646.2655 | 457.5726 | 1646.2655
2714 | 452.1003 | 1526.9789 | 452.1003 | 1526.9789
2715 | 460.3864 | 1458.5476 | 460.3864 | 1458.5476
2716 | 467.2924 | 1420.9702 | 467.2924 | 1420.9702
2717 | 488.8367 | 1416.8948 | 488.8367 | 1416.8948
2718 | 499.2193 | 1413.6965 | 499.2193 | 1413.6965
2719 | 479.3585 | 1449.4594 | 479.3585 | 1449.4594
2720 | 456.7032 | 1547.3666 | 456.7032 | 1547.3666
2721 | 436.5504 | 1718.2873 | 436.5504 | 1718.2873
2722 | 414.8396 | 1724.56 | 414.8396 | 1724.56
2723 | 389.9818 | 1660.2503 | 389.9818 | 1660.2503
2724 | 365.9937 | 1627.241 | 365.9937 | 1627.241
2725 | 350.9498 | 1606.7328 | 350.9498 | 1606.7328
2726 | 344.2959 | 1599.0847 | 344.2959 | 1599.0847
2727 | 337.206 | 1607.1571 | 337.206 | 1607.1571
2728 | 340.5144 | 1625.1379 | 340.5144 | 1625.1379
2729 | 345.3275 | 1680.6889 | 345.3275 | 1680.6889
2730 | 361.5488 | 1673.3556 | 361.5488 | 1673.3556
2731 | 384.577 | 1654.9941 | 384.577 | 1654.9941
2732 | 409.3954 | 1626.8596 | 409.3954 | 1626.8596
2733 | 436.6842 | 1605.1545 | 436.6842 | 1605.1545
2734 | 454.7687 | 1586.4418 | 454.7687 | 1586.4418
2735 | 480.5205 | 1553.7471 | 480.5205 | 1553.7471
2736 | 478.0943 | 1501.4365 | 478.0943 | 1501.4365
2737 | 451.987 | 1448.4793 | 451.987 | 1448.4793
2738 | 447.7422 | 1421.0256 | 447.7422 | 1421.0256
2739 | 456.151 | 1425.1718 | 456.151 | 1425.1718
2740 | 462.337 | 1442.9904 | 462.337 | 1442.9904
2741 | 483.0599 | 1460.6388 | 483.0599 | 1460.6388
2742 | 486.7286 | 1442.6288 | 486.7286 | 1442.6288
2743 | 464.9592 | 1394.9521 | 464.9592 | 1394.9521
2744 | 449.2673 | 1339.4097 | 449.2673 | 1339.4097
2745 | 431.133 | 1295.165 | 431.133 | 1295.165
2746 | 412.8595 | 1256.3112 | 412.8595 | 1256.3112
2747 | 389.9707 | 1244.0402 | 389.9707 | 1244.0402
2748 | 366.5289 | 1281.7323 | 366.5289 | 1281.7323
2749 | 350.6702 | 1363.6226 | 350.6702 | 1363.6226
2750 | 342.1763 | 1419.1714 | 342.1763 | 1419.1714
2751 | 337.8454 | 1445.4128 | 337.8454 | 1445.4128
2752 | 338.103 | 1479.1928 | 338.103 | 1479.1928
2753 | 344.7069 | 1587.6711 | 344.7069 | 1587.6711
2754 | 358.7539 | 1642.251 | 358.7539 | 1642.251
2755 | 376.6777 | 1630.4066 | 376.6777 | 1630.4066
2756 | 395.301 | 1606.2219 | 395.301 | 1606.2219
2757 | 417.6014 | 1590.3427 | 417.6014 | 1590.3427
2758 | 439.2216 | 1577.5548 | 439.2216 | 1577.5548
2759 | 462.7271 | 1564.8065 | 462.7271 | 1564.8065
2760 | 458.8164 | 1525.629 | 458.8164 | 1525.629
2761 | 439.8402 | 1450.1579 | 439.8402 | 1450.1579
2762 | 441.8457 | 1352.8915 | 441.8457 | 1352.8915
2763 | 442.7389 | 1268.0685 | 442.7389 | 1268.0685
2764 | 456.198 | 1240.0694 | 456.198 | 1240.0694
2765 | 482.0837 | 1231.2542 | 482.0837 | 1231.2542
2766 | 480.266 | 1225.7848 | 480.266 | 1225.7848
2767 | 458.728 | 1257.2029 | 458.728 | 1257.2029
2768 | 442.5577 | 1418.1094 | 442.5577 | 1418.1094
2769 | 426.6205 | 1531.5605 | 426.6205 | 1531.5605
2770 | 410.3519 | 1569.3328 | 410.3519 | 1569.3328
2771 | 389.7742 | 1627.7632 | 389.7742 | 1627.7632
2772 | 367.718 | 1632.4744 | 367.718 | 1632.4744
2773 | 350.5582 | 1635.4676 | 350.5582 | 1635.4676
2774 | 342.0503 | 1649.9384 | 342.0503 | 1649.9384
2775 | 337.3214 | 1665.2191 | 337.3214 | 1665.2191
2776 | 338.7505 | 1722.9941 | 338.7505 | 1722.9941
2777 | 343.7981 | 1823.0792 | 343.7981 | 1823.0792
2778 | 357.5671 | 1890.4959 | 357.5671 | 1890.4959
2779 | 376.859 | 1914.9896 | 376.859 | 1914.9896
2780 | 396.3393 | 1951.4343 | 396.3393 | 1951.4343
2781 | 412.8392 | 1973.0783 | 412.8392 | 1973.0783
2782 | 429.5961 | 1996.5297 | 429.5961 | 1996.5297
2783 | 456.5383 | 1975.1907 | 456.5383 | 1975.1907
2784 | 453.1072 | 1829.6648 | 453.1072 | 1829.6648
2785 | 437.64 | 1648.3391 | 437.64 | 1648.3391
2786 | 436.2902 | 1519.5731 | 436.2902 | 1519.5731
2787 | 442.2115 | 1451.3392 | 442.2115 | 1451.3392
2788 | 452.5078 | 1439.9293 | 452.5078 | 1439.9293
2789 | 478.1082 | 1480.7828 | 478.1082 | 1480.7828
2790 | 485.5718 | 1522.8097 | 485.5718 | 1522.8097
2791 | 461.0406 | 1589.0848 | 461.0406 | 1589.0848
2792 | 446.8093 | 1685.1159 | 446.8093 | 1685.1159
2793 | 431.0194 | 1749.8857 | 431.0194 | 1749.8857
2794 | 412.0961 | 1761.4906 | 412.0961 | 1761.4906
2795 | 387.2992 | 1765.8087 | 387.2992 | 1765.8087
2796 | 364.1408 | 1789.479 | 364.1408 | 1789.479
2797 | 350.4387 | 1800.1742 | 350.4387 | 1800.1742
2798 | 343.4881 | 1808.0291 | 343.4881 | 1808.0291
2799 | 339.4406 | 1819.6563 | 339.4406 | 1819.6563
2800 | 340.5442 | 1839.217 | 340.5442 | 1839.217
2801 | 347.3721 | 1903.4576 | 347.3721 | 1903.4576
2802 | 359.4464 | 1916.1696 | 359.4464 | 1916.1696
2803 | 381.0337 | 1906.0038 | 381.0337 | 1906.0038
2804 | 408.8431 | 1887.3488 | 408.8431 | 1887.3488
2805 | 428.1556 | 1876.2095 | 428.1556 | 1876.2095
2806 | 441.8936 | 1860.0642 | 441.8936 | 1860.0642
2807 | 467.1875 | 1832.8992 | 467.1875 | 1832.8992
2808 | 459.3506 | 1769.9241 | 459.3506 | 1769.9241
2809 | 437.7747 | 1691.1944 | 437.7747 | 1691.1944
2810 | 436.0069 | 1625.6252 | 436.0069 | 1625.6252
2811 | 442.8561 | 1583.2625 | 442.8561 | 1583.2625
2812 | 457.9663 | 1591.8978 | 457.9663 | 1591.8978
2813 | 483.3575 | 1622.0868 | 483.3575 | 1622.0868
2814 | 488.3092 | 1640.7112 | 488.3092 | 1640.7112
2815 | 464.392 | 1666.2046 | 464.392 | 1666.2046
2816 | 449.9572 | 1702.7912 | 449.9572 | 1702.7912
2817 | 431.9829 | 1719.7684 | 431.9829 | 1719.7684
2818 | 409.5557 | 1707.7733 | 409.5557 | 1707.7733
2819 | 380.842 | 1705.0805 | 380.842 | 1705.0805
2820 | 357.8894 | 1721.4437 | 357.8894 | 1721.4437
2821 | 345.6332 | 1734.5088 | 345.6332 | 1734.5088
2822 | 338.9483 | 1742.0675 | 338.9483 | 1742.0675
2823 | 335.1374 | 1755.0771 | 335.1374 | 1755.0771
2824 | 340.2785 | 1785.9934 | 340.2785 | 1785.9934
2825 | 346.9096 | 1873.5379 | 346.9096 | 1873.5379
2826 | 366.4244 | 1916.4658 | 366.4244 | 1916.4658
2827 | 398.7286 | 1909.3612 | 398.7286 | 1909.3612
2828 | 433.5446 | 1885.9664 | 433.5446 | 1885.9664
2829 | 458.6458 | 1891.9099 | 458.6458 | 1891.9099
2830 | 473.6315 | 1895.3161 | 473.6315 | 1895.3161
2831 | 500.2248 | 1871.8047 | 500.2248 | 1871.8047
2832 | 485.6219 | 1804.4848 | 485.6219 | 1804.4848
2833 | 457.3595 | 1714.4983 | 457.3595 | 1714.4983
2834 | 457.2457 | 1656.6311 | 457.2457 | 1656.6311
2835 | 466.0393 | 1597.5806 | 466.0393 | 1597.5806
2836 | 476.8318 | 1563.163 | 476.8318 | 1563.163
2837 | 501.7513 | 1549.5093 | 501.7513 | 1549.5093
2838 | 506.2984 | 1555.988 | 506.2984 | 1555.988
2839 | 485.5226 | 1604.6865 | 485.5226 | 1604.6865
2840 | 463.3664 | 1727.9712 | 463.3664 | 1727.9712
2841 | 442.7626 | 1803.9979 | 442.7626 | 1803.9979
2842 | 421.012 | 1810.1719 | 421.012 | 1810.1719
2843 | 391.9155 | 1830.9804 | 391.9155 | 1830.9804
2844 | 363.407 | 1814.264 | 363.407 | 1814.264
2845 | 349.902 | 1815.9734 | 349.902 | 1815.9734
2846 | 341.7804 | 1839.7263 | 341.7804 | 1839.7263
2847 | 339.7219 | 1853.3283 | 339.7219 | 1853.3283
2848 | 343.33 | 1898.5627 | 343.33 | 1898.5627
2849 | 351.2745 | 2003.6838 | 351.2745 | 2003.6838
2850 | 368.4932 | 2051.8452 | 368.4932 | 2051.8452
2851 | 402.895 | 2078.4126 | 402.895 | 2078.4126
2852 | 436.667 | 2069.8296 | 436.667 | 2069.8296
2853 | 457.5718 | 2087.6225 | 457.5718 | 2087.6225
2854 | 476.4803 | 2066.8362 | 476.4803 | 2066.8362
2855 | 503.3594 | 2007.8753 | 503.3594 | 2007.8753
2856 | 488.294 | 1847.6364 | 488.294 | 1847.6364
2857 | 467.3552 | 1706.4999 | 467.3552 | 1706.4999
2858 | 466.6097 | 1575.1665 | 466.6097 | 1575.1665
2859 | 473.0141 | 1492.6146 | 473.0141 | 1492.6146
2860 | 484.4077 | 1448.9151 | 484.4077 | 1448.9151
2861 | 508.4098 | 1369.2009 | 508.4098 | 1369.2009
2862 | 517.4688 | 1325.7147 | 517.4688 | 1325.7147
2863 | 494.1468 | 1422.107 | 494.1468 | 1422.107
2864 | 470.7829 | 1647.3953 | 470.7829 | 1647.3953
2865 | 450.0369 | 1710.3877 | 450.0369 | 1710.3877
2866 | 430.3841 | 1680.8159 | 430.3841 | 1680.8159
2867 | 399.6538 | 1674.4696 | 399.6538 | 1674.4696
2868 | 373.3133 | 1671.8737 | 373.3133 | 1671.8737
2869 | 360.6239 | 1651.168 | 360.6239 | 1651.168
2870 | 350.06 | 1676.4021 | 350.06 | 1676.4021
2871 | 347.4993 | 1722.8862 | 347.4993 | 1722.8862
2872 | 352.269 | 1788.1658 | 352.269 | 1788.1658
2873 | 355.7311 | 1852.5052 | 355.7311 | 1852.5052
2874 | 377.3801 | 1942.5345 | 377.3801 | 1942.5345
2875 | 410.0819 | 1946.6868 | 410.0819 | 1946.6868
2876 | 449.8917 | 1916.9723 | 449.8917 | 1916.9723
2877 | 463.1338 | 1926.1744 | 463.1338 | 1926.1744
2878 | 482.1843 | 1948.1447 | 482.1843 | 1948.1447
2879 | 507.1958 | 1868.7436 | 507.1958 | 1868.7436
2880 | 493.1673 | 1740.1031 | 493.1673 | 1740.1031
2881 | 469.1625 | 1571.4168 | 469.1625 | 1571.4168
2882 | 467.963 | 1416.5821 | 467.963 | 1416.5821
2883 | 473.1299 | 1270.0434 | 473.1299 | 1270.0434
2884 | 486.1363 | 1195.1405 | 486.1363 | 1195.1405
2885 | 513.577 | 1218.1211 | 513.577 | 1218.1211
2886 | 520.2123 | 1282.1682 | 520.2123 | 1282.1682
2887 | 495.2957 | 1363.9462 | 495.2957 | 1363.9462
2888 | 477.6043 | 1428.5764 | 477.6043 | 1428.5764
2889 | 461.0653 | 1444.0725 | 461.0653 | 1444.0725
2890 | 435.4484 | 1421.7091 | 435.4484 | 1421.7091
2891 | 407.4344 | 1402.1309 | 407.4344 | 1402.1309
2892 | 377.1296 | 1416.0254 | 377.1296 | 1416.0254
2893 | 359.8512 | 1460.4915 | 359.8512 | 1460.4915
2894 | 350.3785 | 1559.883 | 350.3785 | 1559.883
2895 | 347.7772 | 1667.984 | 347.7772 | 1667.984
2896 | 349.283 | 1742.6444 | 349.283 | 1742.6444
2897 | 356.6149 | 1870.0818 | 356.6149 | 1870.0818
2898 | 372.01 | 1949.3479 | 372.01 | 1949.3479
2899 | 397.6013 | 2005.1438 | 397.6013 | 2005.1438
2900 | 425.7264 | 2016.3098 | 425.7264 | 2016.3098
2901 | 448.1069 | 2061.2576 | 448.1069 | 2061.2576
2902 | 463.5172 | 2097.8421 | 463.5172 | 2097.8421
2903 | 491.1217 | 2084.7976 | 491.1217 | 2084.7976
2904 | 477.5072 | 1929.2985 | 477.5072 | 1929.2985
2905 | 451.8042 | 1718.1518 | 451.8042 | 1718.1518
2906 | 447.0106 | 1603.7038 | 447.0106 | 1603.7038
2907 | 451.7435 | 1480.9627 | 451.7435 | 1480.9627
2908 | 457.1866 | 1454.2473 | 457.1866 | 1454.2473
2909 | 473.4704 | 1500.3343 | 473.4704 | 1500.3343
2910 | 466.9669 | 1566.455 | 466.9669 | 1566.455
2911 | 455.4047 | 1652.6766 | 455.4047 | 1652.6766
2912 | 437.6137 | 1767.7654 | 437.6137 | 1767.7654
2913 | 427.3472 | 1834.1151 | 427.3472 | 1834.1151
2914 | 412.8567 | 1861.0255 | 412.8567 | 1861.0255
2915 | 394.6106 | 1847.4708 | 394.6106 | 1847.4708
2916 | 382.1297 | 2595.3652 | 382.1297 | 2595.3652
2917 | 366.9987 | 2601.7167 | 366.9987 | 2601.7167
2918 | 355.1371 | 2598.6516 | 355.1371 | 2598.6516
2919 | 357.3621 | 2580.396 | 357.3621 | 2580.396
2920 | 356.4089 | 2576.1964 | 356.4089 | 2576.1964
2921 | 360.5722 | 2599.9636 | 360.5722 | 2599.9636
2922 | 374.0649 | 2667.0756 | 374.0649 | 2667.0756
2923 | 393.9235 | 2694.7203 | 393.9235 | 2694.7203
2924 | 422.4097 | 2704.0479 | 422.4097 | 2704.0479
2925 | 436.7027 | 2702.2616 | 436.7027 | 2702.2616
2926 | 456.0179 | 2702.6717 | 456.0179 | 2702.6717
2927 | 482.7849 | 2700.9281 | 482.7849 | 2700.9281
2928 | 480.4051 | 2664.3529 | 480.4051 | 2664.3529
2929 | 464.3294 | 2654.7343 | 464.3294 | 2654.7343
2930 | 462.326 | 2632.6221 | 462.326 | 2632.6221
2931 | 467.0789 | 2623.4978 | 467.0789 | 2623.4978
2932 | 489.5321 | 2609.0994 | 489.5321 | 2609.0994
2933 | 510.4597 | 2630.3369 | 510.4597 | 2630.3369
2934 | 496.091 | 2659.8884 | 496.091 | 2659.8884
2935 | 483.6188 | 2668.3479 | 483.6188 | 2668.3479
2936 | 466.1819 | 2670.6345 | 466.1819 | 2670.6345
2937 | 444.9328 | 2672.5025 | 444.9328 | 2672.5025
2938 | 425.5163 | 2678.4201 | 425.5163 | 2678.4201
2939 | 402.1284 | 2623.2736 | 402.1284 | 2623.2736
2940 | 380.5119 | 2574.5773 | 380.5119 | 2574.5773
2941 | 364.6161 | 2547.2001 | 364.6161 | 2547.2001
2942 | 355.8479 | 2552.3951 | 355.8479 | 2552.3951
2943 | 353.2427 | 2599.5319 | 353.2427 | 2599.5319
2944 | 355.057 | 2743.0501 | 355.057 | 2743.0501
2945 | 365.0883 | 2791.047 | 365.0883 | 2791.047
2946 | 378.6957 | 2800.889 | 378.6957 | 2800.889
2947 | 393.793 | 2829.0844 | 393.793 | 2829.0844
2948 | 414.2928 | 2813.7693 | 414.2928 | 2813.7693
2949 | 432.7953 | 2796.5643 | 432.7953 | 2796.5643
2950 | 458.9214 | 2796.4237 | 458.9214 | 2796.4237
2951 | 477.1819 | 2760.5384 | 477.1819 | 2760.5384
2952 | 468.9851 | 2653.4771 | 468.9851 | 2653.4771
2953 | 456.1369 | 2589.2043 | 456.1369 | 2589.2043
2954 | 453.5853 | 2559.7956 | 453.5853 | 2559.7956
2955 | 467.4168 | 2551.9104 | 467.4168 | 2551.9104
2956 | 489.1027 | 2553.6191 | 489.1027 | 2553.6191
2957 | 517.4863 | 2574.4436 | 517.4863 | 2574.4436
2958 | 499.9747 | 2592.9817 | 499.9747 | 2592.9817
2959 | 477.1085 | 2593.0435 | 477.1085 | 2593.0435
2960 | 459.2277 | 2601.6628 | 459.2277 | 2601.6628
2961 | 447.4294 | 2612.0662 | 447.4294 | 2612.0662
2962 | 424.6697 | 2674.7031 | 424.6697 | 2674.7031
2963 | 399.0364 | 2744.4216 | 399.0364 | 2744.4216
2964 | 376.1123 | 2801.0414 | 376.1123 | 2801.0414
2965 | 359.4922 | 2891.0951 | 359.4922 | 2891.0951
2966 | 353.7968 | 3007.6635 | 353.7968 | 3007.6635
2967 | 351.3766 | 3111.3819 | 351.3766 | 3111.3819
2968 | 351.6083 | 3204.376 | 351.6083 | 3204.376
2969 | 362.2283 | 3372.0064 | 362.2283 | 3372.0064
2970 | 373.6528 | 3657.1846 | 373.6528 | 3657.1846
2971 | 395.6229 | 3794.0001 | 395.6229 | 3794.0001
2972 | 423.6903 | 3846.0048 | 423.6903 | 3846.0048
2973 | 440.8148 | 3797.8244 | 440.8148 | 3797.8244
2974 | 455.893 | 3705.4462 | 455.893 | 3705.4462
2975 | 469.8568 | 3700.6739 | 469.8568 | 3700.6739
2976 | 473.6581 | 3550.1095 | 473.6581 | 3550.1095
2977 | 453.1307 | 3058.9279 | 453.1307 | 3058.9279
2978 | 454.1815 | 2739.8655 | 454.1815 | 2739.8655
2979 | 463.8378 | 2586.1897 | 463.8378 | 2586.1897
2980 | 497.9484 | 2566.9729 | 497.9484 | 2566.9729
2981 | 517.5791 | 2579.5374 | 517.5791 | 2579.5374
2982 | 500.7687 | 2594.083 | 500.7687 | 2594.083
2983 | 481.1116 | 2590.5654 | 481.1116 | 2590.5654
2984 | 462.2189 | 2581.7009 | 462.2189 | 2581.7009
2985 | 443.9836 | 2571.4541 | 443.9836 | 2571.4541
2986 | 429.5062 | 2580.1251 | 429.5062 | 2580.1251
2987 | 402.4975 | 2568.8947 | 402.4975 | 2568.8947
2988 | 375.7824 | 2546.3554 | 375.7824 | 2546.3554
2989 | 361.1281 | 2579.8275 | 361.1281 | 2579.8275
2990 | 354.3398 | 2578.4144 | 354.3398 | 2578.4144
2991 | 352.0414 | 2585.4898 | 352.0414 | 2585.4898
2992 | 355.8326 | 2665.2677 | 355.8326 | 2665.2677
2993 | 367.3476 | 2768.7447 | 367.3476 | 2768.7447
2994 | 383.904 | 2894.2279 | 383.904 | 2894.2279
2995 | 404.057 | 2890.8974 | 404.057 | 2890.8974
2996 | 438.8221 | 2931.0626 | 438.8221 | 2931.0626
2997 | 462.4336 | 2960.94 | 462.4336 | 2960.94
2998 | 477.2114 | 3004.1649 | 477.2114 | 3004.1649
2999 | 508.5587 | 3035.8746 | 508.5587 | 3035.8746
3000 | 501.7996 | 2943.6815 | 501.7996 | 2943.6815
3001 | 472.9751 | 2802.4522 | 472.9751 | 2802.4522
3002 | 472.6508 | 2618.1669 | 472.6508 | 2618.1669
3003 | 488.9207 | 2559.2068 | 488.9207 | 2559.2068
3004 | 513.9994 | 2554.8582 | 513.9994 | 2554.8582
3005 | 535.2858 | 2576.371 | 535.2858 | 2576.371
3006 | 525.7471 | 2593.8077 | 525.7471 | 2593.8077
3007 | 498.4671 | 2592.4928 | 498.4671 | 2592.4928
3008 | 479.4435 | 2595.7431 | 479.4435 | 2595.7431
3009 | 462.7171 | 2607.2478 | 462.7171 | 2607.2478
3010 | 439.7392 | 2681.0358 | 439.7392 | 2681.0358
3011 | 409.5248 | 2702.1575 | 409.5248 | 2702.1575
3012 | 387.3237 | 2701.645 | 387.3237 | 2701.645
3013 | 367.0873 | 2704.8301 | 367.0873 | 2704.8301
3014 | 360.9672 | 2665.0076 | 360.9672 | 2665.0076
3015 | 358.5741 | 2740.7794 | 358.5741 | 2740.7794
3016 | 359.3013 | 2839.4178 | 359.3013 | 2839.4178
3017 | 369.7045 | 2978.0002 | 369.7045 | 2978.0002
3018 | 385.3199 | 3163.9198 | 385.3199 | 3163.9198
3019 | 408.4377 | 3311.1981 | 408.4377 | 3311.1981
3020 | 441.3972 | 3426.8054 | 441.3972 | 3426.8054
3021 | 460.414 | 3521.1115 | 460.414 | 3521.1115
3022 | 478.2856 | 3628.3521 | 478.2856 | 3628.3521
3023 | 507.6023 | 3704.9416 | 507.6023 | 3704.9416
3024 | 503.7795 | 3604.4884 | 503.7795 | 3604.4884
3025 | 480.7926 | 3435.4502 | 480.7926 | 3435.4502
3026 | 478.6546 | 3163.0573 | 478.6546 | 3163.0573
3027 | 491.0241 | 2937.5187 | 491.0241 | 2937.5187
3028 | 522.142 | 2803.3491 | 522.142 | 2803.3491
3029 | 532.9243 | 2740.7467 | 532.9243 | 2740.7467
3030 | 528.2037 | 2722.5274 | 528.2037 | 2722.5274
3031 | 504.0546 | 2731.6752 | 504.0546 | 2731.6752
3032 | 478.8443 | 2747.7287 | 478.8443 | 2747.7287
3033 | 461.8085 | 2714.7666 | 461.8085 | 2714.7666
3034 | 445.3306 | 2668.508 | 445.3306 | 2668.508
3035 | 412.9297 | 2595.0517 | 412.9297 | 2595.0517
3036 | 384.3682 | 2509.8733 | 384.3682 | 2509.8733
3037 | 368.0772 | 2487.5899 | 368.0772 | 2487.5899
3038 | 361.4737 | 2484.8001 | 361.4737 | 2484.8001
3039 | 357.1264 | 2483.4777 | 357.1264 | 2483.4777
3040 | 362.2683 | 2486.4368 | 362.2683 | 2486.4368
3041 | 370.1249 | 2520.3915 | 370.1249 | 2520.3915
3042 | 382.6443 | 2589.8438 | 382.6443 | 2589.8438
3043 | 402.8221 | 2607.1634 | 402.8221 | 2607.1634
3044 | 434.3256 | 2605.3398 | 434.3256 | 2605.3398
3045 | 457.6658 | 2589.7868 | 457.6658 | 2589.7868
3046 | 475.2824 | 2580.0095 | 475.2824 | 2580.0095
3047 | 502.172 | 2566.977 | 502.172 | 2566.977
3048 | 496.567 | 2534.6696 | 496.567 | 2534.6696
3049 | 475.9036 | 2547.0779 | 475.9036 | 2547.0779
3050 | 478.8761 | 2539.2831 | 478.8761 | 2539.2831
3051 | 491.7197 | 2540.0709 | 491.7197 | 2540.0709
3052 | 522.9236 | 2546.1851 | 522.9236 | 2546.1851
3053 | 535.7296 | 2570.7266 | 535.7296 | 2570.7266
3054 | 525.6156 | 2589.4023 | 525.6156 | 2589.4023
3055 | 507.1565 | 2586.7107 | 507.1565 | 2586.7107
3056 | 485.36 | 2577.4332 | 485.36 | 2577.4332
3057 | 463.5916 | 2555.0716 | 463.5916 | 2555.0716
3058 | 444.327 | 2538.5494 | 444.327 | 2538.5494
3059 | 412.5237 | 2508.7338 | 412.5237 | 2508.7338
3060 | 389.284 | 2486.1944 | 389.284 | 2486.1944
3061 | 371.7231 | 2480.8441 | 371.7231 | 2480.8441
3062 | 363.68 | 2485.0754 | 363.68 | 2485.0754
3063 | 361.2593 | 2491.1871 | 361.2593 | 2491.1871
3064 | 363.9592 | 2499.6529 | 363.9592 | 2499.6529
3065 | 371.5328 | 2611.3901 | 371.5328 | 2611.3901
3066 | 384.9966 | 3068.2404 | 384.9966 | 3068.2404
3067 | 404.6843 | 3502.6944 | 404.6843 | 3502.6944
3068 | 436.5694 | 3622.7071 | 436.5694 | 3622.7071
3069 | 454.9967 | 3657.9536 | 454.9967 | 3657.9536
3070 | 465.8571 | 3695.8094 | 465.8571 | 3695.8094
3071 | 492.6349 | 3709.76 | 492.6349 | 3709.76
3072 | 490.0234 | 3649.3682 | 490.0234 | 3649.3682
3073 | 469.3643 | 3599.1375 | 469.3643 | 3599.1375
3074 | 470.7715 | 3509.7055 | 470.7715 | 3509.7055
3075 | 480.4525 | 3429.5445 | 480.4525 | 3429.5445
3076 | 512.676 | 3381.5551 | 512.676 | 3381.5551
3077 | 525.6435 | 3373.0563 | 525.6435 | 3373.0563
3078 | 514.4046 | 3379.8926 | 514.4046 | 3379.8926
3079 | 494.1703 | 3386.9754 | 494.1703 | 3386.9754
3080 | 473.589 | 3397.7975 | 473.589 | 3397.7975
3081 | 457.7885 | 3393.0574 | 457.7885 | 3393.0574
3082 | 435.772 | 3402.0037 | 435.772 | 3402.0037
3083 | 407.8959 | 3391.8747 | 407.8959 | 3391.8747
3084 | 388.9437 | 3382.2761 | 388.9437 | 3382.2761
3085 | 372.6303 | 3390.1419 | 372.6303 | 3390.1419
3086 | 364.6329 | 3401.945 | 364.6329 | 3401.945
3087 | 363.2028 | 3415.7661 | 363.2028 | 3415.7661
3088 | 358.7176 | 3446.3965 | 358.7176 | 3446.3965
3089 | 366.0998 | 3510.2251 | 366.0998 | 3510.2251
3090 | 380.2299 | 3616.9855 | 380.2299 | 3616.9855
3091 | 396.9881 | 3680.837 | 396.9881 | 3680.837
3092 | 418.9826 | 3730.7766 | 418.9826 | 3730.7766
3093 | 437.2596 | 3758.0383 | 437.2596 | 3758.0383
3094 | 455.5846 | 3797.2708 | 455.5846 | 3797.2708
3095 | 478.397 | 3846.6021 | 478.397 | 3846.6021
3096 | 477.5692 | 3727.5637 | 477.5692 | 3727.5637
3097 | 455.6012 | 3526.4488 | 455.6012 | 3526.4488
3098 | 456.2401 | 3303.8917 | 456.2401 | 3303.8917
3099 | 464.7425 | 3129.9787 | 464.7425 | 3129.9787
3100 | 500.8209 | 3015.0826 | 500.8209 | 3015.0826
3101 | 511.8652 | 2982.3542 | 511.8652 | 2982.3542
3102 | 496.1771 | 2989.0528 | 496.1771 | 2989.0528
3103 | 475.4285 | 3044.8702 | 475.4285 | 3044.8702
3104 | 462.7752 | 3191.1576 | 462.7752 | 3191.1576
3105 | 447.1277 | 3263.2364 | 447.1277 | 3263.2364
3106 | 429.1169 | 3315.6858 | 429.1169 | 3315.6858
3107 | 404.0495 | 3336.5321 | 404.0495 | 3336.5321
3108 | 382.0339 | 3325.1438 | 382.0339 | 3325.1438
3109 | 366.7194 | 3351.7325 | 366.7194 | 3351.7325
3110 | 359.9621 | 3349.2181 | 359.9621 | 3349.2181
3111 | 357.0829 | 3325.7311 | 357.0829 | 3325.7311
3112 | 356.609 | 3322.6329 | 356.609 | 3322.6329
3113 | 363.02 | 3340.205 | 363.02 | 3340.205
3114 | 376.6123 | 3426.8658 | 376.6123 | 3426.8658
3115 | 389.7316 | 3439.6424 | 389.7316 | 3439.6424
3116 | 411.3361 | 3408.2202 | 411.3361 | 3408.2202
3117 | 430.3481 | 3298.3645 | 430.3481 | 3298.3645
3118 | 445.5864 | 3134.8119 | 445.5864 | 3134.8119
3119 | 466.5615 | 2982.0464 | 466.5615 | 2982.0464
3120 | 466.5473 | 2852.9582 | 466.5473 | 2852.9582
3121 | 452.6848 | 2817.871 | 452.6848 | 2817.871
3122 | 452.5752 | 2846.1453 | 452.5752 | 2846.1453
3123 | 470.0166 | 2965.19 | 470.0166 | 2965.19
3124 | 500.585 | 3075.1059 | 500.585 | 3075.1059
3125 | 514.7903 | 3185.277 | 514.7903 | 3185.277
3126 | 501.0977 | 3304.5881 | 501.0977 | 3304.5881
3127 | 481.0982 | 3428.1382 | 481.0982 | 3428.1382
3128 | 462.7149 | 3568.2306 | 462.7149 | 3568.2306
3129 | 448.7398 | 3661.6478 | 448.7398 | 3661.6478
3130 | 426.2553 | 3728.8278 | 426.2553 | 3728.8278
3131 | 402.3995 | 3753.2534 | 402.3995 | 3753.2534
3132 | 381.2415 | 3781.3759 | 381.2415 | 3781.3759
3133 | 363.4387 | 3835.9113 | 363.4387 | 3835.9113
3134 | 358.2172 | 3907.3246 | 358.2172 | 3907.3246
3135 | 356.1917 | 3993.9721 | 356.1917 | 3993.9721
3136 | 358.1814 | 4096.3276 | 358.1814 | 4096.3276
3137 | 365.217 | 4221.8316 | 365.217 | 4221.8316
3138 | 375.0606 | 4361.0816 | 375.0606 | 4361.0816
3139 | 392.382 | 4427.4111 | 392.382 | 4427.4111
3140 | 410.1149 | 4441.557 | 410.1149 | 4441.557
3141 | 434.6018 | 4450.6465 | 434.6018 | 4450.6465
3142 | 450.2339 | 4554.5831 | 450.2339 | 4554.5831
3143 | 475.0224 | 4628.8322 | 475.0224 | 4628.8322
3144 | 471.9155 | 4507.1782 | 471.9155 | 4507.1782
3145 | 461.0163 | 4271.5085 | 461.0163 | 4271.5085
3146 | 457.8039 | 3951.2071 | 457.8039 | 3951.2071
3147 | 470.0271 | 3657.1099 | 470.0271 | 3657.1099
3148 | 506.1788 | 3321.6695 | 506.1788 | 3321.6695
3149 | 517.8793 | 3040.8632 | 517.8793 | 3040.8632
3150 | 497.8191 | 2879.469 | 497.8191 | 2879.469
3151 | 481.5669 | 2780.5474 | 481.5669 | 2780.5474
3152 | 462.3941 | 2725.0134 | 462.3941 | 2725.0134
3153 | 450.7288 | 2656.2577 | 450.7288 | 2656.2577
3154 | 429.5581 | 2594.8556 | 429.5581 | 2594.8556
3155 | 402.8595 | 2541.4988 | 402.8595 | 2541.4988
3156 | 383.3802 | 2502.5769 | 383.3802 | 2502.5769
3157 | 368.8464 | 2484.9742 | 368.8464 | 2484.9742
3158 | 356.1221 | 2475.9893 | 356.1221 | 2475.9893
3159 | 355.7848 | 2468.7472 | 355.7848 | 2468.7472
3160 | 357.5247 | 2468.4023 | 357.5247 | 2468.4023
3161 | 366.3662 | 2494.5099 | 366.3662 | 2494.5099
3162 | 380.5852 | 2562.0348 | 380.5852 | 2562.0348
3163 | 398.3007 | 2577.1518 | 398.3007 | 2577.1518
3164 | 416.7158 | 2565.9668 | 416.7158 | 2565.9668
3165 | 440.655 | 2549.7254 | 440.655 | 2549.7254
3166 | 464.0929 | 2544.6288 | 464.0929 | 2544.6288
3167 | 487.1812 | 2537.6537 | 487.1812 | 2537.6537
3168 | 488.6374 | 2501.6292 | 488.6374 | 2501.6292
3169 | 463.3237 | 2510.4582 | 463.3237 | 2510.4582
3170 | 461.8336 | 2532.5373 | 461.8336 | 2532.5373
3171 | 481.3147 | 2650.0677 | 481.3147 | 2650.0677
3172 | 511.581 | 2957.1244 | 511.581 | 2957.1244
3173 | 525.6224 | 3355.9855 | 525.6224 | 3355.9855
3174 | 507.8322 | 3679.596 | 507.8322 | 3679.596
3175 | 491.3899 | 3849.1272 | 491.3899 | 3849.1272
3176 | 471.2404 | 3956.3169 | 471.2404 | 3956.3169
3177 | 457.9078 | 3992.4643 | 457.9078 | 3992.4643
3178 | 437.6398 | 4006.229 | 437.6398 | 4006.229
3179 | 411.3193 | 3993.3466 | 411.3193 | 3993.3466
3180 | 386.9558 | 3977.966 | 386.9558 | 3977.966
3181 | 372.6627 | 3982.9408 | 372.6627 | 3982.9408
3182 | 359.0792 | 3997.2218 | 359.0792 | 3997.2218
3183 | 360.08 | 4013.7963 | 360.08 | 4013.7963
3184 | 363.4441 | 4034.1016 | 363.4441 | 4034.1016
3185 | 370.6045 | 4081.1348 | 370.6045 | 4081.1348
3186 | 383.8854 | 4175.3673 | 383.8854 | 4175.3673
3187 | 408.9668 | 4230.9587 | 408.9668 | 4230.9587
3188 | 437.9599 | 4296.8678 | 437.9599 | 4296.8678
3189 | 463.637 | 4328.9479 | 463.637 | 4328.9479
3190 | 477.4542 | 4362.6737 | 477.4542 | 4362.6737
3191 | 498.7005 | 4371.6682 | 498.7005 | 4371.6682
3192 | 483.3279 | 4238.7254 | 483.3279 | 4238.7254
3193 | 478.3204 | 4049.4499 | 478.3204 | 4049.4499
3194 | 480.4838 | 3863.0996 | 480.4838 | 3863.0996
3195 | 496.8167 | 3716.0319 | 496.8167 | 3716.0319
3196 | 527.5427 | 3613.3882 | 527.5427 | 3613.3882
3197 | 539.6583 | 3561.6616 | 539.6583 | 3561.6616
3198 | 533.7214 | 3553.6297 | 533.7214 | 3553.6297
3199 | 509.6622 | 3559.4735 | 509.6622 | 3559.4735
3200 | 494.8649 | 3593.5615 | 494.8649 | 3593.5615
3201 | 472.034 | 3573.8156 | 472.034 | 3573.8156
3202 | 453.0439 | 3483.9162 | 453.0439 | 3483.9162
3203 | 416.4816 | 3381.2742 | 416.4816 | 3381.2742
3204 | 393.3878 | 3279.1627 | 393.3878 | 3279.1627
3205 | 373.4918 | 3174.829 | 373.4918 | 3174.829
3206 | 366.5314 | 3050.8913 | 366.5314 | 3050.8913
3207 | 361.0586 | 2939.7098 | 361.0586 | 2939.7098
3208 | 363.7374 | 2861.0317 | 363.7374 | 2861.0317
3209 | 370.5874 | 2833.9994 | 370.5874 | 2833.9994
3210 | 387.7361 | 2852.6522 | 387.7361 | 2852.6522
3211 | 409.7048 | 2841.4745 | 409.7048 | 2841.4745
3212 | 442.4192 | 2813.2187 | 442.4192 | 2813.2187
3213 | 464.7043 | 2758.1549 | 464.7043 | 2758.1549
3214 | 481.4184 | 2703.3601 | 481.4184 | 2703.3601
3215 | 509.1503 | 2629.8914 | 509.1503 | 2629.8914
3216 | 508.0558 | 2563.4422 | 508.0558 | 2563.4422
3217 | 478.0997 | 2519.8196 | 478.0997 | 2519.8196
3218 | 479.3382 | 2547.4055 | 479.3382 | 2547.4055
3219 | 494.1171 | 2532.0862 | 494.1171 | 2532.0862
3220 | 519.8006 | 2525.6725 | 519.8006 | 2525.6725
3221 | 536.9002 | 2549.9387 | 536.9002 | 2549.9387
3222 | 524.9919 | 2576.1862 | 524.9919 | 2576.1862
3223 | 506.9316 | 2587.9497 | 506.9316 | 2587.9497
3224 | 484.2586 | 2625.2041 | 484.2586 | 2625.2041
3225 | 471.5125 | 2678.9729 | 471.5125 | 2678.9729
3226 | 455.476 | 2766.8031 | 455.476 | 2766.8031
3227 | 425.8221 | 2908.9349 | 425.8221 | 2908.9349
3228 | 398.8024 | 3061.9224 | 398.8024 | 3061.9224
3229 | 378.6239 | 3265.277 | 378.6239 | 3265.277
3230 | 369.0112 | 3430.1669 | 369.0112 | 3430.1669
3231 | 364.3058 | 3476.0647 | 364.3058 | 3476.0647
3232 | 364.7071 | 3388.8512 | 364.7071 | 3388.8512
3233 | 369.6 | 3268.7553 | 369.6 | 3268.7553
3234 | 387.2713 | 3328.8462 | 387.2713 | 3328.8462
3235 | 412.8525 | 3496.4994 | 412.8525 | 3496.4994
3236 | 436.1527 | 3675.2963 | 436.1527 | 3675.2963
3237 | 457.7465 | 3804.7078 | 457.7465 | 3804.7078
3238 | 476.4463 | 3869.4089 | 476.4463 | 3869.4089
3239 | 500.1731 | 3878.9541 | 500.1731 | 3878.9541
3240 | 499.3905 | 3788.1377 | 499.3905 | 3788.1377
3241 | 472.7028 | 3692.7518 | 472.7028 | 3692.7518
3242 | 480.1178 | 3574.8226 | 480.1178 | 3574.8226
3243 | 497.5107 | 3481.0324 | 497.5107 | 3481.0324
3244 | 528.6054 | 3423.1309 | 528.6054 | 3423.1309
3245 | 532.9523 | 3430.6016 | 532.9523 | 3430.6016
3246 | 519.8983 | 3492.3674 | 519.8983 | 3492.3674
3247 | 501.8639 | 3606.0054 | 501.8639 | 3606.0054
3248 | 478.5551 | 3764.8206 | 478.5551 | 3764.8206
3249 | 465.9924 | 3888.3872 | 465.9924 | 3888.3872
3250 | 446.5805 | 3946.481 | 446.5805 | 3946.481
3251 | 420.8963 | 3930.9829 | 420.8963 | 3930.9829
3252 | 396.0828 | 3896.7418 | 396.0828 | 3896.7418
3253 | 381.7173 | 3882.8561 | 381.7173 | 3882.8561
3254 | 370.6151 | 3919.0264 | 370.6151 | 3919.0264
3255 | 364.5926 | 3970.5685 | 364.5926 | 3970.5685
3256 | 366.9682 | 4041.9487 | 366.9682 | 4041.9487
3257 | 371.1599 | 4143.3607 | 371.1599 | 4143.3607
3258 | 386.0879 | 4308.63 | 386.0879 | 4308.63
3259 | 403.21 | 4310.2555 | 403.21 | 4310.2555
3260 | 424.0464 | 4179.1616 | 424.0464 | 4179.1616
3261 | 444.0655 | 4024.5638 | 444.0655 | 4024.5638
3262 | 463.3353 | 3825.0798 | 463.3353 | 3825.0798
3263 | 487.9057 | 3574.7076 | 487.9057 | 3574.7076
3264 | 480.3614 | 3238.1536 | 480.3614 | 3238.1536
3265 | 465.643 | 3060.8552 | 465.643 | 3060.8552
3266 | 465.3414 | 2925.5798 | 465.3414 | 2925.5798
3267 | 484.2153 | 2854.5049 | 484.2153 | 2854.5049
3268 | 510.9976 | 2801.1464 | 510.9976 | 2801.1464
3269 | 520.7669 | 2790.9956 | 520.7669 | 2790.9956
3270 | 506.1196 | 2798.6578 | 506.1196 | 2798.6578
3271 | 488.0314 | 2802.299 | 488.0314 | 2802.299
3272 | 470.7293 | 2798.3905 | 470.7293 | 2798.3905
3273 | 454.4156 | 2758.1321 | 454.4156 | 2758.1321
3274 | 438.4679 | 2694.252 | 438.4679 | 2694.252
3275 | 415.0443 | 2573.3001 | 415.0443 | 2573.3001
3276 | 394.3797 | 2496.9325 | 394.3797 | 2496.9325
3277 | 379.3644 | 2466.1136 | 379.3644 | 2466.1136
3278 | 368.1369 | 2451.8974 | 368.1369 | 2451.8974
3279 | 365.5023 | 2446.1696 | 365.5023 | 2446.1696
3280 | 365.7343 | 2458.6278 | 365.7343 | 2458.6278
3281 | 371.8261 | 2504.6973 | 371.8261 | 2504.6973
3282 | 383.0962 | 2616.4137 | 383.0962 | 2616.4137
3283 | 397.4093 | 2721.9786 | 397.4093 | 2721.9786
3284 | 412.8397 | 2852.3164 | 412.8397 | 2852.3164
3285 | 427.503 | 2935.3337 | 427.503 | 2935.3337
3286 | 434.9656 | 2994.3905 | 434.9656 | 2994.3905
3287 | 482.9596 | 3035.7369 | 482.9596 | 3035.7369
3288 | 482.9272 | 2985.9456 | 482.9272 | 2985.9456
3289 | 472.5558 | 2958.0172 | 472.5558 | 2958.0172
3290 | 470.5252 | 2976.93 | 470.5252 | 2976.93
3291 | 487.0557 | 3043.5232 | 487.0557 | 3043.5232
3292 | 518.5556 | 3146.005 | 518.5556 | 3146.005
3293 | 526.8147 | 3301.8819 | 526.8147 | 3301.8819
3294 | 507.5468 | 3498.5625 | 507.5468 | 3498.5625
3295 | 490.9343 | 3682.9618 | 490.9343 | 3682.9618
3296 | 470.2506 | 3766.748 | 470.2506 | 3766.748
3297 | 453.8605 | 3760.9065 | 453.8605 | 3760.9065
3298 | 432.517 | 3683.2596 | 432.517 | 3683.2596
3299 | 404.4462 | 3449.0069 | 404.4462 | 3449.0069
3300 | 383.9034 | 3080.9206 | 383.9034 | 3080.9206
3301 | 367.5712 | 2793.3507 | 367.5712 | 2793.3507
3302 | 356.2201 | 2729.1609 | 356.2201 | 2729.1609
3303 | 355.5027 | 2768.0377 | 355.5027 | 2768.0377
3304 | 357.0229 | 2808.7178 | 357.0229 | 2808.7178
3305 | 361.0088 | 2902.0074 | 361.0088 | 2902.0074
3306 | 373.2948 | 3046.6265 | 373.2948 | 3046.6265
3307 | 396.117 | 3162.7919 | 396.117 | 3162.7919
3308 | 417.25 | 3258.4373 | 417.25 | 3258.4373
3309 | 438.6151 | 3329.7529 | 438.6151 | 3329.7529
3310 | 458.2434 | 3401.475 | 458.2434 | 3401.475
3311 | 486.3073 | 3473.2462 | 486.3073 | 3473.2462
3312 | 486.3111 | 3475.9064 | 486.3111 | 3475.9064
3313 | 469.4087 | 3481.0183 | 469.4087 | 3481.0183
3314 | 469.2259 | 3449.1316 | 469.2259 | 3449.1316
3315 | 490.6963 | 3428.5809 | 490.6963 | 3428.5809
3316 | 519.0199 | 3437.3107 | 519.0199 | 3437.3107
3317 | 524.9831 | 3502.7397 | 524.9831 | 3502.7397
3318 | 510.6508 | 3611.7256 | 510.6508 | 3611.7256
3319 | 489.1591 | 3749.7309 | 489.1591 | 3749.7309
3320 | 478.5786 | 3886.1062 | 478.5786 | 3886.1062
3321 | 462.3554 | 3946.4831 | 462.3554 | 3946.4831
3322 | 437.8649 | 3947.0317 | 437.8649 | 3947.0317
3323 | 409.4391 | 3906.2027 | 409.4391 | 3906.2027
3324 | 387.6872 | 3873.4759 | 387.6872 | 3873.4759
3325 | 375.6547 | 3858.7642 | 375.6547 | 3858.7642
3326 | 368.7069 | 3845.9246 | 368.7069 | 3845.9246
3327 | 365.0272 | 3874.6139 | 365.0272 | 3874.6139
3328 | 369.3575 | 3928.5102 | 369.3575 | 3928.5102
3329 | 376.2076 | 4015.7424 | 376.2076 | 4015.7424
3330 | 391.4325 | 4072.9422 | 391.4325 | 4072.9422
3331 | 417.3154 | 4075.2561 | 417.3154 | 4075.2561
3332 | 450.2512 | 4067.2374 | 450.2512 | 4067.2374
3333 | 471.4659 | 4054.4377 | 471.4659 | 4054.4377
3334 | 488.3427 | 4048.7905 | 488.3427 | 4048.7905
3335 | 520.2014 | 4046.7715 | 520.2014 | 4046.7715
3336 | 509.5805 | 3872.3905 | 509.5805 | 3872.3905
3337 | 491.9015 | 3628.8738 | 491.9015 | 3628.8738
3338 | 497.5583 | 3388.1446 | 497.5583 | 3388.1446
3339 | 516.6756 | 3173.2065 | 516.6756 | 3173.2065
3340 | 542.7462 | 3022.2414 | 542.7462 | 3022.2414
3341 | 551.8121 | 2946.6982 | 551.8121 | 2946.6982
3342 | 531.3195 | 2944.4484 | 531.3195 | 2944.4484
3343 | 509.243 | 3090.989 | 509.243 | 3090.989
3344 | 492.3079 | 3385.132 | 492.3079 | 3385.132
3345 | 474.1553 | 3500.8515 | 474.1553 | 3500.8515
3346 | 451.0704 | 3572.4368 | 451.0704 | 3572.4368
3347 | 420.178 | 3616.136 | 420.178 | 3616.136
3348 | 399.1244 | 3656.098 | 399.1244 | 3656.098
3349 | 386.2627 | 3706.9162 | 386.2627 | 3706.9162
3350 | 375.1491 | 3731.6601 | 375.1491 | 3731.6601
3351 | 372.3102 | 3814.3152 | 372.3102 | 3814.3152
3352 | 373.2713 | 3924.9308 | 373.2713 | 3924.9308
3353 | 379.0592 | 3956.8205 | 379.0592 | 3956.8205
3354 | 398.6623 | 4003.4199 | 398.6623 | 4003.4199
3355 | 420.0142 | 3962.2306 | 420.0142 | 3962.2306
3356 | 449.7972 | 3918.0052 | 449.7972 | 3918.0052
3357 | 469.4156 | 3843.3925 | 469.4156 | 3843.3925
3358 | 493.881 | 3771.5269 | 493.881 | 3771.5269
3359 | 521.6483 | 3765.6532 | 521.6483 | 3765.6532
3360 | 509.2821 | 3696.726 | 509.2821 | 3696.726
3361 | 488.8015 | 3606.7093 | 488.8015 | 3606.7093
3362 | 488.3044 | 3486.302 | 488.3044 | 3486.302
3363 | 510.0079 | 3382.3244 | 510.0079 | 3382.3244
3364 | 538.5795 | 3251.0458 | 538.5795 | 3251.0458
3365 | 544.5134 | 3241.4456 | 544.5134 | 3241.4456
3366 | 529.3546 | 3280.6339 | 529.3546 | 3280.6339
3367 | 510.55 | 3325.9884 | 510.55 | 3325.9884
3368 | 491.8427 | 3350.9903 | 491.8427 | 3350.9903
3369 | 467.7993 | 3332.2081 | 467.7993 | 3332.2081
3370 | 444.5742 | 3289.9419 | 444.5742 | 3289.9419
3371 | 414.4187 | 3243.8814 | 414.4187 | 3243.8814
3372 | 395.075 | 3192.2941 | 395.075 | 3192.2941
3373 | 380.3076 | 3148.6721 | 380.3076 | 3148.6721
3374 | 372.5236 | 3116.972 | 372.5236 | 3116.972
3375 | 368.4455 | 3086.6016 | 368.4455 | 3086.6016
3376 | 366.3673 | 3057.7594 | 366.3673 | 3057.7594
3377 | 370.391 | 3062.6661 | 370.391 | 3062.6661
3378 | 389.1182 | 3107.7512 | 389.1182 | 3107.7512
3379 | 415.1803 | 3106.761 | 415.1803 | 3106.761
3380 | 445.8135 | 3083.1858 | 445.8135 | 3083.1858
3381 | 466.7846 | 3042.3019 | 466.7846 | 3042.3019
3382 | 483.3989 | 3001.8245 | 483.3989 | 3001.8245
3383 | 520.3834 | 2959.6065 | 520.3834 | 2959.6065
3384 | 514.2689 | 2885.1726 | 514.2689 | 2885.1726
3385 | 493.8993 | 2823.1024 | 493.8993 | 2823.1024
3386 | 496.7697 | 2702.1444 | 496.7697 | 2702.1444
3387 | 524.199 | 2596.7902 | 524.199 | 2596.7902
3388 | 545.9091 | 2570.1393 | 545.9091 | 2570.1393
3389 | 552.0639 | 2586.8338 | 552.0639 | 2586.8338
3390 | 538.6144 | 2615.5593 | 538.6144 | 2615.5593
3391 | 512.8858 | 2648.386 | 512.8858 | 2648.386
3392 | 487.3696 | 2677.6556 | 487.3696 | 2677.6556
3393 | 472.2249 | 2680.4873 | 472.2249 | 2680.4873
3394 | 454.1368 | 2704.8524 | 454.1368 | 2704.8524
3395 | 421.8086 | 2697.2014 | 421.8086 | 2697.2014
3396 | 400.7555 | 2716.9262 | 400.7555 | 2716.9262
3397 | 378.9937 | 2777.9319 | 378.9937 | 2777.9319
3398 | 368.7192 | 2881.1465 | 368.7192 | 2881.1465
3399 | 366.4862 | 2906.3941 | 366.4862 | 2906.3941
3400 | 369.3153 | 2891.7317 | 369.3153 | 2891.7317
3401 | 374.6243 | 2917.2886 | 374.6243 | 2917.2886
3402 | 389.6337 | 2973.3871 | 389.6337 | 2973.3871
3403 | 410.9821 | 3031.0435 | 410.9821 | 3031.0435
3404 | 438.764 | 3112.6468 | 438.764 | 3112.6468
3405 | 455.9619 | 3119.6713 | 455.9619 | 3119.6713
3406 | 471.3362 | 3110.5823 | 471.3362 | 3110.5823
3407 | 504.9087 | 3097.9629 | 504.9087 | 3097.9629
3408 | 500.4153 | 2959.238 | 500.4153 | 2959.238
3409 | 486.335 | 2781.2513 | 486.335 | 2781.2513
3410 | 492.5781 | 2667.0391 | 492.5781 | 2667.0391
3411 | 514.3643 | 2606.9776 | 514.3643 | 2606.9776
3412 | 537.6027 | 2605.6577 | 537.6027 | 2605.6577
3413 | 542.6752 | 2641.488 | 542.6752 | 2641.488
3414 | 525.2125 | 2692.7911 | 525.2125 | 2692.7911
3415 | 502.8693 | 2752.7385 | 502.8693 | 2752.7385
3416 | 482.307 | 2806.513 | 482.307 | 2806.513
3417 | 471.5202 | 2825.7271 | 471.5202 | 2825.7271
3418 | 455.9972 | 2834.8111 | 455.9972 | 2834.8111
3419 | 429.7052 | 2816.6973 | 429.7052 | 2816.6973
3420 | 402.7305 | 2800.4907 | 402.7305 | 2800.4907
3421 | 385.2997 | 2844.4256 | 385.2997 | 2844.4256
3422 | 375.6079 | 2939.9308 | 375.6079 | 2939.9308
3423 | 373.0123 | 3000.1461 | 373.0123 | 3000.1461
3424 | 370.55 | 3030.7765 | 370.55 | 3030.7765
3425 | 375.9163 | 3065.5572 | 375.9163 | 3065.5572
3426 | 389.6677 | 3132.5314 | 389.6677 | 3132.5314
3427 | 406.4069 | 3142.1417 | 406.4069 | 3142.1417
3428 | 428.2307 | 3127.3773 | 428.2307 | 3127.3773
3429 | 445.6164 | 3117.331 | 445.6164 | 3117.331
3430 | 462.845 | 3130.2689 | 462.845 | 3130.2689
3431 | 489.8342 | 3119.0261 | 489.8342 | 3119.0261
3432 | 487.1943 | 2970.8021 | 487.1943 | 2970.8021
3433 | 474.3673 | 2786.6204 | 474.3673 | 2786.6204
3434 | 476.3289 | 2645.7005 | 476.3289 | 2645.7005
3435 | 496.7109 | 2586.3274 | 496.7109 | 2586.3274
3436 | 519.6492 | 2561.3286 | 519.6492 | 2561.3286
3437 | 525.7101 | 2572.1033 | 525.7101 | 2572.1033
3438 | 512.4013 | 2600.5534 | 512.4013 | 2600.5534
3439 | 489.5589 | 2700.6999 | 489.5589 | 2700.6999
3440 | 472.5567 | 2861.7179 | 472.5567 | 2861.7179
3441 | 459.0435 | 2936.2746 | 459.0435 | 2936.2746
3442 | 444.5072 | 2964.0815 | 444.5072 | 2964.0815
3443 | 420.8711 | 2948.5834 | 420.8711 | 2948.5834
3444 | 402.6482 | 2916.4072 | 402.6482 | 2916.4072
3445 | 383.7719 | 2882.6973 | 383.7719 | 2882.6973
3446 | 375.1519 | 2879.0815 | 375.1519 | 2879.0815
3447 | 369.5888 | 2902.4017 | 369.5888 | 2902.4017
3448 | 370.3146 | 2895.4487 | 370.3146 | 2895.4487
3449 | 379.0932 | 2825.7393 | 379.0932 | 2825.7393
3450 | 389.0616 | 2784.5065 | 389.0616 | 2784.5065
3451 | 400.8879 | 2774.7055 | 400.8879 | 2774.7055
3452 | 420.1048 | 2706.9389 | 420.1048 | 2706.9389
3453 | 438.3001 | 2619.5231 | 438.3001 | 2619.5231
3454 | 455.0116 | 2589.7839 | 455.0116 | 2589.7839
3455 | 477.3728 | 2568.0784 | 477.3728 | 2568.0784
3456 | 478.167 | 2524.2068 | 478.167 | 2524.2068
3457 | 465.5938 | 2523.6743 | 465.5938 | 2523.6743
3458 | 474.0782 | 2506.1051 | 474.0782 | 2506.1051
3459 | 495.7288 | 2498.0821 | 495.7288 | 2498.0821
3460 | 522.441 | 2492.7698 | 522.441 | 2492.7698
3461 | 530.7149 | 2530.1145 | 530.7149 | 2530.1145
3462 | 518.8917 | 2555.949 | 518.8917 | 2555.949
3463 | 499.4443 | 2564.9592 | 499.4443 | 2564.9592
3464 | 484.2356 | 2566.6951 | 484.2356 | 2566.6951
3465 | 469.4439 | 2550.5286 | 469.4439 | 2550.5286
3466 | 456.7409 | 2536.0713 | 456.7409 | 2536.0713
3467 | 426.7505 | 2504.4661 | 426.7505 | 2504.4661
3468 | 403.4606 | 2475.4563 | 403.4606 | 2475.4563
3469 | 382.5934 | 2470.3813 | 382.5934 | 2470.3813
3470 | 375.0816 | 2480.67 | 375.0816 | 2480.67
3471 | 369.974 | 2492.8391 | 369.974 | 2492.8391
3472 | 371.0908 | 2513.8327 | 371.0908 | 2513.8327
3473 | 372.9833 | 2572.017 | 372.9833 | 2572.017
3474 | 387.8998 | 2661.2935 | 387.8998 | 2661.2935
3475 | 409.8717 | 2688.9383 | 409.8717 | 2688.9383
3476 | 433.4656 | 2684.7743 | 433.4656 | 2684.7743
3477 | 445.8836 | 2668.3953 | 445.8836 | 2668.3953
3478 | 471.0855 | 2658.8933 | 471.0855 | 2658.8933
3479 | 497.8357 | 2641.4555 | 497.8357 | 2641.4555
3480 | 491.7014 | 2583.8171 | 491.7014 | 2583.8171
3481 | 474.5413 | 2560.8447 | 474.5413 | 2560.8447
3482 | 479.5172 | 2525.3786 | 479.5172 | 2525.3786
3483 | 505.4128 | 2504.9656 | 505.4128 | 2504.9656
3484 | 531.8806 | 2504.6093 | 531.8806 | 2504.6093
3485 | 542.3858 | 2522.6804 | 542.3858 | 2522.6804
3486 | 527.4497 | 2538.8781 | 527.4497 | 2538.8781
3487 | 501.2246 | 2541.5556 | 501.2246 | 2541.5556
3488 | 484.1625 | 2533.9301 | 484.1625 | 2533.9301
3489 | 472.5316 | 2528.6394 | 472.5316 | 2528.6394
3490 | 450.1207 | 2519.1381 | 450.1207 | 2519.1381
3491 | 422.6883 | 2492.0759 | 422.6883 | 2492.0759
3492 | 397.4981 | 2462.1025 | 397.4981 | 2462.1025
3493 | 378.9802 | 2443.8114 | 378.9802 | 2443.8114
3494 | 369.8599 | 2421.4727 | 369.8599 | 2421.4727
3495 | 365.4164 | 2433.5042 | 365.4164 | 2433.5042
3496 | 365.3948 | 2447.7521 | 365.3948 | 2447.7521
3497 | 373.4936 | 2491.0682 | 373.4936 | 2491.0682
3498 | 392.5646 | 2578.6927 | 392.5646 | 2578.6927
3499 | 423.9766 | 2612.1195 | 423.9766 | 2612.1195
3500 | 454.193 | 2621.9977 | 454.193 | 2621.9977
3501 | 475.089 | 2608.785 | 475.089 | 2608.785
3502 | 496.6592 | 2590.8852 | 496.6592 | 2590.8852
3503 | 525.8462 | 2568.0784 | 525.8462 | 2568.0784
3504 | 521.8746 | 2527.3732 | 521.8746 | 2527.3732
3505 | 495.6695 | 2517.3416 | 495.6695 | 2517.3416
3506 | 502.4921 | 2497.845 | 502.4921 | 2497.845
3507 | 531.1592 | 2472.3382 | 531.1592 | 2472.3382
3508 | 554.6935 | 2456.5631 | 554.6935 | 2456.5631
3509 | 563.564 | 2470.9172 | 563.564 | 2470.9172
3510 | 549.3594 | 2480.5068 | 549.3594 | 2480.5068
3511 | 524.286 | 2467.0772 | 524.286 | 2467.0772
3512 | 506.2616 | 2448.9889 | 506.2616 | 2448.9889
3513 | 492.1877 | 2429.656 | 492.1877 | 2429.656
3514 | 468.383 | 2422.3575 | 468.383 | 2422.3575
3515 | 433.4044 | 2393.5056 | 433.4044 | 2393.5056
3516 | 408.6246 | 2366.5608 | 408.6246 | 2366.5608
3517 | 389.242 | 2355.7038 | 389.242 | 2355.7038
3518 | 380.0131 | 2349.0593 | 380.0131 | 2349.0593
3519 | 372.8531 | 2348.4253 | 372.8531 | 2348.4253
3520 | 372.6242 | 2360.8835 | 372.6242 | 2360.8835
3521 | 377.3367 | 2401.8592 | 377.3367 | 2401.8592
3522 | 393.5809 | 2470.8985 | 393.5809 | 2470.8985
3523 | 426.4464 | 2483.9505 | 426.4464 | 2483.9505
3524 | 454.772 | 2482.4022 | 454.772 | 2482.4022
3525 | 473.9824 | 2466.7115 | 473.9824 | 2466.7115
3526 | 487.2725 | 2451.0145 | 487.2725 | 2451.0145
3527 | 516.6255 | 2428.7583 | 516.6255 | 2428.7583
3528 | 516.0185 | 2377.8656 | 516.0185 | 2377.8656
3529 | 491.6764 | 2373.6161 | 491.6764 | 2373.6161
3530 | 500.9023 | 2359.6262 | 500.9023 | 2359.6262
3531 | 525.4982 | 2359.588 | 525.4982 | 2359.588
3532 | 551.46 | 2368.7309 | 551.46 | 2368.7309
3533 | 559.1191 | 2403.7352 | 559.1191 | 2403.7352
3534 | 546.9589 | 2457.7916 | 546.9589 | 2457.7916
3535 | 520.9924 | 2500.8058 | 520.9924 | 2500.8058
3536 | 501.658 | 2516.1709 | 501.658 | 2516.1709
3537 | 483.8425 | 2500.8304 | 483.8425 | 2500.8304
3538 | 465.7222 | 2481.6924 | 465.7222 | 2481.6924
3539 | 435.6119 | 2440.4504 | 435.6119 | 2440.4504
3540 | 411.5915 | 2406.8976 | 411.5915 | 2406.8976
3541 | 391.6736 | 2398.1056 | 391.6736 | 2398.1056
3542 | 382.047 | 2400.6849 | 382.047 | 2400.6849
3543 | 378.4971 | 2399.3625 | 378.4971 | 2399.3625
3544 | 378.957 | 2393.2355 | 378.957 | 2393.2355
3545 | 386.4497 | 2414.387 | 386.4497 | 2414.387
3546 | 401.6478 | 2478.6079 | 401.6478 | 2478.6079
3547 | 430.8972 | 2504.1877 | 430.8972 | 2504.1877
3548 | 466.2141 | 2527.695 | 466.2141 | 2527.695
3549 | 487.1758 | 2523.5684 | 487.1758 | 2523.5684
3550 | 498.8592 | 2509.3857 | 498.8592 | 2509.3857
3551 | 527.7931 | 2479.4201 | 527.7931 | 2479.4201
3552 | 521.0142 | 2415.036 | 521.0142 | 2415.036
3553 | 499.6068 | 2408.4461 | 499.6068 | 2408.4461
3554 | 503.9486 | 2392.5289 | 503.9486 | 2392.5289
3555 | 527.5315 | 2380.7889 | 527.5315 | 2380.7889
3556 | 547.3247 | 2389.1058 | 547.3247 | 2389.1058
3557 | 555.5413 | 2422.4581 | 555.5413 | 2422.4581
3558 | 546.7533 | 2458.6176 | 546.7533 | 2458.6176
3559 | 518.0485 | 2473.9606 | 518.0485 | 2473.9606
3560 | 499.7622 | 2478.0369 | 499.7622 | 2478.0369
3561 | 482.5617 | 2460.769 | 482.5617 | 2460.769
3562 | 466.404 | 2451.4054 | 466.404 | 2451.4054
3563 | 438.1828 | 2431.2266 | 438.1828 | 2431.2266
3564 | 414.1041 | 2415.433 | 414.1041 | 2415.433
3565 | 395.2779 | 2439.406 | 395.2779 | 2439.406
3566 | 385.713 | 2461.1212 | 385.713 | 2461.1212
3567 | 379.8245 | 2462.5521 | 379.8245 | 2462.5521
3568 | 377.6576 | 2469.9166 | 377.6576 | 2469.9166
3569 | 382.5732 | 2505.661 | 382.5732 | 2505.661
3570 | 395.5876 | 2573.7366 | 395.5876 | 2573.7366
3571 | 420.8401 | 2617.7639 | 420.8401 | 2617.7639
3572 | 448.3997 | 2628.1927 | 448.3997 | 2628.1927
3573 | 464.4031 | 2592.2648 | 464.4031 | 2592.2648
3574 | 483.1094 | 2573.8144 | 483.1094 | 2573.8144
3575 | 514.7027 | 2559.8183 | 514.7027 | 2559.8183
3576 | 509.8741 | 2491.1665 | 509.8741 | 2491.1665
3577 | 493.3506 | 2456.3546 | 493.3506 | 2456.3546
3578 | 501.4694 | 2391.1522 | 501.4694 | 2391.1522
3579 | 527.2823 | 2360.1387 | 527.2823 | 2360.1387
3580 | 547.913 | 2360.8838 | 547.913 | 2360.8838
3581 | 549.8042 | 2396.4388 | 549.8042 | 2396.4388
3582 | 536.6658 | 2442.2351 | 536.6658 | 2442.2351
3583 | 518.2993 | 2492.2704 | 518.2993 | 2492.2704
3584 | 497.6962 | 2553.066 | 497.6962 | 2553.066
3585 | 478.7774 | 2552.7313 | 478.7774 | 2552.7313
3586 | 462.31 | 2541.165 | 462.31 | 2541.165
3587 | 438.9791 | 2511.2118 | 438.9791 | 2511.2118
3588 | 418.7977 | 2483.1657 | 418.7977 | 2483.1657
3589 | 400.5574 | 2483.3221 | 400.5574 | 2483.3221
3590 | 390.2248 | 2496.2265 | 390.2248 | 2496.2265
3591 | 384.9998 | 2505.5046 | 384.9998 | 2505.5046
3592 | 383.6417 | 2511.7677 | 383.6417 | 2511.7677
3593 | 390.1409 | 2548.4758 | 390.1409 | 2548.4758
3594 | 402.6148 | 2609.9433 | 402.6148 | 2609.9433
3595 | 420.2557 | 2626.437 | 420.2557 | 2626.437
3596 | 441.5101 | 2631.6344 | 441.5101 | 2631.6344
3597 | 453.373 | 2623.6532 | 453.373 | 2623.6532
3598 | 473.9506 | 2627.3673 | 473.9506 | 2627.3673
3599 | 499.9327 | 2613.3712 | 499.9327 | 2613.3712
3600 | 502.5652 | 2562.0655 | 502.5652 | 2562.0655
3601 | 485.5857 | 2549.2806 | 485.5857 | 2549.2806
3602 | 492.2674 | 2522.2122 | 492.2674 | 2522.2122
3603 | 515.7956 | 2510.3346 | 515.7956 | 2510.3346
3604 | 536.2976 | 2512.8694 | 536.2976 | 2512.8694
3605 | 540.075 | 2529.1508 | 540.075 | 2529.1508
3606 | 528.1178 | 2544.5225 | 528.1178 | 2544.5225
3607 | 505.3781 | 2543.4829 | 505.3781 | 2543.4829
3608 | 492.6864 | 2541.6395 | 492.6864 | 2541.6395
3609 | 474.5756 | 2505.6488 | 474.5756 | 2505.6488
3610 | 457.7088 | 2498.9009 | 457.7088 | 2498.9009
3611 | 435.1485 | 2475.4181 | 435.1485 | 2475.4181
3612 | 414.1346 | 2446.4083 | 414.1346 | 2446.4083
3613 | 396.5935 | 2431.9719 | 396.5935 | 2431.9719
3614 | 388.0841 | 2432.4862 | 388.0841 | 2432.4862
3615 | 380.8705 | 2434.1925 | 380.8705 | 2434.1925
3616 | 376.1349 | 2443.0713 | 376.1349 | 2443.0713
3617 | 380.526 | 2482.5327 | 380.526 | 2482.5327
3618 | 391.5181 | 2544.2756 | 391.5181 | 2544.2756
3619 | 409.1543 | 2539.5684 | 409.1543 | 2539.5684
3620 | 428.0617 | 2516.5439 | 428.0617 | 2516.5439
3621 | 442.8343 | 2481.5797 | 442.8343 | 2481.5797
3622 | 461.6935 | 2458.1732 | 461.6935 | 2458.1732
3623 | 492.5627 | 2432.4753 | 492.5627 | 2432.4753
3624 | 493.1013 | 2384.4737 | 493.1013 | 2384.4737
3625 | 478.5106 | 2371.6887 | 478.5106 | 2371.6887
3626 | 485.174 | 2340.215 | 485.174 | 2340.215
3627 | 507.8162 | 2350.2266 | 507.8162 | 2350.2266
3628 | 533.208 | 2389.9318 | 533.208 | 2389.9318
3629 | 541.8165 | 2450.267 | 541.8165 | 2450.267
3630 | 523.4177 | 2490.832 | 523.4177 | 2490.832
3631 | 501.7253 | 2509.2036 | 501.7253 | 2509.2036
3632 | 490.6784 | 2507.7732 | 490.6784 | 2507.7732
3633 | 474.8278 | 2494.4977 | 474.8278 | 2494.4977
3634 | 458.0987 | 2476.3234 | 458.0987 | 2476.3234
3635 | 430.9585 | 2436.871 | 430.9585 | 2436.871
3636 | 411.2764 | 2103.46 | 411.2764 | 2103.46
3637 | 397.4679 | 2104.3406 | 397.4679 | 2104.3406
3638 | 385.8144 | 2116.5113 | 385.8144 | 2116.5113
3639 | 383.1411 | 2125.2365 | 383.1411 | 2125.2365
3640 | 381.2733 | 2142.7749 | 381.2733 | 2142.7749
3641 | 389.3911 | 2222.4353 | 389.3911 | 2222.4353
3642 | 399.9725 | 2348.7425 | 399.9725 | 2348.7425
3643 | 423.2613 | 2405.487 | 423.2613 | 2405.487
3644 | 449.2402 | 2483.3831 | 449.2402 | 2483.3831
3645 | 468.9028 | 2560.2115 | 468.9028 | 2560.2115
3646 | 486.0345 | 2652.0073 | 486.0345 | 2652.0073
3647 | 517.6331 | 2721.217 | 517.6331 | 2721.217
3648 | 509.8301 | 2763.6795 | 509.8301 | 2763.6795
3649 | 495.5003 | 2793.0025 | 495.5003 | 2793.0025
3650 | 505.0361 | 2848.8076 | 505.0361 | 2848.8076
3651 | 529.105 | 2932.0449 | 529.105 | 2932.0449
3652 | 548.4308 | 2990.5298 | 548.4308 | 2990.5298
3653 | 558.6011 | 3048.7424 | 558.6011 | 3048.7424
3654 | 543.6171 | 3108.3415 | 543.6171 | 3108.3415
3655 | 520.7279 | 3165.2384 | 520.7279 | 3165.2384
3656 | 505.3668 | 3216.6761 | 505.3668 | 3216.6761
3657 | 489.0246 | 3232.9982 | 489.0246 | 3232.9982
3658 | 466.6676 | 3234.2577 | 466.6676 | 3234.2577
3659 | 439.164 | 3203.8469 | 439.164 | 3203.8469
3660 | 413.0613 | 3174.7969 | 413.0613 | 3174.7969
3661 | 394.5018 | 3170.8695 | 394.5018 | 3170.8695
3662 | 385.3183 | 3174.6263 | 385.3183 | 3174.6263
3663 | 382.5817 | 3256.7933 | 382.5817 | 3256.7933
3664 | 381.3773 | 3358.5914 | 381.3773 | 3358.5914
3665 | 390.3911 | 3467.7007 | 390.3911 | 3467.7007
3666 | 405.5476 | 3633.914 | 405.5476 | 3633.914
3667 | 433.9835 | 3721.5498 | 433.9835 | 3721.5498
3668 | 466.652 | 3799.8065 | 466.652 | 3799.8065
3669 | 485.6521 | 3824.4683 | 485.6521 | 3824.4683
3670 | 504.869 | 3815.5371 | 504.869 | 3815.5371
3671 | 534.5373 | 3823.0845 | 534.5373 | 3823.0845
3672 | 528.4138 | 3784.773 | 528.4138 | 3784.773
3673 | 503.9777 | 3597.4969 | 503.9777 | 3597.4969
3674 | 514.4673 | 3412.5426 | 514.4673 | 3412.5426
3675 | 540.2159 | 3307.6679 | 540.2159 | 3307.6679
3676 | 557.3142 | 3205.2059 | 557.3142 | 3205.2059
3677 | 567.2407 | 3155.5997 | 567.2407 | 3155.5997
3678 | 557.6916 | 3170.124 | 557.6916 | 3170.124
3679 | 530.08 | 3288.6832 | 530.08 | 3288.6832
3680 | 511.9149 | 3425.1018 | 511.9149 | 3425.1018
3681 | 494.4125 | 3496.4752 | 494.4125 | 3496.4752
3682 | 470.6972 | 3549.4204 | 470.6972 | 3549.4204
3683 | 441.2554 | 3558.7956 | 441.2554 | 3558.7956
3684 | 415.6557 | 3544.8907 | 415.6557 | 3544.8907
3685 | 397.9512 | 3549.2571 | 397.9512 | 3549.2571
3686 | 388.7957 | 3554.4563 | 388.7957 | 3554.4563
3687 | 385.0371 | 3575.4418 | 385.0371 | 3575.4418
3688 | 384.9301 | 3604.8799 | 384.9301 | 3604.8799
3689 | 393.0946 | 3665.5488 | 393.0946 | 3665.5488
3690 | 408.9272 | 3790.2934 | 408.9272 | 3790.2934
3691 | 436.994 | 3857.2548 | 436.994 | 3857.2548
3692 | 469.6972 | 3912.9141 | 469.6972 | 3912.9141
3693 | 493.1611 | 3922.7914 | 493.1611 | 3922.7914
3694 | 507.4598 | 3945.2322 | 507.4598 | 3945.2322
3695 | 537.9927 | 3965.7612 | 537.9927 | 3965.7612
3696 | 533.5568 | 3917.5933 | 533.5568 | 3917.5933
3697 | 511.5296 | 3693.0553 | 511.5296 | 3693.0553
3698 | 522.667 | 3428.5291 | 522.667 | 3428.5291
3699 | 544.6284 | 3158.8611 | 544.6284 | 3158.8611
3700 | 556.3518 | 2973.8221 | 556.3518 | 2973.8221
3701 | 565.2625 | 2924.5765 | 565.2625 | 2924.5765
3702 | 557.171 | 3004.2488 | 557.171 | 3004.2488
3703 | 532.6295 | 3064.271 | 532.6295 | 3064.271
3704 | 513.69 | 3112.1026 | 513.69 | 3112.1026
3705 | 497.6297 | 3072.8927 | 497.6297 | 3072.8927
3706 | 471.3524 | 3158.5321 | 471.3524 | 3158.5321
3707 | 442.7547 | 3283.0583 | 442.7547 | 3283.0583
3708 | 417.4938 | 3203.8851 | 417.4938 | 3203.8851
3709 | 398.0365 | 3160.292 | 398.0365 | 3160.292
3710 | 388.128 | 3199.9883 | 388.128 | 3199.9883
3711 | 396.8441 | 3098.2503 | 396.8441 | 3098.2503
3712 | 396.78 | 3000.8781 | 396.78 | 3000.8781
3713 | 404.6817 | 3010.5825 | 404.6817 | 3010.5825
3714 | 421.017 | 3052.1492 | 421.017 | 3052.1492
3715 | 448.2044 | 3027.3985 | 448.2044 | 3027.3985
3716 | 480.9009 | 3004.5675 | 480.9009 | 3004.5675
3717 | 492.3384 | 2933.3103 | 492.3384 | 2933.3103
3718 | 507.4126 | 2878.2225 | 507.4126 | 2878.2225
3719 | 534.1874 | 2821.7037 | 534.1874 | 2821.7037
3720 | 527.1153 | 2761.6361 | 527.1153 | 2761.6361
3721 | 512.6777 | 2687.2271 | 512.6777 | 2687.2271
3722 | 517.2216 | 2594.586 | 517.2216 | 2594.586
3723 | 543.2368 | 2512.7896 | 543.2368 | 2512.7896
3724 | 557.6517 | 2415.0153 | 557.6517 | 2415.0153
3725 | 559.9048 | 2372.3807 | 559.9048 | 2372.3807
3726 | 553.1093 | 2391.9533 | 553.1093 | 2391.9533
3727 | 528.8259 | 2418.56 | 528.8259 | 2418.56
3728 | 504.6363 | 2434.4187 | 504.6363 | 2434.4187
3729 | 488.9165 | 2430.4271 | 488.9165 | 2430.4271
3730 | 470.5027 | 2431.4461 | 470.5027 | 2431.4461
3731 | 444.0412 | 2413.4159 | 444.0412 | 2413.4159
3732 | 421.6422 | 2400.3524 | 421.6422 | 2400.3524
3733 | 402.7288 | 2417.0993 | 402.7288 | 2417.0993
3734 | 393.1792 | 2458.5987 | 393.1792 | 2458.5987
3735 | 387.8438 | 2512.1583 | 387.8438 | 2512.1583
3736 | 386.8054 | 2578.137 | 386.8054 | 2578.137
3737 | 393.7923 | 2663.9276 | 393.7923 | 2663.9276
3738 | 406.3226 | 2801.4133 | 406.3226 | 2801.4133
3739 | 429.3359 | 2909.4829 | 429.3359 | 2909.4829
3740 | 458.2566 | 3077.4083 | 458.2566 | 3077.4083
3741 | 476.2824 | 3154.3569 | 476.2824 | 3154.3569
3742 | 495.0673 | 3224.7572 | 495.0673 | 3224.7572
3743 | 524.2771 | 3281.2258 | 524.2771 | 3281.2258
3744 | 520.0993 | 3177.0451 | 520.0993 | 3177.0451
3745 | 503.6713 | 2933.155 | 503.6713 | 2933.155
3746 | 512.0762 | 2758.5379 | 512.0762 | 2758.5379
3747 | 540.8621 | 2656.7884 | 540.8621 | 2656.7884
3748 | 553.8499 | 2582.9338 | 553.8499 | 2582.9338
3749 | 561.2349 | 2577.8014 | 561.2349 | 2577.8014
3750 | 547.6075 | 2611.4373 | 547.6075 | 2611.4373
3751 | 520.0548 | 2622.2979 | 520.0548 | 2622.2979
3752 | 501.3209 | 2602.217 | 501.3209 | 2602.217
3753 | 485.9253 | 2588.97 | 485.9253 | 2588.97
3754 | 467.2904 | 2586.0225 | 467.2904 | 2586.0225
3755 | 442.7064 | 2553.929 | 442.7064 | 2553.929
3756 | 419.858 | 2526.5617 | 419.858 | 2526.5617
3757 | 404.1776 | 2526.7212 | 404.1776 | 2526.7212
3758 | 392.6449 | 2552.1138 | 392.6449 | 2552.1138
3759 | 388.0847 | 2590.4081 | 388.0847 | 2590.4081
3760 | 385.798 | 2597.6093 | 385.798 | 2597.6093
3761 | 392.0816 | 2618.2518 | 392.0816 | 2618.2518
3762 | 400.7221 | 2716.3121 | 400.7221 | 2716.3121
3763 | 419.8485 | 2750.5793 | 419.8485 | 2750.5793
3764 | 439.5922 | 2786.5259 | 439.5922 | 2786.5259
3765 | 457.6586 | 2792.1962 | 457.6586 | 2792.1962
3766 | 477.1985 | 2816.3198 | 477.1985 | 2816.3198
3767 | 502.3676 | 2822.3047 | 502.3676 | 2822.3047
3768 | 496.2994 | 2795.5323 | 496.2994 | 2795.5323
3769 | 487.7703 | 2744.9228 | 487.7703 | 2744.9228
3770 | 495.5215 | 2681.1295 | 495.5215 | 2681.1295
3771 | 517.3263 | 2633.1091 | 517.3263 | 2633.1091
3772 | 539.6253 | 2603.3677 | 539.6253 | 2603.3677
3773 | 544.3275 | 2629.9679 | 544.3275 | 2629.9679
3774 | 524.2969 | 2679.4702 | 524.2969 | 2679.4702
3775 | 510.6587 | 2732.7611 | 510.6587 | 2732.7611
3776 | 492.142 | 2787.925 | 492.142 | 2787.925
3777 | 477.9134 | 2825.883 | 477.9134 | 2825.883
3778 | 461.9962 | 2865.1254 | 461.9962 | 2865.1254
3779 | 439.0272 | 2874.6209 | 439.0272 | 2874.6209
3780 | 415.4895 | 2898.098 | 415.4895 | 2898.098
3781 | 397.8242 | 2961.1216 | 397.8242 | 2961.1216
3782 | 387.9268 | 2988.7981 | 387.9268 | 2988.7981
3783 | 385.3626 | 2998.1243 | 385.3626 | 2998.1243
3784 | 383.7533 | 3008.0901 | 383.7533 | 3008.0901
3785 | 388.8493 | 3063.5904 | 388.8493 | 3063.5904
3786 | 398.6631 | 3193.0228 | 398.6631 | 3193.0228
3787 | 419.8684 | 3252.6521 | 419.8684 | 3252.6521
3788 | 443.1014 | 3304.1043 | 443.1014 | 3304.1043
3789 | 457.8961 | 3308.3323 | 457.8961 | 3308.3323
3790 | 475.7509 | 3332.4559 | 475.7509 | 3332.4559
3791 | 503.5643 | 3367.1684 | 503.5643 | 3367.1684
3792 | 501.9551 | 3358.5461 | 501.9551 | 3358.5461
3793 | 491.0053 | 3251.0823 | 491.0053 | 3251.0823
3794 | 497.2343 | 3177.4327 | 497.2343 | 3177.4327
3795 | 524.9216 | 3118.3539 | 524.9216 | 3118.3539
3796 | 545.5223 | 3059.5242 | 545.5223 | 3059.5242
3797 | 550.4833 | 3071.2197 | 550.4833 | 3071.2197
3798 | 535.2189 | 3154.6182 | 535.2189 | 3154.6182
3799 | 511.1701 | 3409.4835 | 511.1701 | 3409.4835
3800 | 498.7523 | 3720.7922 | 498.7523 | 3720.7922
3801 | 486.8214 | 3873.781 | 486.8214 | 3873.781
3802 | 466.8352 | 3987.4268 | 466.8352 | 3987.4268
3803 | 441.9195 | 4075.1721 | 441.9195 | 4075.1721
3804 | 418.7214 | 4140.9593 | 418.7214 | 4140.9593
3805 | 398.9539 | 4216.4838 | 398.9539 | 4216.4838
3806 | 389.8651 | 4262.0699 | 389.8651 | 4262.0699
3807 | 384.7554 | 4299.5227 | 384.7554 | 4299.5227
3808 | 384.3474 | 4321.5085 | 384.3474 | 4321.5085
3809 | 391.1665 | 4327.1261 | 391.1665 | 4327.1261
3810 | 403.6529 | 4329.9885 | 403.6529 | 4329.9885
3811 | 427.4448 | 4291.7755 | 427.4448 | 4291.7755
3812 | 455.8675 | 4280.8443 | 455.8675 | 4280.8443
3813 | 474.024 | 4111.865 | 474.024 | 4111.865
3814 | 493.5701 | 3857.6069 | 493.5701 | 3857.6069
3815 | 519.4962 | 3567.0599 | 519.4962 | 3567.0599
3816 | 516.0627 | 3311.0674 | 516.0627 | 3311.0674
3817 | 498.8818 | 3154.0814 | 498.8818 | 3154.0814
3818 | 506.8672 | 3039.9246 | 506.8672 | 3039.9246
3819 | 533.128 | 2991.183 | 533.128 | 2991.183
3820 | 551.826 | 3010.2425 | 551.826 | 3010.2425
3821 | 555.5885 | 3104.7553 | 555.5885 | 3104.7553
3822 | 543.4515 | 3211.3523 | 543.4515 | 3211.3523
3823 | 520.0126 | 3326.6662 | 520.0126 | 3326.6662
3824 | 505.6236 | 3466.21 | 505.6236 | 3466.21
3825 | 487.5232 | 3610.304 | 487.5232 | 3610.304
3826 | 465.1346 | 3773.9528 | 465.1346 | 3773.9528
3827 | 439.0577 | 3943.7942 | 439.0577 | 3943.7942
3828 | 413.6548 | 4180.6251 | 413.6548 | 4180.6251
3829 | 396.324 | 4329.4712 | 396.324 | 4329.4712
3830 | 387.9615 | 4390.4428 | 387.9615 | 4390.4428
3831 | 383.0252 | 4378.3735 | 383.0252 | 4378.3735
3832 | 384.1716 | 4130.9925 | 384.1716 | 4130.9925
3833 | 390.3657 | 3828.8998 | 390.3657 | 3828.8998
3834 | 402.7288 | 3731.5159 | 402.7288 | 3731.5159
3835 | 428.3236 | 3590.2921 | 428.3236 | 3590.2921
3836 | 463.6347 | 3434.5206 | 463.6347 | 3434.5206
3837 | 482.5752 | 3227.9189 | 482.5752 | 3227.9189
3838 | 499.3888 | 3058.1609 | 499.3888 | 3058.1609
3839 | 526.1673 | 2946.11 | 526.1673 | 2946.11
3840 | 521.3801 | 2878.8305 | 521.3801 | 2878.8305
3841 | 502.6254 | 2785.5502 | 502.6254 | 2785.5502
3842 | 512.9833 | 2686.5385 | 512.9833 | 2686.5385
3843 | 538.4954 | 2649.2158 | 538.4954 | 2649.2158
3844 | 553.872 | 2630.4125 | 553.872 | 2630.4125
3845 | 563.5462 | 2643.911 | 563.5462 | 2643.911
3846 | 552.0603 | 2729.9539 | 552.0603 | 2729.9539
3847 | 528.3022 | 2819.7855 | 528.3022 | 2819.7855
3848 | 513.6151 | 2885.2865 | 513.6151 | 2885.2865
3849 | 495.0726 | 2940.1926 | 495.0726 | 2940.1926
3850 | 470.8082 | 3042.9003 | 470.8082 | 3042.9003
3851 | 439.985 | 3173.9173 | 439.985 | 3173.9173
3852 | 416.0856 | 3306.295 | 416.0856 | 3306.295
3853 | 396.507 | 3352.611 | 396.507 | 3352.611
3854 | 384.7988 | 3353.0021 | 384.7988 | 3353.0021
3855 | 381.1572 | 3438.1741 | 381.1572 | 3438.1741
3856 | 380.2791 | 3512.3264 | 380.2791 | 3512.3264
3857 | 386.6607 | 3507.6069 | 386.6607 | 3507.6069
3858 | 404.1514 | 3346.7578 | 404.1514 | 3346.7578
3859 | 433.5225 | 3102.5231 | 433.5225 | 3102.5231
3860 | 467.7201 | 2912.9756 | 467.7201 | 2912.9756
3861 | 488.0607 | 2736.7843 | 488.0607 | 2736.7843
3862 | 501.1551 | 2565.2234 | 501.1551 | 2565.2234
3863 | 528.9812 | 2391.8708 | 528.9812 | 2391.8708
3864 | 523.9992 | 2273.6267 | 523.9992 | 2273.6267
3865 | 506.3449 | 2218.5698 | 506.3449 | 2218.5698
3866 | 509.7509 | 2182.9032 | 509.7509 | 2182.9032
3867 | 531.163 | 2143.8977 | 531.163 | 2143.8977
3868 | 549.5734 | 2118.9643 | 549.5734 | 2118.9643
3869 | 556.4718 | 2124.8902 | 556.4718 | 2124.8902
3870 | 544.991 | 2137.3711 | 544.991 | 2137.3711
3871 | 521.3977 | 2131.6441 | 521.3977 | 2131.6441
3872 | 506.5142 | 2115.8904 | 506.5142 | 2115.8904
3873 | 489.555 | 2109.7352 | 489.555 | 2109.7352
3874 | 464.9514 | 2117.4854 | 464.9514 | 2117.4854
3875 | 433.783 | 2094.8876 | 433.783 | 2094.8876
3876 | 409.383 | 2064.876 | 409.383 | 2064.876
3877 | 391.0091 | 2031.9806 | 391.0091 | 2031.9806
3878 | 380.5 | 1990.302 | 380.5 | 1990.302
3879 | 374.1179 | 1966.934 | 374.1179 | 1966.934
3880 | 374.8381 | 1955.1437 | 374.8381 | 1955.1437
3881 | 381.4222 | 2013.2884 | 381.4222 | 2013.2884
3882 | 395.6149 | 2143.6824 | 395.6149 | 2143.6824
3883 | 422.8857 | 2201.2683 | 422.8857 | 2201.2683
3884 | 456.8864 | 2246.7106 | 456.8864 | 2246.7106
3885 | 475.1602 | 2251.1789 | 475.1602 | 2251.1789
3886 | 490.4489 | 2423.7487 | 490.4489 | 2423.7487
3887 | 518.7391 | 2945.2686 | 518.7391 | 2945.2686
3888 | 515.1544 | 3478.5051 | 515.1544 | 3478.5051
3889 | 497.4043 | 3646.7786 | 497.4043 | 3646.7786
3890 | 507.2014 | 3638.3972 | 507.2014 | 3638.3972
3891 | 529.9919 | 3621.9893 | 529.9919 | 3621.9893
3892 | 546.5846 | 3636.7216 | 546.5846 | 3636.7216
3893 | 547.5368 | 3698.6604 | 547.5368 | 3698.6604
3894 | 534.7342 | 3781.2175 | 534.7342 | 3781.2175
3895 | 511.3612 | 3837.5134 | 511.3612 | 3837.5134
3896 | 498.3236 | 3867.9162 | 498.3236 | 3867.9162
3897 | 482.0411 | 3890.3685 | 482.0411 | 3890.3685
3898 | 459.4299 | 3902.9267 | 459.4299 | 3902.9267
3899 | 433.2313 | 3921.3169 | 433.2313 | 3921.3169
3900 | 408.8594 | 3946.597 | 408.8594 | 3946.597
3901 | 390.9063 | 3985.9414 | 390.9063 | 3985.9414
3902 | 379.0755 | 4026.5993 | 379.0755 | 4026.5993
3903 | 373.6225 | 4091.2173 | 373.6225 | 4091.2173
3904 | 373.3188 | 4169.4563 | 373.3188 | 4169.4563
3905 | 379.2987 | 4274.8394 | 379.2987 | 4274.8394
3906 | 397.5711 | 4444.6587 | 397.5711 | 4444.6587
3907 | 422.5706 | 4558.2575 | 422.5706 | 4558.2575
3908 | 449.9201 | 4662.9581 | 449.9201 | 4662.9581
3909 | 466.7045 | 4716.2274 | 466.7045 | 4716.2274
3910 | 479.8151 | 4767.516 | 479.8151 | 4767.516
3911 | 508.275 | 4815.9312 | 508.275 | 4815.9312
3912 | 508.1191 | 4814.5209 | 508.1191 | 4814.5209
3913 | 492.5785 | 4671.9589 | 492.5785 | 4671.9589
3914 | 499.7063 | 4500.2266 | 499.7063 | 4500.2266
3915 | 525.5251 | 4350.2772 | 525.5251 | 4350.2772
3916 | 543.6603 | 4223.7752 | 543.6603 | 4223.7752
3917 | 547.055 | 4170.2025 | 547.055 | 4170.2025
3918 | 530.3184 | 4245.4274 | 530.3184 | 4245.4274
3919 | 507.2652 | 4421.8025 | 507.2652 | 4421.8025
3920 | 490.2454 | 4555.9373 | 490.2454 | 4555.9373
3921 | 473.4601 | 4561.5617 | 473.4601 | 4561.5617
3922 | 457.0505 | 4545.7529 | 457.0505 | 4545.7529
3923 | 434.6895 | 4564.0229 | 434.6895 | 4564.0229
3924 | 412.1235 | 4640.2675 | 412.1235 | 4640.2675
3925 | 395.2216 | 4742.2358 | 395.2216 | 4742.2358
3926 | 383.2871 | 4818.5929 | 383.2871 | 4818.5929
3927 | 376.6725 | 4897.5146 | 376.6725 | 4897.5146
3928 | 373.9766 | 4967.9406 | 373.9766 | 4967.9406
3929 | 381.2024 | 5040.8699 | 381.2024 | 5040.8699
3930 | 394.4718 | 5159.2439 | 394.4718 | 5159.2439
3931 | 414.871 | 5206.9735 | 414.871 | 5206.9735
3932 | 435.5724 | 5246.1654 | 435.5724 | 5246.1654
3933 | 446.3589 | 5232.2432 | 446.3589 | 5232.2432
3934 | 464.4101 | 5216.4606 | 464.4101 | 5216.4606
3935 | 488.8771 | 5203.0934 | 488.8771 | 5203.0934
3936 | 489.8403 | 5190.2641 | 489.8403 | 5190.2641
3937 | 479.3482 | 5108.4028 | 479.3482 | 5108.4028
3938 | 487.813 | 4944.2431 | 487.813 | 4944.2431
3939 | 514.5756 | 4781.6727 | 514.5756 | 4781.6727
3940 | 534.1886 | 4654.0889 | 534.1886 | 4654.0889
3941 | 526.9562 | 4603.7616 | 526.9562 | 4603.7616
3942 | 507.0004 | 4628.5028 | 507.0004 | 4628.5028
3943 | 488.8673 | 4725.1857 | 488.8673 | 4725.1857
3944 | 477.0741 | 4811.6014 | 477.0741 | 4811.6014
3945 | 469.546 | 4867.8297 | 469.546 | 4867.8297
3946 | 450.3179 | 4929.5494 | 450.3179 | 4929.5494
3947 | 430.6825 | 4959.9596 | 430.6825 | 4959.9596
3948 | 408.8025 | 4991.49 | 408.8025 | 4991.49
3949 | 390.8823 | 5067.375 | 390.8823 | 5067.375
3950 | 381.6496 | 5108.634 | 381.6496 | 5108.634
3951 | 375.9892 | 5144.5242 | 375.9892 | 5144.5242
3952 | 376.1208 | 5181.0541 | 376.1208 | 5181.0541
3953 | 379.3917 | 5218.0438 | 379.3917 | 5218.0438
3954 | 389.5718 | 5294.1076 | 389.5718 | 5294.1076
3955 | 412.5718 | 5295.921 | 412.5718 | 5295.921
3956 | 432.908 | 5296.1683 | 432.908 | 5296.1683
3957 | 448.7201 | 5260.3699 | 448.7201 | 5260.3699
3958 | 466.3919 | 5238.5773 | 466.3919 | 5238.5773
3959 | 496.6379 | 5199.0066 | 496.6379 | 5199.0066
3960 | 494.023 | 5123.6737 | 494.023 | 5123.6737
3961 | 482.319 | 4903.5831 | 482.319 | 4903.5831
3962 | 492.6835 | 4611.6514 | 492.6835 | 4611.6514
3963 | 522.1444 | 4337.7764 | 522.1444 | 4337.7764
3964 | 535.2557 | 4091.1953 | 535.2557 | 4091.1953
3965 | 541.7344 | 3989.1822 | 541.7344 | 3989.1822
3966 | 525.692 | 4034.8381 | 525.692 | 4034.8381
3967 | 505.6925 | 4209.4103 | 505.6925 | 4209.4103
3968 | 489.5602 | 4307.7257 | 489.5602 | 4307.7257
3969 | 475.9723 | 4280.2952 | 475.9723 | 4280.2952
3970 | 458.3854 | 4190.083 | 458.3854 | 4190.083
3971 | 434.7023 | 4048.8484 | 434.7023 | 4048.8484
3972 | 413.1692 | 3934.2164 | 413.1692 | 3934.2164
3973 | 394.7024 | 3848.4333 | 394.7024 | 3848.4333
3974 | 383.7774 | 3672.492 | 383.7774 | 3672.492
3975 | 377.644 | 3503.3222 | 377.644 | 3503.3222
3976 | 376.9382 | 3339.5999 | 376.9382 | 3339.5999
3977 | 382.2441 | 3174.7748 | 382.2441 | 3174.7748
3978 | 394.8337 | 3106.5995 | 394.8337 | 3106.5995
3979 | 418.1905 | 2966.0968 | 418.1905 | 2966.0968
3980 | 444.8432 | 2871.7472 | 444.8432 | 2871.7472
3981 | 461.3164 | 2748.4437 | 461.3164 | 2748.4437
3982 | 477.2777 | 2645.8771 | 477.2777 | 2645.8771
3983 | 506.4445 | 2592.3633 | 506.4445 | 2592.3633
3984 | 502.6628 | 2550.566 | 502.6628 | 2550.566
3985 | 486.8026 | 2514.8612 | 486.8026 | 2514.8612
3986 | 490.0757 | 2475.9492 | 490.0757 | 2475.9492
3987 | 519.8909 | 2449.3243 | 519.8909 | 2449.3243
3988 | 540.5068 | 2407.5629 | 540.5068 | 2407.5629
3989 | 546.9959 | 2388.7278 | 546.9959 | 2388.7278
3990 | 530.8028 | 2375.8466 | 530.8028 | 2375.8466
3991 | 508.6652 | 2353.2917 | 508.6652 | 2353.2917
3992 | 493.627 | 2324.917 | 493.627 | 2324.917
3993 | 482.6501 | 2328.1374 | 482.6501 | 2328.1374
3994 | 460.7717 | 2307.16 | 460.7717 | 2307.16
3995 | 437.2218 | 2263.8879 | 437.2218 | 2263.8879
3996 | 411.7523 | 2229.5491 | 411.7523 | 2229.5491
3997 | 396.3071 | 2213.9624 | 396.3071 | 2213.9624
3998 | 383.574 | 2198.7277 | 383.574 | 2198.7277
3999 | 379.23 | 2175.7203 | 379.23 | 2175.7203
4000 | 378.7272 | 2214.4137 | 378.7272 | 2214.4137
4001 | 384.3398 | 2297.5599 | 384.3398 | 2297.5599
4002 | 399.8727 | 2447.4262 | 399.8727 | 2447.4262
4003 | 427.1912 | 2586.1466 | 427.1912 | 2586.1466
4004 | 461.7122 | 2808.0416 | 461.7122 | 2808.0416
4005 | 480.6071 | 2936.3153 | 480.6071 | 2936.3153
4006 | 489.8079 | 2959.8378 | 489.8079 | 2959.8378
4007 | 517.6484 | 2934.2103 | 517.6484 | 2934.2103
4008 | 512.4797 | 2898.423 | 512.4797 | 2898.423
4009 | 494.4616 | 2823.0524 | 494.4616 | 2823.0524
4010 | 496.6436 | 2761.9035 | 496.6436 | 2761.9035
4011 | 526.3399 | 2801.869 | 526.3399 | 2801.869
4012 | 541.6981 | 2918.891 | 541.6981 | 2918.891
4013 | 544.0258 | 3082.1579 | 544.0258 | 3082.1579
4014 | 531.2672 | 3207.8666 | 531.2672 | 3207.8666
4015 | 503.9189 | 3268.1291 | 503.9189 | 3268.1291
4016 | 493.1794 | 3289.5169 | 493.1794 | 3289.5169
4017 | 487.0732 | 3297.3049 | 487.0732 | 3297.3049
4018 | 466.4902 | 3313.1084 | 466.4902 | 3313.1084
4019 | 438.7086 | 3291.8329 | 438.7086 | 3291.8329
4020 | 414.6469 | 3262.4222 | 414.6469 | 3262.4222
4021 | 396.5123 | 3240.8256 | 396.5123 | 3240.8256
4022 | 386.0525 | 3207.5609 | 386.0525 | 3207.5609
4023 | 381.5851 | 3208.2328 | 381.5851 | 3208.2328
4024 | 381.3392 | 3222.7661 | 381.3392 | 3222.7661
4025 | 387.775 | 3219.8496 | 387.775 | 3219.8496
4026 | 403.8378 | 3252.6417 | 403.8378 | 3252.6417
4027 | 428.7966 | 3209.3803 | 428.7966 | 3209.3803
4028 | 462.3923 | 3166.8366 | 462.3923 | 3166.8366
4029 | 477.4443 | 3160.7275 | 477.4443 | 3160.7275
4030 | 494.0348 | 3131.8431 | 494.0348 | 3131.8431
4031 | 523.5995 | 3135.9048 | 523.5995 | 3135.9048
4032 | 519.438 | 3144.4711 | 519.438 | 3144.4711
4033 | 495.63 | 3113.454 | 495.63 | 3113.454
4034 | 506.6276 | 3041.1266 | 506.6276 | 3041.1266
4035 | 534.5706 | 2973.6339 | 534.5706 | 2973.6339
4036 | 554.8971 | 2921.5354 | 554.8971 | 2921.5354
4037 | 553.3559 | 2927.9421 | 553.3559 | 2927.9421
4038 | 536.1106 | 2978.8868 | 536.1106 | 2978.8868
4039 | 515.4795 | 3045.0391 | 515.4795 | 3045.0391
4040 | 504.0184 | 3117.752 | 504.0184 | 3117.752
4041 | 492.8657 | 3196.2172 | 492.8657 | 3196.2172
4042 | 471.3684 | 3299.4057 | 471.3684 | 3299.4057
4043 | 441.0644 | 3377.4148 | 441.0644 | 3377.4148
4044 | 417.8591 | 3388.7517 | 417.8591 | 3388.7517
4045 | 398.3778 | 3389.993 | 398.3778 | 3389.993
4046 | 386.3091 | 3408.7746 | 386.3091 | 3408.7746
4047 | 379.2689 | 3443.4629 | 379.2689 | 3443.4629
4048 | 378.7245 | 3476.0262 | 378.7245 | 3476.0262
4049 | 386.0557 | 3558.0906 | 386.0557 | 3558.0906
4050 | 401.1544 | 3683.6766 | 401.1544 | 3683.6766
4051 | 425.9552 | 3763.2589 | 425.9552 | 3763.2589
4052 | 462.4659 | 3839.1117 | 462.4659 | 3839.1117
4053 | 477.8341 | 3783.1197 | 477.8341 | 3783.1197
4054 | 487.3888 | 3688.847 | 487.3888 | 3688.847
4055 | 515.3659 | 3666.8254 | 515.3659 | 3666.8254
4056 | 516.1016 | 3581.7563 | 516.1016 | 3581.7563
4057 | 492.7554 | 3515.2805 | 492.7554 | 3515.2805
4058 | 496.4639 | 3417.4708 | 496.4639 | 3417.4708
4059 | 521.2877 | 3302.3792 | 521.2877 | 3302.3792
4060 | 537.5013 | 3205.3261 | 537.5013 | 3205.3261
4061 | 536.9739 | 3142.1373 | 536.9739 | 3142.1373
4062 | 524.7634 | 3089.35 | 524.7634 | 3089.35
4063 | 501.9204 | 3031.4565 | 501.9204 | 3031.4565
4064 | 486.6369 | 3015.9432 | 486.6369 | 3015.9432
4065 | 476.1234 | 2917.9557 | 476.1234 | 2917.9557
4066 | 458.8031 | 2740.1181 | 458.8031 | 2740.1181
4067 | 435.04 | 2501.1615 | 435.04 | 2501.1615
4068 | 409.1821 | 2369.7016 | 409.1821 | 2369.7016
4069 | 391.7276 | 2270.3359 | 391.7276 | 2270.3359
4070 | 379.0969 | 2225.8927 | 379.0969 | 2225.8927
4071 | 373.6033 | 2216.3477 | 373.6033 | 2216.3477
4072 | 370.9171 | 2215.1349 | 370.9171 | 2215.1349
4073 | 375.4553 | 2240.345 | 375.4553 | 2240.345
4074 | 390.0137 | 2318.8129 | 390.0137 | 2318.8129
4075 | 410.4528 | 2331.925 | 410.4528 | 2331.925
4076 | 441.8554 | 2352.1254 | 441.8554 | 2352.1254
4077 | 455.7126 | 2340.2466 | 455.7126 | 2340.2466
4078 | 471.3181 | 2346.4605 | 471.3181 | 2346.4605
4079 | 493.7514 | 2335.1367 | 493.7514 | 2335.1367
4080 | 494.1994 | 2313.0521 | 494.1994 | 2313.0521
4081 | 478.3305 | 2288.7662 | 478.3305 | 2288.7662
4082 | 486.8463 | 2268.9659 | 486.8463 | 2268.9659
4083 | 513.3241 | 2266.9819 | 513.3241 | 2266.9819
4084 | 531.1862 | 2263.6843 | 531.1862 | 2263.6843
4085 | 533.5597 | 2285.3563 | 533.5597 | 2285.3563
4086 | 513.8261 | 2305.53 | 513.8261 | 2305.53
4087 | 493.5822 | 2304.7312 | 493.5822 | 2304.7312
4088 | 478.0995 | 2299.6752 | 478.0995 | 2299.6752
4089 | 468.8484 | 2284.7455 | 468.8484 | 2284.7455
4090 | 455.1886 | 2275.4274 | 455.1886 | 2275.4274
4091 | 432.4218 | 2241.4107 | 432.4218 | 2241.4107
4092 | 410.7443 | 2221.9766 | 410.7443 | 2221.9766
4093 | 392.7733 | 2231.3913 | 392.7733 | 2231.3913
4094 | 380.8403 | 2241.9994 | 380.8403 | 2241.9994
4095 | 376.6911 | 2257.576 | 376.6911 | 2257.576
4096 | 374.1893 | 2266.7004 | 374.1893 | 2266.7004
4097 | 380.3692 | 2298.4013 | 380.3692 | 2298.4013
4098 | 390.5286 | 2392.3749 | 390.5286 | 2392.3749
4099 | 407.6487 | 2433.6136 | 407.6487 | 2433.6136
4100 | 425.4055 | 2481.8205 | 425.4055 | 2481.8205
4101 | 435.9381 | 2480.2789 | 435.9381 | 2480.2789
4102 | 451.852 | 2479.8818 | 451.852 | 2479.8818
4103 | 474.8862 | 2472.5245 | 474.8862 | 2472.5245
4104 | 480.8832 | 2461.4983 | 480.8832 | 2461.4983
4105 | 472.4875 | 2436.972 | 472.4875 | 2436.972
4106 | 480.2467 | 2395.0551 | 480.2467 | 2395.0551
4107 | 504.7099 | 2375.1613 | 504.7099 | 2375.1613
4108 | 520.4251 | 2372.3445 | 520.4251 | 2372.3445
4109 | 514.6122 | 2406.6375 | 514.6122 | 2406.6375
4110 | 505.0998 | 2449.7692 | 505.0998 | 2449.7692
4111 | 488.365 | 2480.5829 | 488.365 | 2480.5829
4112 | 480.7662 | 2504.2545 | 480.7662 | 2504.2545
4113 | 465.841 | 2502.3063 | 465.841 | 2502.3063
4114 | 452.7145 | 2489.3822 | 452.7145 | 2489.3822
4115 | 431.8396 | 2439.98 | 431.8396 | 2439.98
4116 | 412.8449 | 2391.4577 | 412.8449 | 2391.4577
4117 | 395.6418 | 2363.4904 | 395.6418 | 2363.4904
4118 | 386.3138 | 2337.4377 | 386.3138 | 2337.4377
4119 | 380.1817 | 2377.535 | 380.1817 | 2377.535
4120 | 376.5216 | 2475.3665 | 376.5216 | 2475.3665
4121 | 378.3861 | 2571.6145 | 378.3861 | 2571.6145
4122 | 387.3856 | 2693.9551 | 387.3856 | 2693.9551
4123 | 402.0578 | 2745.7714 | 402.0578 | 2745.7714
4124 | 420.8853 | 2804.676 | 420.8853 | 2804.676
4125 | 433.6763 | 2844.8435 | 433.6763 | 2844.8435
4126 | 450.6009 | 2917.2873 | 450.6009 | 2917.2873
4127 | 474.339 | 3013.3014 | 474.339 | 3013.3014
4128 | 477.314 | 3130.0471 | 477.314 | 3130.0471
4129 | 467.9646 | 3195.5502 | 467.9646 | 3195.5502
4130 | 473.1503 | 3213.2521 | 473.1503 | 3213.2521
4131 | 497.5195 | 3230.4999 | 497.5195 | 3230.4999
4132 | 514.524 | 3257.733 | 514.524 | 3257.733
4133 | 519.4675 | 3342.6299 | 519.4675 | 3342.6299
4134 | 504.3355 | 3477.5939 | 504.3355 | 3477.5939
4135 | 489.4158 | 3640.5067 | 489.4158 | 3640.5067
4136 | 478.8057 | 3774.1607 | 478.8057 | 3774.1607
4137 | 469.7687 | 3864.2852 | 469.7687 | 3864.2852
4138 | 456.9032 | 3933.9381 | 456.9032 | 3933.9381
4139 | 436.1817 | 3965.7907 | 436.1817 | 3965.7907
4140 | 416.4964 | 3993.8353 | 416.4964 | 3993.8353
4141 | 400.0451 | 4039.1897 | 400.0451 | 4039.1897
4142 | 388.5252 | 4077.9245 | 388.5252 | 4077.9245
4143 | 384.6262 | 4139.898 | 384.6262 | 4139.898
4144 | 380.1205 | 4224.5076 | 380.1205 | 4224.5076
4145 | 381.6439 | 4319.5535 | 381.6439 | 4319.5535
4146 | 389.4355 | 4460.0442 | 389.4355 | 4460.0442
4147 | 403.7154 | 4532.5348 | 403.7154 | 4532.5348
4148 | 425.0396 | 4611.2723 | 425.0396 | 4611.2723
4149 | 440.3366 | 4643.2664 | 440.3366 | 4643.2664
4150 | 456.9033 | 4679.0493 | 456.9033 | 4679.0493
4151 | 487.6857 | 4711.478 | 487.6857 | 4711.478
4152 | 483.6788 | 4722.4482 | 483.6788 | 4722.4482
4153 | 470.5708 | 4600.8009 | 470.5708 | 4600.8009
4154 | 478.6831 | 4337.3565 | 478.6831 | 4337.3565
4155 | 507.3327 | 4153.1502 | 507.3327 | 4153.1502
4156 | 524.1664 | 4003.0892 | 524.1664 | 4003.0892
4157 | 528.1184 | 3953.1224 | 528.1184 | 3953.1224
4158 | 514.4817 | 4014.2841 | 514.4817 | 4014.2841
4159 | 494.6974 | 4194.9863 | 494.6974 | 4194.9863
4160 | 479.5311 | 4365.782 | 479.5311 | 4365.782
4161 | 469.8188 | 4459.6327 | 469.8188 | 4459.6327
4162 | 458.0211 | 4552.0032 | 458.0211 | 4552.0032
4163 | 441.2378 | 4595.3949 | 441.2378 | 4595.3949
4164 | 419.903 | 4628.1273 | 419.903 | 4628.1273
4165 | 404.5446 | 4679.3715 | 404.5446 | 4679.3715
4166 | 392.7404 | 4706.2065 | 392.7404 | 4706.2065
4167 | 384.9614 | 4744.2604 | 384.9614 | 4744.2604
4168 | 381.1967 | 4792.9304 | 381.1967 | 4792.9304
4169 | 384.0435 | 4871.8696 | 384.0435 | 4871.8696
4170 | 397.7103 | 4990.6042 | 397.7103 | 4990.6042
4171 | 415.2459 | 5031.843 | 415.2459 | 5031.843
4172 | 437.6352 | 5066.5875 | 437.6352 | 5066.5875
4173 | 454.7031 | 5047.3766 | 454.7031 | 5047.3766
4174 | 470.0242 | 5024.0214 | 470.0242 | 5024.0214
4175 | 495.596 | 4987.4557 | 495.596 | 4987.4557
4176 | 503.0643 | 4913.6854 | 503.0643 | 4913.6854
4177 | 486.9211 | 4580.2468 | 486.9211 | 4580.2468
4178 | 489.2338 | 4252.2554 | 489.2338 | 4252.2554
4179 | 515.2293 | 4048.096 | 515.2293 | 4048.096
4180 | 533.0594 | 3889.7412 | 533.0594 | 3889.7412
4181 | 532.2706 | 3833.0433 | 532.2706 | 3833.0433
4182 | 524.7154 | 3898.0513 | 524.7154 | 3898.0513
4183 | 502.7818 | 4095.1007 | 502.7818 | 4095.1007
4184 | 483.3399 | 4263.8529 | 483.3399 | 4263.8529
4185 | 471.1095 | 4307.8209 | 471.1095 | 4307.8209
4186 | 462.8393 | 4364.1316 | 462.8393 | 4364.1316
4187 | 443.8794 | 4376.0311 | 443.8794 | 4376.0311
4188 | 426.1386 | 4345.4184 | 426.1386 | 4345.4184
4189 | 408.3785 | 4338.4861 | 408.3785 | 4338.4861
4190 | 393.9199 | 4318.804 | 393.9199 | 4318.804
4191 | 385.2478 | 4287.1422 | 385.2478 | 4287.1422
4192 | 380.7384 | 4252.9949 | 380.7384 | 4252.9949
4193 | 384.4797 | 4230.4858 | 384.4797 | 4230.4858
4194 | 398.0945 | 4249.0944 | 398.0945 | 4249.0944
4195 | 412.3527 | 4194.8948 | 412.3527 | 4194.8948
4196 | 433.5019 | 4138.7687 | 433.5019 | 4138.7687
4197 | 451.7652 | 4048.2795 | 451.7652 | 4048.2795
4198 | 466.2126 | 3966.9883 | 466.2126 | 3966.9883
4199 | 487.1916 | 3858.3029 | 487.1916 | 3858.3029
4200 | 493.8234 | 3655.5587 | 493.8234 | 3655.5587
4201 | 480.7157 | 3394.2397 | 480.7157 | 3394.2397
4202 | 483.8189 | 3166.2541 | 483.8189 | 3166.2541
4203 | 509.2798 | 2985.5336 | 509.2798 | 2985.5336
4204 | 526.6143 | 2823.6931 | 526.6143 | 2823.6931
4205 | 525.1234 | 2729.6131 | 525.1234 | 2729.6131
4206 | 512.7895 | 2697.2597 | 512.7895 | 2697.2597
4207 | 495.1422 | 2697.9033 | 495.1422 | 2697.9033
4208 | 477.2734 | 2704.2662 | 477.2734 | 2704.2662
4209 | 465.7164 | 2697.2697 | 465.7164 | 2697.2697
4210 | 450.2472 | 2692.5191 | 450.2472 | 2692.5191
4211 | 439.1171 | 2662.9498 | 439.1171 | 2662.9498
4212 | 425.6053 | 2645.6793 | 425.6053 | 2645.6793
4213 | 414.0159 | 2667.9554 | 414.0159 | 2667.9554
4214 | 401.8732 | 2701.6418 | 401.8732 | 2701.6418
4215 | 390.2721 | 2783.0876 | 390.2721 | 2783.0876
4216 | 384.339 | 2898.8289 | 384.339 | 2898.8289
4217 | 384.4868 | 3049.7675 | 384.4868 | 3049.7675
4218 | 394.3856 | 3237.8572 | 394.3856 | 3237.8572
4219 | 407.6367 | 3350.0135 | 407.6367 | 3350.0135
4220 | 420.3381 | 3470.5804 | 420.3381 | 3470.5804
4221 | 428.31 | 3551.0148 | 428.31 | 3551.0148
4222 | 441.511 | 3631.1513 | 441.511 | 3631.1513
4223 | 459.3177 | 3696.9954 | 459.3177 | 3696.9954
4224 | 461.5517 | 3727.9187 | 461.5517 | 3727.9187
4225 | 454.3909 | 3695.4593 | 454.3909 | 3695.4593
4226 | 461.6792 | 3645.1284 | 461.6792 | 3645.1284
4227 | 481.1184 | 3642.1827 | 481.1184 | 3642.1827
4228 | 496.098 | 3673.6228 | 496.098 | 3673.6228
4229 | 493.5856 | 3748.0623 | 493.5856 | 3748.0623
4230 | 480.3526 | 3825.2105 | 480.3526 | 3825.2105
4231 | 469.1211 | 3894.3677 | 469.1211 | 3894.3677
4232 | 456.538 | 3955.3012 | 456.538 | 3955.3012
4233 | 448.5131 | 3988.6916 | 448.5131 | 3988.6916
4234 | 436.9883 | 4011.9475 | 436.9883 | 4011.9475
4235 | 428.7743 | 3987.5467 | 428.7743 | 3987.5467
4236 | 418.8431 | 3928.6873 | 418.8431 | 3928.6873
4237 | 408.5177 | 3848.5535 | 408.5177 | 3848.5535
4238 | 397.2407 | 3738.7219 | 397.2407 | 3738.7219
4239 | 386.6613 | 3635.6617 | 386.6613 | 3635.6617
4240 | 382.2939 | 3503.5519 | 382.2939 | 3503.5519
4241 | 383.1486 | 3399.4274 | 383.1486 | 3399.4274
4242 | 391.0956 | 3402.7707 | 391.0956 | 3402.7707
4243 | 401.5985 | 3337.7532 | 401.5985 | 3337.7532
4244 | 415.0954 | 3278.6221 | 415.0954 | 3278.6221
4245 | 427.0019 | 3185.1279 | 427.0019 | 3185.1279
4246 | 445.1534 | 3085.0856 | 445.1534 | 3085.0856
4247 | 471.2809 | 2939.0182 | 471.2809 | 2939.0182
4248 | 482.1974 | 2749.9768 | 482.1974 | 2749.9768
4249 | 477.7421 | 2597.0776 | 477.7421 | 2597.0776
4250 | 486.6026 | 2515.1342 | 486.6026 | 2515.1342
4251 | 509.6878 | 2471.0804 | 509.6878 | 2471.0804
4252 | 527.6668 | 2422.3474 | 527.6668 | 2422.3474
4253 | 532.2808 | 2416.2534 | 532.2808 | 2416.2534
4254 | 512.4824 | 2452.1732 | 512.4824 | 2452.1732
4255 | 490.7431 | 2522.4122 | 490.7431 | 2522.4122
4256 | 473.0161 | 2666.764 | 473.0161 | 2666.764
4257 | 458.8259 | 2861.9428 | 458.8259 | 2861.9428
4258 | 449.1953 | 3073.1905 | 449.1953 | 3073.1905
4259 | 439.3131 | 3259.98 | 439.3131 | 3259.98
4260 | 428.9497 | 3405.4594 | 428.9497 | 3405.4594
4261 | 418.0251 | 3506.1055 | 418.0251 | 3506.1055
4262 | 405.6241 | 3598.4492 | 405.6241 | 3598.4492
4263 | 392.1825 | 3744.2017 | 392.1825 | 3744.2017
4264 | 384.8084 | 3918.9608 | 384.8084 | 3918.9608
4265 | 384.5534 | 4070.2601 | 384.5534 | 4070.2601
4266 | 391.4788 | 4201.4954 | 391.4788 | 4201.4954
4267 | 403.9727 | 4231.4355 | 403.9727 | 4231.4355
4268 | 416.0535 | 4261.0114 | 416.0535 | 4261.0114
4269 | 428.5012 | 4248.0509 | 428.5012 | 4248.0509
4270 | 446.5356 | 4261.2363 | 446.5356 | 4261.2363
4271 | 474.8905 | 4274.5533 | 474.8905 | 4274.5533
4272 | 483.7578 | 4274.2248 | 483.7578 | 4274.2248
4273 | 479.9486 | 4197.0513 | 479.9486 | 4197.0513
4274 | 484.6614 | 4054.287 | 484.6614 | 4054.287
4275 | 510.216 | 3933.3056 | 510.216 | 3933.3056
4276 | 527.2524 | 3842.3827 | 527.2524 | 3842.3827
4277 | 526.0581 | 3828.5959 | 526.0581 | 3828.5959
4278 | 512.3971 | 3896.4887 | 512.3971 | 3896.4887
4279 | 491.8991 | 4039.9292 | 491.8991 | 4039.9292
4280 | 475.9374 | 4204.3542 | 475.9374 | 4204.3542
4281 | 459.3321 | 4305.6573 | 459.3321 | 4305.6573
4282 | 447.601 | 4368.4588 | 447.601 | 4368.4588
4283 | 435.7832 | 4407.0425 | 435.7832 | 4407.0425
4284 | 427.288 | 4448.3091 | 427.288 | 4448.3091
4285 | 413.9784 | 4507.6066 | 413.9784 | 4507.6066
4286 | 400.7648 | 4519.7773 | 400.7648 | 4519.7773
4287 | 392.1744 | 4474.1724 | 392.1744 | 4474.1724
4288 | 385.6782 | 4389.6615 | 385.6782 | 4389.6615
4289 | 384.8533 | 4354.4114 | 384.8533 | 4354.4114
4290 | 390.8269 | 4417.9745 | 390.8269 | 4417.9745
4291 | 403.6327 | 4389.738 | 403.6327 | 4389.738
4292 | 414.9598 | 4326.8807 | 414.9598 | 4326.8807
4293 | 423.0308 | 4219.9242 | 423.0308 | 4219.9242
4294 | 440.7056 | 4136.3492 | 440.7056 | 4136.3492
4295 | 465.5833 | 4074.181 | 465.5833 | 4074.181
4296 | 478.4824 | 4043.3219 | 478.4824 | 4043.3219
4297 | 474.8001 | 3875.8786 | 474.8001 | 3875.8786
4298 | 483.8901 | 3695.9727 | 483.8901 | 3695.9727
4299 | 508.7571 | 3555.1584 | 508.7571 | 3555.1584
4300 | 522.5179 | 3448.3692 | 522.5179 | 3448.3692
4301 | 531.0205 | 3438.0682 | 531.0205 | 3438.0682
4302 | 514.8486 | 3461.367 | 514.8486 | 3461.367
4303 | 493.372 | 3517.6629 | 493.372 | 3517.6629
4304 | 478.302 | 3580.6397 | 478.302 | 3580.6397
4305 | 466.6819 | 3585.5429 | 466.6819 | 3585.5429
4306 | 455.5895 | 3579.1096 | 455.5895 | 3579.1096
4307 | 443.7861 | 3511.9179 | 443.7861 | 3511.9179
4308 | 432.1725 | 3490.3202 | 432.1725 | 3490.3202
4309 | 419.0586 | 3509.4711 | 419.0586 | 3509.4711
4310 | 407.891 | 3516.8339 | 407.891 | 3516.8339
4311 | 399.148 | 3525.0783 | 399.148 | 3525.0783
4312 | 394.54 | 3525.6685 | 394.54 | 3525.6685
4313 | 395.4333 | 3539.4597 | 395.4333 | 3539.4597
4314 | 401.0704 | 3589.0797 | 401.0704 | 3589.0797
4315 | 413.8654 | 3563.3674 | 413.8654 | 3563.3674
4316 | 428.751 | 3539.5749 | 428.751 | 3539.5749
4317 | 438.1661 | 3470.2408 | 438.1661 | 3470.2408
4318 | 458.075 | 3421.8842 | 458.075 | 3421.8842
4319 | 482.1155 | 3366.2068 | 482.1155 | 3366.2068
4320 | 493.521 | 3265.7522 | 493.521 | 3265.7522
4321 | 489.8644 | 3125.8346 | 489.8644 | 3125.8346
4322 | 492.2336 | 2975.9786 | 492.2336 | 2975.9786
4323 | 514.1549 | 2855.9587 | 514.1549 | 2855.9587
4324 | 535.8689 | 2766.1176 | 535.8689 | 2766.1176
4325 | 539.0602 | 2748.1238 | 539.0602 | 2748.1238
4326 | 525.0081 | 2764.4511 | 525.0081 | 2764.4511
4327 | 504.2737 | 2783.6055 | 504.2737 | 2783.6055
4328 | 483.6377 | 2794.4157 | 483.6377 | 2794.4157
4329 | 466.5258 | 2768.9085 | 466.5258 | 2768.9085
4330 | 458.8675 | 2754.6622 | 458.8675 | 2754.6622
4331 | 444.4911 | 2706.1014 | 444.4911 | 2706.1014
4332 | 433.3974 | 2643.9965 | 433.3974 | 2643.9965
4333 | 421.5261 | 2588.3834 | 421.5261 | 2588.3834
4334 | 410.066 | 2521.1024 | 410.066 | 2521.1024
4335 | 402.4885 | 2480.3054 | 402.4885 | 2480.3054
4336 | 395.2531 | 2469.8374 | 395.2531 | 2469.8374
4337 | 397.4861 | 2530.7467 | 397.4861 | 2530.7467
4338 | 405.8503 | 2671.7182 | 405.8503 | 2671.7182
4339 | 419.1716 | 2748.1754 | 419.1716 | 2748.1754
4340 | 436.3853 | 2811.7677 | 436.3853 | 2811.7677
4341 | 448.1996 | 2808.3029 | 448.1996 | 2808.3029
4342 | 463.1457 | 2810.7906 | 463.1457 | 2810.7906
4343 | 488.0557 | 2828.1944 | 488.0557 | 2828.1944
4344 | 497.5278 | 2860.3198 | 497.5278 | 2860.3198
4345 | 492.0191 | 2894.8114 | 492.0191 | 2894.8114
4346 | 499.613 | 2918.8839 | 499.613 | 2918.8839
4347 | 518.4783 | 2967.2633 | 518.4783 | 2967.2633
4348 | 539.3511 | 3035.3642 | 539.3511 | 3035.3642
4349 | 545.1626 | 3126.3912 | 545.1626 | 3126.3912
4350 | 531.4144 | 3213.6361 | 531.4144 | 3213.6361
4351 | 506.9797 | 3297.8183 | 506.9797 | 3297.8183
4352 | 486.8043 | 3404.4275 | 486.8043 | 3404.4275
4353 | 467.9017 | 3465.2234 | 467.9017 | 3465.2234
4354 | 456.4209 | 3511.9182 | 456.4209 | 3511.9182
4355 | 444.1927 | 3544.6121 | 444.1927 | 3544.6121
4356 | 417.6824 | 3596.6966 | 417.6824 | 3596.6966
4357 | 409.0684 | 3699.8669 | 409.0684 | 3699.8669
4358 | 400.1304 | 3843.2953 | 400.1304 | 3843.2953
4359 | 391.5419 | 4004.0727 | 391.5419 | 4004.0727
4360 | 384.7092 | 4164.1675 | 384.7092 | 4164.1675
4361 | 385.4772 | 4326.2847 | 385.4772 | 4326.2847
4362 | 394.4071 | 4475.0692 | 394.4071 | 4475.0692
4363 | 405.2689 | 4536.5014 | 405.2689 | 4536.5014
4364 | 420.8121 | 4617.2823 | 420.8121 | 4617.2823
4365 | 431.889 | 4648.9157 | 431.889 | 4648.9157
4366 | 449.1307 | 4669.7939 | 449.1307 | 4669.7939
4367 | 475.1154 | 4682.2695 | 475.1154 | 4682.2695
4368 | 482.8702 | 4658.8628 | 482.8702 | 4658.8628
4369 | 475.1031 | 4494.1841 | 475.1031 | 4494.1841
4370 | 484.244 | 4256.2219 | 484.244 | 4256.2219
4371 | 502.9351 | 4030.4267 | 502.9351 | 4030.4267
4372 | 518.7271 | 3837.5747 | 518.7271 | 3837.5747
4373 | 523.5067 | 3750.5865 | 523.5067 | 3750.5865
4374 | 505.4189 | 3812.3491 | 505.4189 | 3812.3491
4375 | 481.6503 | 4134.7664 | 481.6503 | 4134.7664
4376 | 465.6318 | 4412.2991 | 465.6318 | 4412.2991
4377 | 448.0904 | 4410.3509 | 448.0904 | 4410.3509
4378 | 433.7959 | 4362.8094 | 433.7959 | 4362.8094
4379 | 423.123 | 4231.6716 | 423.123 | 4231.6716
4380 | 417.2508 | 4288.3038 | 417.2508 | 4288.3038
4381 | 416.8787 | 4328.3862 | 416.8787 | 4328.3862
4382 | 408.4573 | 4370.8921 | 408.4573 | 4370.8921
4383 | 394.0177 | 4416.7101 | 394.0177 | 4416.7101
4384 | 386.6425 | 4468.728 | 386.6425 | 4468.728
4385 | 385.5057 | 4542.1499 | 385.5057 | 4542.1499
4386 | 388.4722 | 4666.3072 | 388.4722 | 4666.3072
4387 | 392.4119 | 4725.2741 | 392.4119 | 4725.2741
4388 | 395.3072 | 4755.5747 | 395.3072 | 4755.5747
4389 | 395.1349 | 4768.801 | 395.1349 | 4768.801
4390 | 399.8848 | 4783.3557 | 399.8848 | 4783.3557
4391 | 419.9694 | 4781.0519 | 419.9694 | 4781.0519
4392 | 430.0473 | 4750.0258 | 430.0473 | 4750.0258
4393 | 428.2275 | 4527.6418 | 428.2275 | 4527.6418
4394 | 439.5091 | 4182.2015 | 439.5091 | 4182.2015
4395 | 467.5583 | 3891.5903 | 467.5583 | 3891.5903
4396 | 484.6781 | 3690.9352 | 484.6781 | 3690.9352
4397 | 488.9236 | 3608.4957 | 488.9236 | 3608.4957
4398 | 478.8327 | 3585.7314 | 478.8327 | 3585.7314
4399 | 467.5979 | 3561.1232 | 467.5979 | 3561.1232
4400 | 458.5835 | 3507.0461 | 458.5835 | 3507.0461
4401 | 444.8841 | 3451.2374 | 444.8841 | 3451.2374
4402 | 434.4551 | 3399.8511 | 434.4551 | 3399.8511
4403 | 428.9727 | 3341.5221 | 428.9727 | 3341.5221
4404 | 421.2947 | 3299.8397 | 421.2947 | 3299.8397
4405 | 412.7508 | 3250.4335 | 412.7508 | 3250.4335
4406 | 404.0085 | 3173.1669 | 404.0085 | 3173.1669
4407 | 393.0093 | 3088.5984 | 393.0093 | 3088.5984
4408 | 385.1554 | 3003.7056 | 385.1554 | 3003.7056
4409 | 385.509 | 2958.913 | 385.509 | 2958.913
4410 | 389.7426 | 3014.5175 | 389.7426 | 3014.5175
4411 | 398.6816 | 3038.5264 | 398.6816 | 3038.5264
4412 | 409.6373 | 2973.009 | 409.6373 | 2973.009
4413 | 418.1832 | 2995.486 | 418.1832 | 2995.486
4414 | 430.0323 | 3068.0768 | 430.0323 | 3068.0768
4415 | 454.5544 | 3168.1153 | 454.5544 | 3168.1153
4416 | 465.8154 | 3296.4938 | 465.8154 | 3296.4938
4417 | 466.6008 | 3457.1871 | 466.6008 | 3457.1871
4418 | 478.4262 | 3593.6608 | 478.4262 | 3593.6608
4419 | 500.0803 | 3671.4231 | 500.0803 | 3671.4231
4420 | 519.9693 | 3716.4477 | 519.9693 | 3716.4477
4421 | 524.6829 | 3769.7504 | 524.6829 | 3769.7504
4422 | 511.6634 | 3824.3027 | 511.6634 | 3824.3027
4423 | 490.7173 | 3871.8501 | 490.7173 | 3871.8501
4424 | 477.837 | 3929.366 | 477.837 | 3929.366
4425 | 466.3013 | 3992.5508 | 466.3013 | 3992.5508
4426 | 452.9782 | 4029.1925 | 452.9782 | 4029.1925
4427 | 441.1373 | 4023.9333 | 441.1373 | 4023.9333
4428 | 431.5352 | 4023.1489 | 431.5352 | 4023.1489
4429 | 419.5399 | 4051.1566 | 419.5399 | 4051.1566
4430 | 408.5978 | 4110.4112 | 408.5978 | 4110.4112
4431 | 397.1505 | 4187.2922 | 397.1505 | 4187.2922
4432 | 389.8204 | 4256.1561 | 389.8204 | 4256.1561
4433 | 388.0559 | 4343.1133 | 388.0559 | 4343.1133
4434 | 393.2695 | 4481.1953 | 393.2695 | 4481.1953
4435 | 402.193 | 4546.4917 | 402.193 | 4546.4917
4436 | 412.4817 | 4579.324 | 412.4817 | 4579.324
4437 | 421.0869 | 4598.6851 | 421.0869 | 4598.6851
4438 | 435.7486 | 4635.7336 | 435.7486 | 4635.7336
4439 | 459.2731 | 4639.9541 | 459.2731 | 4639.9541
4440 | 470.0293 | 4624.0212 | 470.0293 | 4624.0212
4441 | 465.7866 | 4533.387 | 465.7866 | 4533.387
4442 | 479.169 | 4344.3326 | 479.169 | 4344.3326
4443 | 502.2019 | 4147.6893 | 502.2019 | 4147.6893
4444 | 523.0547 | 3978.8761 | 523.0547 | 3978.8761
4445 | 525.9044 | 3908.5112 | 525.9044 | 3908.5112
4446 | 516.8566 | 3944.9516 | 516.8566 | 3944.9516
4447 | 499.1555 | 4058.0331 | 499.1555 | 4058.0331
4448 | 483.9766 | 4132.2003 | 483.9766 | 4132.2003
4449 | 468.5455 | 4196.3588 | 468.5455 | 4196.3588
4450 | 451.7804 | 4256.4681 | 451.7804 | 4256.4681
4451 | 444.2927 | 4290.7437 | 444.2927 | 4290.7437
4452 | 429.8178 | 4322.4828 | 429.8178 | 4322.4828
4453 | 417.3662 | 4347.6666 | 417.3662 | 4347.6666
4454 | 403.9615 | 4355.5067 | 403.9615 | 4355.5067
4455 | 394.1753 | 4337.4461 | 394.1753 | 4337.4461
4456 | 387.0735 | 4285.2716 | 387.0735 | 4285.2716
4457 | 387.9768 | 4233.5653 | 387.9768 | 4233.5653
4458 | 391.0585 | 4232.2048 | 391.0585 | 4232.2048
4459 | 399.2824 | 4166.3357 | 399.2824 | 4166.3357
4460 | 407.647 | 4081.5378 | 407.647 | 4081.5378
4461 | 415.6695 | 4012.9682 | 415.6695 | 4012.9682
4462 | 430.4672 | 4015.1561 | 430.4672 | 4015.1561
4463 | 456.2154 | 4055.3084 | 456.2154 | 4055.3084
4464 | 465.2997 | 4081.7341 | 465.2997 | 4081.7341
4465 | 461.7807 | 3910.862 | 461.7807 | 3910.862
4466 | 467.028 | 3686.0706 | 467.028 | 3686.0706
4467 | 491.229 | 3511.7264 | 491.229 | 3511.7264
4468 | 512.6284 | 3365.4071 | 512.6284 | 3365.4071
4469 | 522.4118 | 3287.8364 | 522.4118 | 3287.8364
4470 | 511.8908 | 3286.6896 | 511.8908 | 3286.6896
4471 | 493.8653 | 3365.8842 | 493.8653 | 3365.8842
4472 | 483.442 | 3334.8853 | 483.442 | 3334.8853
4473 | 475.535 | 3182.8691 | 475.535 | 3182.8691
4474 | 462.3056 | 2955.4269 | 462.3056 | 2955.4269
4475 | 447.0243 | 2759.7977 | 447.0243 | 2759.7977
4476 | 430.0524 | 2649.952 | 430.0524 | 2649.952
4477 | 412.3447 | 2579.0257 | 412.3447 | 2579.0257
4478 | 400.7427 | 2542.6571 | 400.7427 | 2542.6571
4479 | 391.3116 | 2524.3043 | 391.3116 | 2524.3043
4480 | 383.5961 | 2514.2936 | 383.5961 | 2514.2936
4481 | 384.9058 | 2530.1663 | 384.9058 | 2530.1663
4482 | 388.2339 | 2605.2461 | 388.2339 | 2605.2461
4483 | 399.7697 | 2630.2287 | 399.7697 | 2630.2287
4484 | 411.7177 | 2637.6459 | 411.7177 | 2637.6459
4485 | 422.3166 | 2618.7382 | 422.3166 | 2618.7382
4486 | 437.6649 | 2600.8666 | 437.6649 | 2600.8666
4487 | 462.9027 | 2572.7582 | 462.9027 | 2572.7582
4488 | 469.2751 | 2548.6458 | 469.2751 | 2548.6458
4489 | 466.6645 | 2502.2203 | 466.6645 | 2502.2203
4490 | 470.5103 | 2437.4178 | 470.5103 | 2437.4178
4491 | 494.8694 | 2372.1347 | 494.8694 | 2372.1347
4492 | 515.7294 | 2316.4725 | 515.7294 | 2316.4725
4493 | 522.0996 | 2338.0306 | 522.0996 | 2338.0306
4494 | 512.7884 | 2421.7957 | 512.7884 | 2421.7957
4495 | 496.1307 | 2610.8305 | 496.1307 | 2610.8305
4496 | 487.9594 | 2923.6663 | 487.9594 | 2923.6663
4497 | 480.8716 | 3084.8114 | 480.8716 | 3084.8114
4498 | 464.3251 | 3150.0816 | 464.3251 | 3150.0816
4499 | 447.3431 | 3156.8971 | 447.3431 | 3156.8971
4500 | 429.6288 | 3164.6817 | 429.6288 | 3164.6817
4501 | 413.1595 | 3168.5402 | 413.1595 | 3168.5402
4502 | 400.3402 | 3132.0742 | 400.3402 | 3132.0742
4503 | 391.9423 | 3089.6696 | 391.9423 | 3089.6696
4504 | 385.9584 | 3122.0175 | 385.9584 | 3122.0175
4505 | 386.0072 | 3209.8511 | 386.0072 | 3209.8511
4506 | 393.25 | 3374.0298 | 393.25 | 3374.0298
4507 | 408.4913 | 3410.6003 | 408.4913 | 3410.6003
4508 | 429.2971 | 3348.5883 | 429.2971 | 3348.5883
4509 | 436.4384 | 3218.3798 | 436.4384 | 3218.3798
4510 | 452.1266 | 3084.6308 | 452.1266 | 3084.6308
4511 | 484.0325 | 3111.3451 | 484.0325 | 3111.3451
4512 | 484.0613 | 3211.2897 | 484.0613 | 3211.2897
4513 | 473.1892 | 2984.9133 | 473.1892 | 2984.9133
4514 | 484.0078 | 2774.9231 | 484.0078 | 2774.9231
4515 | 508.6127 | 2600.9684 | 508.6127 | 2600.9684
4516 | 531.0645 | 2486.8806 | 531.0645 | 2486.8806
4517 | 533.4265 | 2442.6124 | 533.4265 | 2442.6124
4518 | 520.3851 | 2426.9566 | 520.3851 | 2426.9566
4519 | 502.5233 | 2403.4195 | 502.5233 | 2403.4195
4520 | 492.988 | 2377.3868 | 492.988 | 2377.3868
4521 | 480.7097 | 2323.3308 | 480.7097 | 2323.3308
4522 | 465.6029 | 2194.5306 | 465.6029 | 2194.5306
4523 | 447.6523 | 2053.7241 | 447.6523 | 2053.7241
4524 | 427.1291 | 1961.2113 | 427.1291 | 1961.2113
4525 | 408.2784 | 1907.8127 | 408.2784 | 1907.8127
4526 | 399.4738 | 1879.7211 | 399.4738 | 1879.7211
4527 | 390.9777 | 1881.5251 | 390.9777 | 1881.5251
4528 | 384.5963 | 1904.1354 | 384.5963 | 1904.1354
4529 | 387.0491 | 1950.5842 | 387.0491 | 1950.5842
4530 | 395.4371 | 2051.1764 | 395.4371 | 2051.1764
4531 | 413.3169 | 2090.376 | 413.3169 | 2090.376
4532 | 441.6546 | 2104.7069 | 441.6546 | 2104.7069
4533 | 458.1067 | 2081.7093 | 458.1067 | 2081.7093
4534 | 475.6514 | 2046.6023 | 475.6514 | 2046.6023
4535 | 506.3321 | 2007.4904 | 506.3321 | 2007.4904
4536 | 505.4231 | 1990.1943 | 505.4231 | 1990.1943
4537 | 490.8698 | 1994.1122 | 490.8698 | 1994.1122
4538 | 498.3279 | 2024.2512 | 498.3279 | 2024.2512
4539 | 520.2754 | 2123.7284 | 520.2754 | 2123.7284
4540 | 543.2849 | 2283.8515 | 543.2849 | 2283.8515
4541 | 548.6274 | 2484.0946 | 548.6274 | 2484.0946
4542 | 537.3122 | 2663.1909 | 537.3122 | 2663.1909
4543 | 512.8965 | 2809.7697 | 512.8965 | 2809.7697
4544 | 500.9435 | 2941.7783 | 500.9435 | 2941.7783
4545 | 489.6016 | 3065.8231 | 489.6016 | 3065.8231
4546 | 476.0472 | 3160.8904 | 476.0472 | 3160.8904
4547 | 449.2047 | 3214.349 | 449.2047 | 3214.349
4548 | 426.0358 | 3265.5633 | 426.0358 | 3265.5633
4549 | 409.0267 | 3318.5967 | 409.0267 | 3318.5967
4550 | 398.9215 | 3381.0648 | 398.9215 | 3381.0648
4551 | 390.3397 | 3453.4664 | 390.3397 | 3453.4664
4552 | 383.6324 | 3535.6709 | 383.6324 | 3535.6709
4553 | 386.889 | 3638.9872 | 386.889 | 3638.9872
4554 | 396.6645 | 3811.7351 | 396.6645 | 3811.7351
4555 | 416.931 | 3923.1877 | 416.931 | 3923.1877
4556 | 446.9786 | 3999.6445 | 446.9786 | 3999.6445
4557 | 459.0686 | 4035.4621 | 459.0686 | 4035.4621
4558 | 475.3812 | 4075.9188 | 475.3812 | 4075.9188
4559 | 507.7105 | 4118.5054 | 507.7105 | 4118.5054
4560 | 501.9432 | 4149.5078 | 501.9432 | 4149.5078
4561 | 487.1007 | 4104.1534 | 487.1007 | 4104.1534
4562 | 495.3011 | 3997.7713 | 495.3011 | 3997.7713
4563 | 517.7749 | 3876.8865 | 517.7749 | 3876.8865
4564 | 539.0432 | 3771.8547 | 539.0432 | 3771.8547
4565 | 543.8099 | 3733.6239 | 543.8099 | 3733.6239
4566 | 537.1632 | 3762.4689 | 537.1632 | 3762.4689
4567 | 511.1486 | 3845.0717 | 511.1486 | 3845.0717
4568 | 499.287 | 3943.2908 | 499.287 | 3943.2908
4569 | 489.62 | 4000.8278 | 489.62 | 4000.8278
4570 | 473.8685 | 4020.4286 | 473.8685 | 4020.4286
4571 | 449.7992 | 4015.2669 | 449.7992 | 4015.2669
4572 | 426.8023 | 4022.9541 | 426.8023 | 4022.9541
4573 | 409.2393 | 4039.1793 | 409.2393 | 4039.1793
4574 | 397.2595 | 4052.2778 | 397.2595 | 4052.2778
4575 | 390.1088 | 4072.0964 | 390.1088 | 4072.0964
4576 | 384.9349 | 4108.8262 | 384.9349 | 4108.8262
4577 | 389.3479 | 4196.2703 | 389.3479 | 4196.2703
4578 | 398.7661 | 4358.5015 | 398.7661 | 4358.5015
4579 | 419.7399 | 4379.5892 | 419.7399 | 4379.5892
4580 | 449.4624 | 4337.6367 | 449.4624 | 4337.6367
4581 | 466.3592 | 4272.8649 | 466.3592 | 4272.8649
4582 | 479.3814 | 4239.121 | 479.3814 | 4239.121
4583 | 513.1886 | 4191.4401 | 513.1886 | 4191.4401
4584 | 510.0299 | 4125.8454 | 510.0299 | 4125.8454
4585 | 494.4183 | 3882.623 | 494.4183 | 3882.623
4586 | 499.9926 | 3617.81 | 499.9926 | 3617.81
4587 | 522.261 | 3458.3643 | 522.261 | 3458.3643
4588 | 545.7016 | 3314.9664 | 545.7016 | 3314.9664
4589 | 550.1151 | 3246.7437 | 550.1151 | 3246.7437
4590 | 538.9161 | 3302.075 | 538.9161 | 3302.075
4591 | 516.21 | 3581.4748 | 516.21 | 3581.4748
4592 | 502.0678 | 3808.425 | 502.0678 | 3808.425
4593 | 487.4488 | 3845.1235 | 487.4488 | 3845.1235
4594 | 471.6605 | 3888.6788 | 471.6605 | 3888.6788
4595 | 447.9838 | 3875.4349 | 447.9838 | 3875.4349
4596 | 426.8627 | 3814.0825 | 426.8627 | 3814.0825
4597 | 409.1343 | 3658.3417 | 409.1343 | 3658.3417
4598 | 398.1171 | 3475.8116 | 398.1171 | 3475.8116
4599 | 390.5088 | 3330.1884 | 390.5088 | 3330.1884
4600 | 384.5788 | 3214.6221 | 384.5788 | 3214.6221
4601 | 386.8749 | 3118.9992 | 386.8749 | 3118.9992
4602 | 394.4982 | 3131.3688 | 394.4982 | 3131.3688
4603 | 413.2535 | 3174.0739 | 413.2535 | 3174.0739
4604 | 437.7117 | 3103.9798 | 437.7117 | 3103.9798
4605 | 455.399 | 2940.4686 | 455.399 | 2940.4686
4606 | 471.3465 | 2899.7137 | 471.3465 | 2899.7137
4607 | 500.2739 | 2858.5569 | 500.2739 | 2858.5569
4608 | 503.386 | 2730.9337 | 503.386 | 2730.9337
4609 | 492.7696 | 2631.1462 | 492.7696 | 2631.1462
4610 | 498.8413 | 2534.4043 | 498.8413 | 2534.4043
4611 | 520.4962 | 2473.3084 | 520.4962 | 2473.3084
4612 | 545.248 | 2389.6019 | 545.248 | 2389.6019
4613 | 552.7312 | 2332.3828 | 552.7312 | 2332.3828
4614 | 542.5058 | 2307.2815 | 542.5058 | 2307.2815
4615 | 520.8767 | 2280.7257 | 520.8767 | 2280.7257
4616 | 506.8372 | 2250.7006 | 506.8372 | 2250.7006
4617 | 492.7093 | 2213.9776 | 492.7093 | 2213.9776
4618 | 475.9582 | 2142.0449 | 475.9582 | 2142.0449
4619 | 454.9598 | 2092.1876 | 454.9598 | 2092.1876
4620 | 436.7277 | 2052.8422 | 436.7277 | 2052.8422
4621 | 418.1325 | 2059.622 | 418.1325 | 2059.622
4622 | 404.5799 | 2095.5064 | 404.5799 | 2095.5064
4623 | 395.3526 | 2169.0765 | 395.3526 | 2169.0765
4624 | 389.9705 | 2242.5171 | 389.9705 | 2242.5171
4625 | 392.3159 | 2294.0295 | 392.3159 | 2294.0295
4626 | 397.8356 | 2391.9925 | 397.8356 | 2391.9925
4627 | 411.677 | 2425.6417 | 411.677 | 2425.6417
4628 | 432.3388 | 2445.2309 | 432.3388 | 2445.2309
4629 | 445.3883 | 2440.7348 | 445.3883 | 2440.7348
4630 | 459.6781 | 2487.9104 | 459.6781 | 2487.9104
4631 | 487.91 | 2513.7484 | 487.91 | 2513.7484
4632 | 487.7902 | 2319.2279 | 487.7902 | 2319.2279
4633 | 480.1471 | 2219.7324 | 480.1471 | 2219.7324
4634 | 487.3835 | 2150.8401 | 487.3835 | 2150.8401
4635 | 508.2831 | 2096.7553 | 508.2831 | 2096.7553
4636 | 530.1861 | 2048.9805 | 530.1861 | 2048.9805
4637 | 537.2171 | 2048.4342 | 537.2171 | 2048.4342
4638 | 524.9515 | 2074.1633 | 524.9515 | 2074.1633
4639 | 504.9393 | 2125.1188 | 504.9393 | 2125.1188
4640 | 492.8969 | 2176.5 | 492.8969 | 2176.5
4641 | 481.1629 | 2204.0452 | 481.1629 | 2204.0452
4642 | 466.9031 | 2226.4699 | 466.9031 | 2226.4699
4643 | 445.7173 | 2229.3904 | 445.7173 | 2229.3904
4644 | 427.0184 | 2235.4223 | 427.0184 | 2235.4223
4645 | 409.5571 | 2233.4382 | 409.5571 | 2233.4382
4646 | 399.1185 | 2216.7395 | 399.1185 | 2216.7395
4647 | 391.5407 | 2185.8252 | 391.5407 | 2185.8252
4648 | 385.5945 | 2158.8711 | 385.5945 | 2158.8711
4649 | 385.9018 | 2225.0872 | 385.9018 | 2225.0872
4650 | 390.8208 | 2369.4013 | 390.8208 | 2369.4013
4651 | 405.9679 | 2415.7093 | 405.9679 | 2415.7093
4652 | 423.0667 | 2407.9359 | 423.0667 | 2407.9359
4653 | 434.3445 | 2386.4963 | 434.3445 | 2386.4963
4654 | 455.9298 | 2369.9881 | 455.9298 | 2369.9881
4655 | 483.5285 | 2307.7007 | 483.5285 | 2307.7007
4656 | 484.7632 | 2272.2926 | 484.7632 | 2272.2926
4657 | 476.1208 | 2242.5184 | 476.1208 | 2242.5184
4658 | 483.8558 | 2214.7188 | 483.8558 | 2214.7188
4659 | 503.6637 | 2208.9325 | 503.6637 | 2208.9325
4660 | 526.0451 | 2215.8831 | 526.0451 | 2215.8831
4661 | 536.4716 | 2263.051 | 536.4716 | 2263.051
4662 | 523.5769 | 2316.9217 | 523.5769 | 2316.9217
4663 | 499.948 | 2362.3268 | 499.948 | 2362.3268
4664 | 491.0357 | 2407.5734 | 491.0357 | 2407.5734
4665 | 479.7564 | 2452.6462 | 479.7564 | 2452.6462
4666 | 460.3587 | 2487.6325 | 460.3587 | 2487.6325
4667 | 437.8303 | 2591.6293 | 437.8303 | 2591.6293
4668 | 418.5958 | 2642.8436 | 418.5958 | 2642.8436
4669 | 400.2994 | 2649.4286 | 400.2994 | 2649.4286
4670 | 388.8118 | 2651.7183 | 388.8118 | 2651.7183
4671 | 381.663 | 2650.4063 | 381.663 | 2650.4063
4672 | 376.349 | 2658.7997 | 376.349 | 2658.7997
4673 | 377.0123 | 2732.319 | 377.0123 | 2732.319
4674 | 385.4825 | 2875.9514 | 385.4825 | 2875.9514
4675 | 402.8715 | 2847.6694 | 402.8715 | 2847.6694
4676 | 425.4256 | 2893.5501 | 425.4256 | 2893.5501
4677 | 433.7973 | 2969.4866 | 433.7973 | 2969.4866
4678 | 448.0406 | 3018.2203 | 448.0406 | 3018.2203
4679 | 477.7989 | 3037.4367 | 477.7989 | 3037.4367
4680 | 481.1808 | 3046.3347 | 481.1808 | 3046.3347
4681 | 467.4363 | 3041.294 | 467.4363 | 3041.294
4682 | 471.521 | 3028.5877 | 471.521 | 3028.5877
4683 | 493.997 | 3027.6702 | 493.997 | 3027.6702
4684 | 514.8847 | 3026.928 | 514.8847 | 3026.928
4685 | 526.6645 | 3055.3998 | 526.6645 | 3055.3998
4686 | 514.1786 | 3086.1924 | 514.1786 | 3086.1924
4687 | 491.5016 | 3105.7928 | 491.5016 | 3105.7928
4688 | 482.4621 | 3126.598 | 482.4621 | 3126.598
4689 | 471.6069 | 3135.1548 | 471.6069 | 3135.1548
4690 | 455.8153 | 3124.5691 | 455.8153 | 3124.5691
4691 | 434.7888 | 3099.7374 | 434.7888 | 3099.7374
4692 | 413.4002 | 3084.4439 | 413.4002 | 3084.4439
4693 | 394.2434 | 3084.7968 | 394.2434 | 3084.7968
4694 | 383.1474 | 3107.3407 | 383.1474 | 3107.3407
4695 | 373.6557 | 3163.4806 | 373.6557 | 3163.4806
4696 | 370.0464 | 3253.183 | 370.0464 | 3253.183
4697 | 372.5115 | 3379.967 | 372.5115 | 3379.967
4698 | 383.4353 | 3565.3737 | 383.4353 | 3565.3737
4699 | 408.506 | 3689.9721 | 408.506 | 3689.9721
4700 | 442.8333 | 3786.2936 | 442.8333 | 3786.2936
4701 | 458.261 | 3840.4179 | 458.261 | 3840.4179
4702 | 471.5541 | 3872.695 | 471.5541 | 3872.695
4703 | 503.6222 | 3887.7242 | 503.6222 | 3887.7242
4704 | 500.4562 | 3879.9709 | 500.4562 | 3879.9709
4705 | 482.2495 | 3776.7752 | 482.2495 | 3776.7752
4706 | 492.6553 | 3577.6911 | 492.6553 | 3577.6911
4707 | 507.7313 | 3414.253 | 507.7313 | 3414.253
4708 | 535.3187 | 3281.3716 | 535.3187 | 3281.3716
4709 | 547.5973 | 3208.5723 | 547.5973 | 3208.5723
4710 | 540.3402 | 3172.1754 | 540.3402 | 3172.1754
4711 | 511.1479 | 3168.1135 | 511.1479 | 3168.1135
4712 | 501.1372 | 3181.6154 | 501.1372 | 3181.6154
4713 | 493.0157 | 3199.1309 | 493.0157 | 3199.1309
4714 | 466.6532 | 3208.2151 | 466.6532 | 3208.2151
4715 | 442.5361 | 3196.0423 | 442.5361 | 3196.0423
4716 | 419.7189 | 3211.2275 | 419.7189 | 3211.2275
4717 | 400.3984 | 3254.0364 | 400.3984 | 3254.0364
4718 | 391.0412 | 3238.6036 | 391.0412 | 3238.6036
4719 | 385.3714 | 3183.2479 | 385.3714 | 3183.2479
4720 | 379.0091 | 3120.2647 | 379.0091 | 3120.2647
4721 | 382.8693 | 3115.0068 | 382.8693 | 3115.0068
4722 | 396.3271 | 3223.4865 | 396.3271 | 3223.4865
4723 | 419.4887 | 3226.5596 | 419.4887 | 3226.5596
4724 | 459.8752 | 3226.7709 | 459.8752 | 3226.7709
4725 | 469.5791 | 3250.2218 | 469.5791 | 3250.2218
4726 | 482.7375 | 3286.5887 | 482.7375 | 3286.5887
4727 | 514.8984 | 3312.4266 | 514.8984 | 3312.4266
4728 | 512.5916 | 3282.0821 | 512.5916 | 3282.0821
4729 | 493.96 | 3170.6094 | 493.96 | 3170.6094
4730 | 499.1976 | 3037.9358 | 499.1976 | 3037.9358
4731 | 517.5 | 2957.7542 | 517.5 | 2957.7542
4732 | 547.7463 | 2908.324 | 547.7463 | 2908.324
4733 | 561.5864 | 2917.7101 | 561.5864 | 2917.7101
4734 | 553.3362 | 2961.6484 | 553.3362 | 2961.6484
4735 | 526.3051 | 3018.7387 | 526.3051 | 3018.7387
4736 | 511.3481 | 3092.0295 | 511.3481 | 3092.0295
4737 | 498.9577 | 3167.6784 | 498.9577 | 3167.6784
4738 | 479.4124 | 3232.267 | 479.4124 | 3232.267
4739 | 455.1958 | 3305.5903 | 455.1958 | 3305.5903
4740 | 427.7181 | 3417.8594 | 427.7181 | 3417.8594
4741 | 408.5576 | 3549.2805 | 408.5576 | 3549.2805
4742 | 401.3339 | 3678.2564 | 401.3339 | 3678.2564
4743 | 394.5749 | 3794.3799 | 394.5749 | 3794.3799
4744 | 392.5171 | 3902.6811 | 392.5171 | 3902.6811
4745 | 395.6884 | 4028.1992 | 395.6884 | 4028.1992
4746 | 408.7929 | 4199.4865 | 408.7929 | 4199.4865
4747 | 432.5915 | 4292.6324 | 432.5915 | 4292.6324
4748 | 464.102 | 4347.1796 | 464.102 | 4347.1796
4749 | 477.963 | 4381.8286 | 477.963 | 4381.8286
4750 | 492.008 | 4423.746 | 492.008 | 4423.746
4751 | 516.8353 | 4468.1827 | 516.8353 | 4468.1827
4752 | 510.2099 | 4478.444 | 510.2099 | 4478.444
4753 | 495.4839 | 4340.4851 | 495.4839 | 4340.4851
4754 | 503.6233 | 4131.8581 | 503.6233 | 4131.8581
4755 | 519.7062 | 3960.2404 | 519.7062 | 3960.2404
4756 | 546.9626 | 3826.2879 | 546.9626 | 3826.2879
4757 | 558.7813 | 3767.1212 | 558.7813 | 3767.1212
4758 | 545.6783 | 3785.4497 | 545.6783 | 3785.4497
4759 | 519.1339 | 3922.2909 | 519.1339 | 3922.2909
4760 | 508.4675 | 4087.8942 | 508.4675 | 4087.8942
4761 | 500.4962 | 4263.2562 | 500.4962 | 4263.2562
4762 | 476.8602 | 4303.0139 | 476.8602 | 4303.0139
4763 | 452.0271 | 4091.4149 | 452.0271 | 4091.4149
4764 | 428.8696 | 3892.8597 | 428.8696 | 3892.8597
4765 | 412.5425 | 3721.8309 | 412.5425 | 3721.8309
4766 | 402.9927 | 3696.6605 | 402.9927 | 3696.6605
4767 | 396.1857 | 3697.1986 | 396.1857 | 3697.1986
4768 | 391.7815 | 3626.2306 | 391.7815 | 3626.2306
4769 | 394.6116 | 3551.1541 | 394.6116 | 3551.1541
4770 | 405.2885 | 3531.9738 | 405.2885 | 3531.9738
4771 | 425.3322 | 3468.2469 | 425.3322 | 3468.2469
4772 | 450.8432 | 3360.9551 | 450.8432 | 3360.9551
4773 | 465.9365 | 3191.6014 | 465.9365 | 3191.6014
4774 | 482.0721 | 2973.2326 | 482.0721 | 2973.2326
4775 | 511.7566 | 2817.4642 | 511.7566 | 2817.4642
4776 | 512.9369 | 2659.9466 | 512.9369 | 2659.9466
4777 | 499.5187 | 2501.7334 | 499.5187 | 2501.7334
4778 | 506.3933 | 2349.1951 | 506.3933 | 2349.1951
4779 | 523.4115 | 2310.7878 | 523.4115 | 2310.7878
4780 | 551.0887 | 2376.8456 | 551.0887 | 2376.8456
4781 | 565.0872 | 2548.168 | 565.0872 | 2548.168
4782 | 553.1726 | 2670.981 | 553.1726 | 2670.981
4783 | 532.4749 | 2732.3558 | 532.4749 | 2732.3558
4784 | 515.4157 | 2858.8139 | 515.4157 | 2858.8139
4785 | 504.446 | 3121.2301 | 504.446 | 3121.2301
4786 | 488.7432 | 3366.3538 | 488.7432 | 3366.3538
4787 | 459.9155 | 3489.0468 | 459.9155 | 3489.0468
4788 | 436.1252 | 3573.0768 | 436.1252 | 3573.0768
4789 | 419.3356 | 3689.6968 | 419.3356 | 3689.6968
4790 | 408.3423 | 3811.3694 | 408.3423 | 3811.3694
4791 | 401.0453 | 3912.1075 | 401.0453 | 3912.1075
4792 | 396.599 | 4020.6035 | 396.599 | 4020.6035
4793 | 399.5398 | 4153.5222 | 399.5398 | 4153.5222
4794 | 408.4745 | 4343.2135 | 408.4745 | 4343.2135
4795 | 424.1277 | 4465.8643 | 424.1277 | 4465.8643
4796 | 442.8973 | 4548.9427 | 442.8973 | 4548.9427
4797 | 455.4041 | 4610.9544 | 455.4041 | 4610.9544
4798 | 470.3586 | 4673.3208 | 470.3586 | 4673.3208
4799 | 501.165 | 4723.6001 | 501.165 | 4723.6001
4800 | 505.5384 | 4726.5582 | 505.5384 | 4726.5582
4801 | 493.8129 | 4633.1974 | 493.8129 | 4633.1974
4802 | 492.2772 | 4485.4305 | 492.2772 | 4485.4305
4803 | 506.8695 | 4339.1306 | 506.8695 | 4339.1306
4804 | 536.802 | 4205.1781 | 536.802 | 4205.1781
4805 | 549.0039 | 4136.3712 | 549.0039 | 4136.3712
4806 | 539.152 | 4124.7078 | 539.152 | 4124.7078
4807 | 518.7914 | 4190.6592 | 518.7914 | 4190.6592
4808 | 502.9648 | 4367.8503 | 502.9648 | 4367.8503
4809 | 493.1091 | 4512.5388 | 493.1091 | 4512.5388
4810 | 477.8205 | 4423.3706 | 477.8205 | 4423.3706
4811 | 455.2404 | 4228.6178 | 455.2404 | 4228.6178
4812 | 434.6067 | 4135.7156 | 434.6067 | 4135.7156
4813 | 416.2818 | 4065.1787 | 416.2818 | 4065.1787
4814 | 406.3757 | 3988.3017 | 406.3757 | 3988.3017
4815 | 399.6005 | 3889.2242 | 399.6005 | 3889.2242
4816 | 394.4341 | 3764.6019 | 394.4341 | 3764.6019
4817 | 395.704 | 3624.0887 | 395.704 | 3624.0887
4818 | 402.8138 | 3497.0158 | 402.8138 | 3497.0158
4819 | 416.9283 | 3302.4155 | 416.9283 | 3302.4155
4820 | 434.335 | 3141.859 | 434.335 | 3141.859
4821 | 446.4627 | 3015.6429 | 446.4627 | 3015.6429
4822 | 464.8191 | 2920.8443 | 464.8191 | 2920.8443
4823 | 492.5068 | 2815.9062 | 492.5068 | 2815.9062
4824 | 494.3193 | 2696.1705 | 494.3193 | 2696.1705
4825 | 478.8876 | 2559.4774 | 478.8876 | 2559.4774
4826 | 488.76 | 2432.6463 | 488.76 | 2432.6463
4827 | 505.38 | 2505.6372 | 505.38 | 2505.6372
4828 | 534.7442 | 2674.7189 | 534.7442 | 2674.7189
4829 | 545.7849 | 2878.3702 | 545.7849 | 2878.3702
4830 | 531.5616 | 3408.3123 | 531.5616 | 3408.3123
4831 | 511.0184 | 3982.7614 | 511.0184 | 3982.7614
4832 | 499.4071 | 4186.9256 | 499.4071 | 4186.9256
4833 | 489.6835 | 4221.1897 | 489.6835 | 4221.1897
4834 | 473.5535 | 4240.7906 | 473.5535 | 4240.7906
4835 | 450.9864 | 4296.1967 | 450.9864 | 4296.1967
4836 | 427.5008 | 4398.4361 | 427.5008 | 4398.4361
4837 | 409.2621 | 4509.3108 | 409.2621 | 4509.3108
4838 | 400.0796 | 4604.1077 | 400.0796 | 4604.1077
4839 | 392.3051 | 4683.3257 | 392.3051 | 4683.3257
4840 | 389.1296 | 4752.8713 | 389.1296 | 4752.8713
4841 | 392.1662 | 4822.5929 | 392.1662 | 4822.5929
4842 | 400.0062 | 4937.4021 | 400.0062 | 4937.4021
4843 | 421.9448 | 4987.4104 | 421.9448 | 4987.4104
4844 | 445.3566 | 5005.9284 | 445.3566 | 5005.9284
4845 | 454.8836 | 4999.4848 | 454.8836 | 4999.4848
4846 | 468.3663 | 4998.9462 | 468.3663 | 4998.9462
4847 | 500.0977 | 4991.3842 | 500.0977 | 4991.3842
4848 | 497.3022 | 4945.5569 | 497.3022 | 4945.5569
4849 | 477.9607 | 4823.6649 | 477.9607 | 4823.6649
4850 | 482.7287 | 4657.1044 | 482.7287 | 4657.1044
4851 | 501.3786 | 4513.7258 | 501.3786 | 4513.7258
4852 | 530.6834 | 4408.5966 | 530.6834 | 4408.5966
4853 | 541.9768 | 4355.662 | 541.9768 | 4355.662
4854 | 534.9955 | 4338.2534 | 534.9955 | 4338.2534
4855 | 513.2786 | 4321.0457 | 513.2786 | 4321.0457
4856 | 501.6738 | 4300.0766 | 501.6738 | 4300.0766
4857 | 490.0203 | 4274.1623 | 490.0203 | 4274.1623
4858 | 473.5879 | 4243.6145 | 473.5879 | 4243.6145
4859 | 450.1907 | 4193.5624 | 450.1907 | 4193.5624
4860 | 426.3908 | 4152.2695 | 426.3908 | 4152.2695
4861 | 409.5872 | 4126.1361 | 409.5872 | 4126.1361
4862 | 399.4356 | 4109.9244 | 399.4356 | 4109.9244
4863 | 389.8108 | 4100.7249 | 389.8108 | 4100.7249
4864 | 388.0472 | 4099.965 | 388.0472 | 4099.965
4865 | 390.9553 | 4116.7141 | 390.9553 | 4116.7141
4866 | 403.5757 | 4177.3821 | 403.5757 | 4177.3821
4867 | 430.5639 | 4171.7887 | 430.5639 | 4171.7887
4868 | 462.7363 | 4112.9902 | 462.7363 | 4112.9902
4869 | 477.8483 | 4010.9233 | 477.8483 | 4010.9233
4870 | 490.0964 | 3903.0763 | 490.0964 | 3903.0763
4871 | 517.3879 | 3779.4421 | 517.3879 | 3779.4421
4872 | 511.4135 | 3676.3577 | 511.4135 | 3676.3577
4873 | 493.9969 | 3533.3351 | 493.9969 | 3533.3351
4874 | 500.424 | 3372.0329 | 500.424 | 3372.0329
4875 | 515.0225 | 3188.6327 | 515.0225 | 3188.6327
4876 | 547.6812 | 3018.6511 | 547.6812 | 3018.6511
4877 | 559.9302 | 2872.0407 | 559.9302 | 2872.0407
4878 | 549.0903 | 2704.8678 | 549.0903 | 2704.8678
4879 | 527.916 | 2614.8229 | 527.916 | 2614.8229
4880 | 514.8253 | 2555.877 | 514.8253 | 2555.877
4881 | 504.6285 | 2510.4876 | 504.6285 | 2510.4876
4882 | 484.0421 | 2467.1835 | 484.0421 | 2467.1835
4883 | 452.1613 | 2407.1991 | 452.1613 | 2407.1991
4884 | 428.9446 | 2355.1948 | 428.9446 | 2355.1948
4885 | 411.0438 | 2323.4136 | 411.0438 | 2323.4136
4886 | 400.8558 | 2310.4153 | 400.8558 | 2310.4153
4887 | 391.9068 | 2299.0735 | 391.9068 | 2299.0735
4888 | 388.8841 | 2288.1865 | 388.8841 | 2288.1865
4889 | 391.1123 | 2304.7408 | 391.1123 | 2304.7408
4890 | 400.9484 | 2385.0788 | 400.9484 | 2385.0788
4891 | 428.2506 | 2403.3426 | 428.2506 | 2403.3426
4892 | 458.5562 | 2398.9773 | 458.5562 | 2398.9773
4893 | 473.0932 | 2376.564 | 473.0932 | 2376.564
4894 | 484.2084 | 2361.3216 | 484.2084 | 2361.3216
4895 | 512.6449 | 2336.6214 | 512.6449 | 2336.6214
4896 | 509.9136 | 2283.004 | 509.9136 | 2283.004
4897 | 489.6784 | 2206.0024 | 489.6784 | 2206.0024
4898 | 496.2372 | 2150.7427 | 496.2372 | 2150.7427
4899 | 510.9793 | 2128.3051 | 510.9793 | 2128.3051
4900 | 543.1885 | 2116.949 | 543.1885 | 2116.949
4901 | 559.0244 | 2140.6493 | 559.0244 | 2140.6493
4902 | 551.0007 | 2165.502 | 551.0007 | 2165.502
4903 | 527.1433 | 2165.2377 | 527.1433 | 2165.2377
4904 | 511.8074 | 2155.6616 | 511.8074 | 2155.6616
4905 | 495.4605 | 2152.0464 | 495.4605 | 2152.0464
4906 | 477.0575 | 2160.8385 | 477.0575 | 2160.8385
4907 | 448.7579 | 2156.4558 | 448.7579 | 2156.4558
4908 | 426.9814 | 2166.1879 | 426.9814 | 2166.1879
4909 | 407.7457 | 2209.7758 | 407.7457 | 2209.7758
4910 | 400.2499 | 2295.0298 | 400.2499 | 2295.0298
4911 | 393.2128 | 2426.7335 | 393.2128 | 2426.7335
4912 | 388.3974 | 2603.198 | 388.3974 | 2603.198
4913 | 392.9747 | 2819.2758 | 392.9747 | 2819.2758
4914 | 404.2457 | 3072.8458 | 404.2457 | 3072.8458
4915 | 427.7898 | 3226.6569 | 427.7898 | 3226.6569
4916 | 457.4881 | 3347.3225 | 457.4881 | 3347.3225
4917 | 472.6092 | 3463.0858 | 472.6092 | 3463.0858
4918 | 484.0617 | 3611.0456 | 484.0617 | 3611.0456
4919 | 512.151 | 3765.9068 | 512.151 | 3765.9068
4920 | 512.2663 | 3845.5972 | 512.2663 | 3845.5972
4921 | 492.6071 | 3797.1268 | 492.6071 | 3797.1268
4922 | 498.107 | 3646.9255 | 498.107 | 3646.9255
4923 | 513.9288 | 3494.6856 | 513.9288 | 3494.6856
4924 | 540.967 | 3368.0363 | 540.967 | 3368.0363
4925 | 553.7445 | 3309.0644 | 553.7445 | 3309.0644
4926 | 543.0108 | 3316.6814 | 543.0108 | 3316.6814
4927 | 518.1302 | 3435.5081 | 518.1302 | 3435.5081
4928 | 504.5222 | 3694.3976 | 504.5222 | 3694.3976
4929 | 492.2742 | 3802.8623 | 492.2742 | 3802.8623
4930 | 470.6445 | 3872.0275 | 470.6445 | 3872.0275
4931 | 448.7379 | 3916.0407 | 448.7379 | 3916.0407
4932 | 428.5888 | 3869.0026 | 428.5888 | 3869.0026
4933 | 411.6279 | 3762.8262 | 411.6279 | 3762.8262
4934 | 399.9587 | 3725.1917 | 399.9587 | 3725.1917
4935 | 392.2859 | 3791.4586 | 392.2859 | 3791.4586
4936 | 388.222 | 3956.7248 | 388.222 | 3956.7248
4937 | 390.9033 | 4098.8942 | 390.9033 | 4098.8942
4938 | 398.7071 | 4234.7366 | 398.7071 | 4234.7366
4939 | 418.3461 | 4295.651 | 418.3461 | 4295.651
4940 | 443.2799 | 4335.2023 | 443.2799 | 4335.2023
4941 | 459.6619 | 4275.5914 | 459.6619 | 4275.5914
4942 | 473.4463 | 4197.8336 | 473.4463 | 4197.8336
4943 | 500.0558 | 4084.1317 | 500.0558 | 4084.1317
4944 | 499.0252 | 3879.5814 | 499.0252 | 3879.5814
4945 | 485.1712 | 3556.2185 | 485.1712 | 3556.2185
4946 | 488.2843 | 3329.2849 | 488.2843 | 3329.2849
4947 | 504.2536 | 3149.3902 | 504.2536 | 3149.3902
4948 | 530.4796 | 3024.2015 | 530.4796 | 3024.2015
4949 | 541.7933 | 2987.0418 | 541.7933 | 2987.0418
4950 | 538.8677 | 2981.6105 | 538.8677 | 2981.6105
4951 | 512.3181 | 2985.4361 | 512.3181 | 2985.4361
4952 | 497.0953 | 3052.0079 | 497.0953 | 3052.0079
4953 | 483.8767 | 3099.2231 | 483.8767 | 3099.2231
4954 | 467.3929 | 2966.8199 | 467.3929 | 2966.8199
4955 | 445.039 | 2845.8781 | 445.039 | 2845.8781
4956 | 421.978 | 2723.8604 | 421.978 | 2723.8604
4957 | 403.4471 | 2612.8152 | 403.4471 | 2612.8152
4958 | 392.2881 | 2525.811 | 392.2881 | 2525.811
4959 | 385.1266 | 2450.688 | 385.1266 | 2450.688
4960 | 380.7217 | 2381.6675 | 380.7217 | 2381.6675
4961 | 384.6011 | 2339.6988 | 384.6011 | 2339.6988
4962 | 391.3862 | 2348.6602 | 391.3862 | 2348.6602
4963 | 409.9967 | 2270.619 | 409.9967 | 2270.619
4964 | 425.3764 | 2188.7424 | 425.3764 | 2188.7424
4965 | 440.5472 | 2111.7985 | 440.5472 | 2111.7985
4966 | 456.3019 | 1986.1317 | 456.3019 | 1986.1317
4967 | 480.9221 | 1872.4298 | 480.9221 | 1872.4298
4968 | 483.2519 | 1850.557 | 483.2519 | 1850.557
4969 | 472.2466 | 1837.4341 | 472.2466 | 1837.4341
4970 | 480.5299 | 1823.4619 | 480.5299 | 1823.4619
4971 | 493.0581 | 1828.4843 | 493.0581 | 1828.4843
4972 | 518.5623 | 1831.832 | 518.5623 | 1831.832
4973 | 533.2974 | 1862.0565 | 533.2974 | 1862.0565
4974 | 524.1253 | 1891.0963 | 524.1253 | 1891.0963
4975 | 506.188 | 1903.0041 | 506.188 | 1903.0041
4976 | 493.481 | 1919.3299 | 493.481 | 1919.3299
4977 | 482.798 | 1999.2634 | 482.798 | 1999.2634
4978 | 467.7487 | 2054.8934 | 467.7487 | 2054.8934
4979 | 443.9427 | 2071.9334 | 443.9427 | 2071.9334
4980 | 420.71 | 2079.1337 | 420.71 | 2079.1337
4981 | 406.1059 | 2102.9543 | 406.1059 | 2102.9543
4982 | 396.4039 | 2166.2014 | 396.4039 | 2166.2014
4983 | 387.3335 | 2268.108 | 387.3335 | 2268.108
4984 | 385.1954 | 2380.2068 | 385.1954 | 2380.2068
4985 | 386.0023 | 2490.6317 | 386.0023 | 2490.6317
4986 | 392.3687 | 2643.1253 | 392.3687 | 2643.1253
4987 | 411.2169 | 2729.0654 | 411.2169 | 2729.0654
4988 | 425.1673 | 2784.3916 | 425.1673 | 2784.3916
4989 | 438.8551 | 2808.2319 | 438.8551 | 2808.2319
4990 | 458.3492 | 2828.2397 | 458.3492 | 2828.2397
4991 | 485.0319 | 2846.3849 | 485.0319 | 2846.3849
4992 | 483.8208 | 2850.4141 | 483.8208 | 2850.4141
4993 | 477.3459 | 2829.1116 | 477.3459 | 2829.1116
4994 | 481.0622 | 2805.1097 | 481.0622 | 2805.1097
4995 | 494.3613 | 2806.6266 | 494.3613 | 2806.6266
4996 | 520.7209 | 2805.3002 | 520.7209 | 2805.3002
4997 | 540.2833 | 2824.0344 | 540.2833 | 2824.0344
4998 | 530.2026 | 2841.1943 | 530.2026 | 2841.1943
4999 | 504.5949 | 2846.1883 | 504.5949 | 2846.1883
5000 | 490.7313 | 2852.874 | 490.7313 | 2852.874
5001 | 485.0612 | 2886.4564 | 485.0612 | 2886.4564
5002 | 470.0203 | 2946.6631 | 470.0203 | 2946.6631
5003 | 447.5643 | 2998.2716 | 447.5643 | 2998.2716
5004 | 424.2384 | 3045.9804 | 424.2384 | 3045.9804
5005 | 406.0391 | 3099.598 | 406.0391 | 3099.598
5006 | 394.5147 | 3160.0212 | 394.5147 | 3160.0212
5007 | 388.6143 | 3217.5243 | 388.6143 | 3217.5243
5008 | 384.9799 | 3278.1113 | 384.9799 | 3278.1113
5009 | 387.3749 | 3378.5063 | 387.3749 | 3378.5063
5010 | 395.6325 | 3535.0898 | 395.6325 | 3535.0898
5011 | 412.3498 | 3631.7412 | 412.3498 | 3631.7412
5012 | 432.0901 | 3712.8721 | 432.0901 | 3712.8721
5013 | 445.6789 | 3821.6243 | 445.6789 | 3821.6243
5014 | 459.646 | 4029.1783 | 459.646 | 4029.1783
5015 | 483.8222 | 4233.117 | 483.8222 | 4233.117
5016 | 482.314 | 4208.3229 | 482.314 | 4208.3229
5017 | 469.9975 | 4000.8375 | 469.9975 | 4000.8375
5018 | 472.0195 | 3892.4105 | 472.0195 | 3892.4105
5019 | 484.3784 | 3828.8802 | 484.3784 | 3828.8802
5020 | 514.2571 | 3770.7836 | 514.2571 | 3770.7836
5021 | 535.2042 | 3751.6384 | 535.2042 | 3751.6384
5022 | 526.8377 | 3772.2065 | 526.8377 | 3772.2065
5023 | 501.6699 | 3917.8116 | 501.6699 | 3917.8116
5024 | 491.6527 | 4128.5 | 491.6527 | 4128.5
5025 | 482.3236 | 4286.3343 | 482.3236 | 4286.3343
5026 | 466.2381 | 4389.9707 | 466.2381 | 4389.9707
5027 | 445.509 | 4418.2089 | 445.509 | 4418.2089
5028 | 421.4857 | 4382.4664 | 421.4857 | 4382.4664
5029 | 404.624 | 4265.8708 | 404.624 | 4265.8708
5030 | 396.6412 | 4187.2409 | 396.6412 | 4187.2409
5031 | 387.2048 | 4114.2602 | 387.2048 | 4114.2602
5032 | 382.7877 | 4039.9813 | 382.7877 | 4039.9813
5033 | 388.0505 | 4027.5176 | 388.0505 | 4027.5176
5034 | 398.2982 | 4050.7933 | 398.2982 | 4050.7933
5035 | 421.3866 | 3905.3679 | 421.3866 | 3905.3679
5036 | 448.9859 | 3707.7112 | 448.9859 | 3707.7112
5037 | 462.7429 | 3469.3178 | 462.7429 | 3469.3178
5038 | 475.0576 | 3313.5618 | 475.0576 | 3313.5618
5039 | 504.9526 | 3154.8722 | 504.9526 | 3154.8722
5040 | 501.6462 | 2867.8445 | 501.6462 | 2867.8445
5041 | 484.4605 | 2570.1888 | 484.4605 | 2570.1888
5042 | 485.4132 | 2367.5991 | 485.4132 | 2367.5991
5043 | 503.5719 | 2248.4671 | 503.5719 | 2248.4671
5044 | 531.802 | 2189.8837 | 531.802 | 2189.8837
5045 | 553.0559 | 2186.2213 | 553.0559 | 2186.2213
5046 | 548.5753 | 2189.9434 | 548.5753 | 2189.9434
5047 | 517.6082 | 2185.0051 | 517.6082 | 2185.0051
5048 | 505.725 | 2177.6685 | 505.725 | 2177.6685
5049 | 492.5157 | 2158.3758 | 492.5157 | 2158.3758
5050 | 475.6589 | 2136.3971 | 475.6589 | 2136.3971
5051 | 447.3135 | 2178.268 | 447.3135 | 2178.268
5052 | 425.0456 | 2434.6536 | 425.0456 | 2434.6536
5053 | 404.3855 | 2827.8215 | 404.3855 | 2827.8215
5054 | 395.7774 | 3000.1297 | 395.7774 | 3000.1297
5055 | 389.4418 | 3055.1011 | 389.4418 | 3055.1011
5056 | 385.6767 | 3176.5481 | 385.6767 | 3176.5481
5057 | 389.144 | 3368.9635 | 389.144 | 3368.9635
5058 | 401.7056 | 3616.8857 | 401.7056 | 3616.8857
5059 | 423.4394 | 3787.3481 | 423.4394 | 3787.3481
5060 | 454.5458 | 3891.7519 | 454.5458 | 3891.7519
5061 | 467.5029 | 3915.2027 | 467.5029 | 3915.2027
5062 | 479.8747 | 3902.0052 | 479.8747 | 3902.0052
5063 | 508.1227 | 3845.8525 | 508.1227 | 3845.8525
5064 | 502.4293 | 3750.0713 | 502.4293 | 3750.0713
5065 | 484.0607 | 3637.5275 | 484.0607 | 3637.5275
5066 | 486.9755 | 3544.3885 | 486.9755 | 3544.3885
5067 | 500.1498 | 3498.7754 | 500.1498 | 3498.7754
5068 | 527.8816 | 3485.9587 | 527.8816 | 3485.9587
5069 | 550.5961 | 3497.0001 | 550.5961 | 3497.0001
5070 | 539.4312 | 3511.2388 | 539.4312 | 3511.2388
5071 | 514.7875 | 3540.5768 | 514.7875 | 3540.5768
5072 | 502.5037 | 3579.2992 | 502.5037 | 3579.2992
5073 | 488.5019 | 3585.0321 | 488.5019 | 3585.0321
5074 | 469.8916 | 3559.4505 | 469.8916 | 3559.4505
5075 | 443.5285 | 3523.1284 | 443.5285 | 3523.1284
5076 | 418.5538 | 3485.1463 | 418.5538 | 3485.1463
5077 | 401.9829 | 3456.5785 | 401.9829 | 3456.5785
5078 | 390.9251 | 3442.0221 | 390.9251 | 3442.0221
5079 | 385.473 | 3452.9795 | 385.473 | 3452.9795
5080 | 380.472 | 3522.5251 | 380.472 | 3522.5251
5081 | 384.3098 | 3610.3587 | 384.3098 | 3610.3587
5082 | 395.0909 | 3733.3474 | 395.0909 | 3733.3474
5083 | 418.452 | 3767.1913 | 418.452 | 3767.1913
5084 | 447.6113 | 3747.9275 | 447.6113 | 3747.9275
5085 | 462.4263 | 3694.9381 | 462.4263 | 3694.9381
5086 | 476.107 | 3635.9739 | 476.107 | 3635.9739
5087 | 505.8812 | 3554.3087 | 505.8812 | 3554.3087
5088 | 502.4589 | 3407.4051 | 502.4589 | 3407.4051
5089 | 486.9376 | 3203.7172 | 486.9376 | 3203.7172
5090 | 490.5524 | 3022.6477 | 490.5524 | 3022.6477
5091 | 504.5185 | 2869.2393 | 504.5185 | 2869.2393
5092 | 528.3258 | 2735.0921 | 528.3258 | 2735.0921
5093 | 545.2769 | 2679.9178 | 545.2769 | 2679.9178
5094 | 539.5542 | 2692.9879 | 539.5542 | 2692.9879
5095 | 516.3842 | 2707.817 | 516.3842 | 2707.817
5096 | 503.811 | 2733.7831 | 503.811 | 2733.7831
5097 | 488.0076 | 2763.3731 | 488.0076 | 2763.3731
5098 | 472.1946 | 2748.5029 | 472.1946 | 2748.5029
5099 | 446.8715 | 2675.8595 | 446.8715 | 2675.8595
5100 | 425.65 | 2548.7783 | 425.65 | 2548.7783
5101 | 406.512 | 2442.6019 | 406.512 | 2442.6019
5102 | 398.1615 | 2340.9913 | 398.1615 | 2340.9913
5103 | 389.2833 | 2245.8088 | 389.2833 | 2245.8088
5104 | 384.1378 | 2166.3691 | 384.1378 | 2166.3691
5105 | 386.9285 | 2122.6476 | 386.9285 | 2122.6476
5106 | 397.5445 | 2194.4166 | 397.5445 | 2194.4166
5107 | 414.5562 | 2217.1596 | 414.5562 | 2217.1596
5108 | 436.7771 | 2204.5173 | 436.7771 | 2204.5173
5109 | 455.6485 | 2169.3478 | 455.6485 | 2169.3478
5110 | 468.1603 | 2149.8208 | 468.1603 | 2149.8208
5111 | 494.9066 | 2138.2664 | 494.9066 | 2138.2664
5112 | 498.1209 | 2137.2321 | 498.1209 | 2137.2321
5113 | 483.2661 | 2140.2736 | 483.2661 | 2140.2736
5114 | 487.9492 | 2173.6261 | 487.9492 | 2173.6261
5115 | 497.7958 | 2232.4975 | 497.7958 | 2232.4975
5116 | 522.1789 | 2285.3122 | 522.1789 | 2285.3122
5117 | 541.7722 | 2366.2696 | 541.7722 | 2366.2696
5118 | 537.0833 | 2468.8283 | 537.0833 | 2468.8283
5119 | 517.5984 | 2674.417 | 517.5984 | 2674.417
5120 | 504.5021 | 2823.7585 | 504.5021 | 2823.7585
5121 | 493.3314 | 2850.2326 | 493.3314 | 2850.2326
5122 | 476.9808 | 2994.28 | 476.9808 | 2994.28
5123 | 451.7741 | 2900.0192 | 451.7741 | 2900.0192
5124 | 428.3531 | 2304.8634 | 428.3531 | 2304.8634
5125 | 410.2343 | 2364.6681 | 410.2343 | 2364.6681
5126 | 401.3512 | 2459.4347 | 401.3512 | 2459.4347
5127 | 393.2327 | 2571.7631 | 393.2327 | 2571.7631
5128 | 388.3788 | 2648.0361 | 388.3788 | 2648.0361
5129 | 390.3737 | 2728.4458 | 390.3737 | 2728.4458
5130 | 398.6183 | 2840.1825 | 398.6183 | 2840.1825
5131 | 411.0607 | 2869.5226 | 411.0607 | 2869.5226
5132 | 428.7361 | 2860.3128 | 428.7361 | 2860.3128
5133 | 443.7125 | 2836.1006 | 443.7125 | 2836.1006
5134 | 461.1207 | 2842.3022 | 461.1207 | 2842.3022
5135 | 488.8093 | 2862.0079 | 488.8093 | 2862.0079
5136 | 492.7829 | 2868.68 | 492.7829 | 2868.68
5137 | 481.9652 | 2856.3695 | 481.9652 | 2856.3695
5138 | 480.9715 | 2854.1207 | 480.9715 | 2854.1207
5139 | 494.5503 | 2858.3543 | 494.5503 | 2858.3543
5140 | 519.0722 | 2861.851 | 519.0722 | 2861.851
5141 | 538.6297 | 2892.3445 | 538.6297 | 2892.3445
5142 | 531.6592 | 2915.4641 | 531.6592 | 2915.4641
5143 | 512.9307 | 2907.5858 | 512.9307 | 2907.5858
5144 | 501.3767 | 2888.4425 | 501.3767 | 2888.4425
5145 | 489.6469 | 2857.4355 | 489.6469 | 2857.4355
5146 | 476.9123 | 2840.5374 | 476.9123 | 2840.5374
5147 | 455.7678 | 2885.5026 | 455.7678 | 2885.5026
5148 | 434.0955 | 2945.3448 | 434.0955 | 2945.3448
5149 | 415.9324 | 2975.8799 | 415.9324 | 2975.8799
5150 | 405.3209 | 3011.7065 | 405.3209 | 3011.7065
5151 | 397.0934 | 3062.9297 | 397.0934 | 3062.9297
5152 | 394.6525 | 3140.0849 | 394.6525 | 3140.0849
5153 | 394.0159 | 3249.2028 | 394.0159 | 3249.2028
5154 | 400.7261 | 3411.1387 | 400.7261 | 3411.1387
5155 | 415.2899 | 3519.2259 | 415.2899 | 3519.2259
5156 | 433.6716 | 3592.4518 | 433.6716 | 3592.4518
5157 | 447.5292 | 3646.4253 | 447.5292 | 3646.4253
5158 | 462.3408 | 3712.3688 | 462.3408 | 3712.3688
5159 | 490.0665 | 3753.4052 | 490.0665 | 3753.4052
5160 | 490.0403 | 3723.5906 | 490.0403 | 3723.5906
5161 | 483.742 | 3613.7686 | 483.742 | 3613.7686
5162 | 483.645 | 3476.078 | 483.645 | 3476.078
5163 | 491.4434 | 3371.012 | 491.4434 | 3371.012
5164 | 517.0606 | 3302.0165 | 517.0606 | 3302.0165
5165 | 542.4811 | 3291.5327 | 542.4811 | 3291.5327
5166 | 533.5349 | 3304.5483 | 533.5349 | 3304.5483
5167 | 515.2299 | 3316.0761 | 515.2299 | 3316.0761
5168 | 499.5489 | 3323.3957 | 499.5489 | 3323.3957
5169 | 490.3244 | 3299.3653 | 490.3244 | 3299.3653
5170 | 475.1052 | 3282.4671 | 475.1052 | 3282.4671
5171 | 451.7526 | 3315.0028 | 451.7526 | 3315.0028
5172 | 431.6483 | 3427.6103 | 431.6483 | 3427.6103
5173 | 414.9717 | 3550.1239 | 414.9717 | 3550.1239
5174 | 403.5319 | 3590.6015 | 403.5319 | 3590.6015
5175 | 396.0057 | 3545.115 | 396.0057 | 3545.115
5176 | 393.0571 | 3451.2239 | 393.0571 | 3451.2239
5177 | 394.6756 | 3369.0073 | 394.6756 | 3369.0073
5178 | 403.3104 | 3397.8271 | 403.3104 | 3397.8271
5179 | 419.2355 | 3441.0402 | 419.2355 | 3441.0402
5180 | 440.5521 | 3482.4305 | 440.5521 | 3482.4305
5181 | 458.9338 | 3511.8657 | 458.9338 | 3511.8657
5182 | 474.8126 | 3526.0864 | 474.8126 | 3526.0864
5183 | 500.3436 | 3521.0934 | 500.3436 | 3521.0934
5184 | 499.4565 | 3451.5044 | 499.4565 | 3451.5044
5185 | 481.5019 | 3296.936 | 481.5019 | 3296.936
5186 | 482.5591 | 3165.0994 | 482.5591 | 3165.0994
5187 | 493.559 | 3065.0052 | 493.559 | 3065.0052
5188 | 518.9987 | 2988.8727 | 518.9987 | 2988.8727
5189 | 546.5126 | 2964.3555 | 546.5126 | 2964.3555
5190 | 540.1883 | 2959.8094 | 540.1883 | 2959.8094
5191 | 519.4778 | 2959.6295 | 519.4778 | 2959.6295
5192 | 507.6414 | 2966.1471 | 507.6414 | 2966.1471
5193 | 495.6154 | 2962.2445 | 495.6154 | 2962.2445
5194 | 478.8216 | 2960.1816 | 478.8216 | 2960.1816
5195 | 451.1992 | 2963.9289 | 451.1992 | 2963.9289
5196 | 427.6083 | 2985.7608 | 427.6083 | 2985.7608
5197 | 411.4395 | 3005.7107 | 411.4395 | 3005.7107
5198 | 401.1098 | 3025.5795 | 401.1098 | 3025.5795
5199 | 394.8367 | 3034.2215 | 394.8367 | 3034.2215
5200 | 390.9217 | 3036.158 | 390.9217 | 3036.158
5201 | 395.9208 | 3046.2407 | 395.9208 | 3046.2407
5202 | 408.9309 | 3117.2406 | 408.9309 | 3117.2406
5203 | 431.2882 | 3144.8165 | 431.2882 | 3144.8165
5204 | 459.8391 | 3154.692 | 459.8391 | 3154.692
5205 | 476.7321 | 3155.4992 | 476.7321 | 3155.4992
5206 | 490.3216 | 3164.6679 | 490.3216 | 3164.6679
5207 | 520.4333 | 3155.906 | 520.4333 | 3155.906
5208 | 514.501 | 3086.1566 | 514.501 | 3086.1566
5209 | 495.1085 | 2947.065 | 495.1085 | 2947.065
5210 | 496.0197 | 2824.6908 | 496.0197 | 2824.6908
5211 | 509.3245 | 2727.6438 | 509.3245 | 2727.6438
5212 | 534.3065 | 2647.5018 | 534.3065 | 2647.5018
5213 | 561.2643 | 2619.0553 | 561.2643 | 2619.0553
5214 | 556.7993 | 2608.1742 | 556.7993 | 2608.1742
5215 | 531.1014 | 2593.159 | 531.1014 | 2593.159
5216 | 515.5167 | 2598.6342 | 515.5167 | 2598.6342
5217 | 500.6598 | 2624.6426 | 500.6598 | 2624.6426
5218 | 481.9368 | 2730.5161 | 481.9368 | 2730.5161
5219 | 455.3282 | 2894.8047 | 455.3282 | 2894.8047
5220 | 432.4528 | 3019.2804 | 432.4528 | 3019.2804
5221 | 412.4585 | 3072.0283 | 412.4585 | 3072.0283
5222 | 402.8102 | 3048.5139 | 402.8102 | 3048.5139
5223 | 397.3459 | 3054.1088 | 397.3459 | 3054.1088
5224 | 393.402 | 3109.9332 | 393.402 | 3109.9332
5225 | 395.7951 | 3183.6871 | 395.7951 | 3183.6871
5226 | 407.5713 | 3308.8156 | 407.5713 | 3308.8156
5227 | 431.2235 | 3383.8643 | 431.2235 | 3383.8643
5228 | 458.5813 | 3445.2221 | 458.5813 | 3445.2221
5229 | 476.0185 | 3482.516 | 476.0185 | 3482.516
5230 | 487.7081 | 3502.1896 | 487.7081 | 3502.1896
5231 | 522.0524 | 3495.3523 | 522.0524 | 3495.3523
5232 | 516.2184 | 3379.2527 | 516.2184 | 3379.2527
5233 | 498.5124 | 3170.4756 | 498.5124 | 3170.4756
5234 | 498.9335 | 3002.0721 | 498.9335 | 3002.0721
5235 | 509.2222 | 2862.1233 | 509.2222 | 2862.1233
5236 | 533.8734 | 2760.6506 | 533.8734 | 2760.6506
5237 | 558.892 | 2723.5435 | 558.892 | 2723.5435
5238 | 552.7696 | 2717.3936 | 552.7696 | 2717.3936
5239 | 528.1076 | 2707.8314 | 528.1076 | 2707.8314
5240 | 513.4661 | 2722.2077 | 513.4661 | 2722.2077
5241 | 500.1771 | 2748.6973 | 500.1771 | 2748.6973
5242 | 483.5227 | 2765.3188 | 483.5227 | 2765.3188
5243 | 456.4565 | 2776.8445 | 456.4565 | 2776.8445
5244 | 431.1152 | 2763.3124 | 431.1152 | 2763.3124
5245 | 416.0624 | 2790.6399 | 416.0624 | 2790.6399
5246 | 404.1433 | 2784.0457 | 404.1433 | 2784.0457
5247 | 399.1495 | 2715.5446 | 399.1495 | 2715.5446
5248 | 394.3522 | 2663.0317 | 394.3522 | 2663.0317
5249 | 397.6838 | 2726.6816 | 397.6838 | 2726.6816
5250 | 412.1713 | 2845.9562 | 412.1713 | 2845.9562
5251 | 431.0085 | 2910.9811 | 431.0085 | 2910.9811
5252 | 459.7266 | 2956.0602 | 459.7266 | 2956.0602
5253 | 477.1232 | 3003.0571 | 477.1232 | 3003.0571
5254 | 490.9694 | 3058.0948 | 490.9694 | 3058.0948
5255 | 518.5424 | 3080.2864 | 518.5424 | 3080.2864
5256 | 514.6202 | 3008.5322 | 514.6202 | 3008.5322
5257 | 497.4228 | 2890.2901 | 497.4228 | 2890.2901
5258 | 499.4419 | 2762.3828 | 499.4419 | 2762.3828
5259 | 509.3757 | 2671.5907 | 509.3757 | 2671.5907
5260 | 534.3335 | 2612.7794 | 534.3335 | 2612.7794
5261 | 557.6669 | 2616.9704 | 557.6669 | 2616.9704
5262 | 558.4109 | 2652.7601 | 558.4109 | 2652.7601
5263 | 529.4344 | 2687.1422 | 529.4344 | 2687.1422
5264 | 509.5197 | 2743.7789 | 509.5197 | 2743.7789
5265 | 497.0563 | 2792.0001 | 497.0563 | 2792.0001
5266 | 480.5988 | 2847.2734 | 480.5988 | 2847.2734
5267 | 454.7827 | 2878.1251 | 454.7827 | 2878.1251
5268 | 431.7084 | 2924.1745 | 431.7084 | 2924.1745
5269 | 414.9257 | 2997.3709 | 414.9257 | 2997.3709
5270 | 403.6791 | 3079.2269 | 403.6791 | 3079.2269
5271 | 398.4571 | 3152.3421 | 398.4571 | 3152.3421
5272 | 395.1833 | 3230.3793 | 395.1833 | 3230.3793
5273 | 397.0985 | 3317.1241 | 397.0985 | 3317.1241
5274 | 406.0241 | 3428.6202 | 406.0241 | 3428.6202
5275 | 423.2911 | 3472.8758 | 423.2911 | 3472.8758
5276 | 444.9011 | 3499.0299 | 444.9011 | 3499.0299
5277 | 463.7189 | 3538.1682 | 463.7189 | 3538.1682
5278 | 482.3226 | 3632.9001 | 482.3226 | 3632.9001
5279 | 508.1371 | 3632.9591 | 508.1371 | 3632.9591
5280 | 508.2129 | 3423.999 | 508.2129 | 3423.999
5281 | 490.8686 | 3247.4585 | 490.8686 | 3247.4585
5282 | 493.7798 | 3103.1923 | 493.7798 | 3103.1923
5283 | 499.5678 | 2995.9612 | 499.5678 | 2995.9612
5284 | 528.2165 | 2925.1212 | 528.2165 | 2925.1212
5285 | 554.0172 | 2906.1372 | 554.0172 | 2906.1372
5286 | 546.9459 | 2893.091 | 546.9459 | 2893.091
5287 | 523.8425 | 2883.2079 | 523.8425 | 2883.2079
5288 | 509.8575 | 2946.0193 | 509.8575 | 2946.0193
5289 | 499.4144 | 3015.7315 | 499.4144 | 3015.7315
5290 | 483.1693 | 3062.5848 | 483.1693 | 3062.5848
5291 | 458.3959 | 3098.4885 | 458.3959 | 3098.4885
5292 | 434.432 | 3122.8865 | 434.432 | 3122.8865
5293 | 417.2322 | 3098.9723 | 417.2322 | 3098.9723
5294 | 405.6352 | 3082.5949 | 405.6352 | 3082.5949
5295 | 397.6688 | 3074.8781 | 397.6688 | 3074.8781
5296 | 394.0483 | 3123.4854 | 394.0483 | 3123.4854
5297 | 394.283 | 3249.5235 | 394.283 | 3249.5235
5298 | 403.7489 | 3473.4467 | 403.7489 | 3473.4467
5299 | 415.8206 | 3508.8813 | 415.8206 | 3508.8813
5300 | 430.1485 | 3430.7878 | 430.1485 | 3430.7878
5301 | 453.5286 | 3430.7129 | 453.5286 | 3430.7129
5302 | 466.6901 | 3447.7403 | 466.6901 | 3447.7403
5303 | 496.4412 | 3389.8216 | 496.4412 | 3389.8216
5304 | 491.9787 | 3274.9249 | 491.9787 | 3274.9249
5305 | 478.6197 | 3119.3141 | 478.6197 | 3119.3141
5306 | 481.0772 | 2944.5755 | 481.0772 | 2944.5755
5307 | 491.0297 | 2832.2924 | 491.0297 | 2832.2924
5308 | 508.1138 | 2764.7403 | 508.1138 | 2764.7403
5309 | 536.6126 | 2735.8127 | 536.6126 | 2735.8127
5310 | 533.2008 | 2716.1908 | 533.2008 | 2716.1908
5311 | 514.4842 | 2691.3121 | 514.4842 | 2691.3121
5312 | 501.4408 | 2674.8151 | 501.4408 | 2674.8151
5313 | 490.3382 | 2634.7466 | 490.3382 | 2634.7466
5314 | 475.8439 | 2570.2153 | 475.8439 | 2570.2153
5315 | 452.8847 | 2474.5264 | 452.8847 | 2474.5264
5316 | 429.4542 | 2389.7851 | 429.4542 | 2389.7851
5317 | 413.246 | 2323.0492 | 413.246 | 2323.0492
5318 | 403.7712 | 2260.3218 | 403.7712 | 2260.3218
5319 | 395.2736 | 2167.8436 | 395.2736 | 2167.8436
5320 | 391.46 | 2048.6123 | 391.46 | 2048.6123
5321 | 392.2845 | 1980.5093 | 392.2845 | 1980.5093
5322 | 398.909 | 2002.6732 | 398.909 | 2002.6732
5323 | 410.2499 | 2009.961 | 410.2499 | 2009.961
5324 | 423.1004 | 2019.8364 | 423.1004 | 2019.8364
5325 | 444.6475 | 1984.7985 | 444.6475 | 1984.7985
5326 | 460.3732 | 1906.6397 | 460.3732 | 1906.6397
5327 | 489.7121 | 1871.5754 | 489.7121 | 1871.5754
5328 | 489.9044 | 1811.128 | 489.9044 | 1811.128
5329 | 478.9848 | 1773.6378 | 478.9848 | 1773.6378
5330 | 478.7355 | 1774.7569 | 478.7355 | 1774.7569
5331 | 483.2684 | 1820.6094 | 483.2684 | 1820.6094
5332 | 501.046 | 1926.5093 | 501.046 | 1926.5093
5333 | 528.1534 | 2120.5913 | 528.1534 | 2120.5913
5334 | 525.3908 | 2332.3992 | 525.3908 | 2332.3992
5335 | 504.7719 | 2487.2274 | 504.7719 | 2487.2274
5336 | 490.3731 | 2602.1626 | 490.3731 | 2602.1626
5337 | 476.2541 | 2680.8561 | 476.2541 | 2680.8561
5338 | 461.5256 | 2732.3605 | 461.5256 | 2732.3605
5339 | 438.6534 | 2740.7588 | 438.6534 | 2740.7588
5340 | 415.3398 | 2717.1227 | 415.3398 | 2717.1227
5341 | 399.2772 | 2674.3637 | 399.2772 | 2674.3637
5342 | 390.025 | 2631.2829 | 390.025 | 2631.2829
5343 | 382.9017 | 2578.1783 | 382.9017 | 2578.1783
5344 | 379.9844 | 2514.2784 | 379.9844 | 2514.2784
5345 | 382.4159 | 2472.3976 | 382.4159 | 2472.3976
5346 | 391.1896 | 2511.0808 | 391.1896 | 2511.0808
5347 | 406.0859 | 2568.4876 | 406.0859 | 2568.4876
5348 | 424.5491 | 2656.3884 | 424.5491 | 2656.3884
5349 | 447.0598 | 2734.7398 | 447.0598 | 2734.7398
5350 | 461.3147 | 2791.4614 | 461.3147 | 2791.4614
5351 | 489.9864 | 2815.4974 | 489.9864 | 2815.4974
5352 | 484.8966 | 2796.4284 | 484.8966 | 2796.4284
5353 | 470.2861 | 2753.1644 | 470.2861 | 2753.1644
5354 | 473.3756 | 2742.5757 | 473.3756 | 2742.5757
5355 | 480.5553 | 2768.7815 | 480.5553 | 2768.7815
5356 | 502.3089 | 2803.3119 | 502.3089 | 2803.3119
5357 | 532.2226 | 2877.6696 | 532.2226 | 2877.6696
5358 | 533.9225 | 2961.4133 | 533.9225 | 2961.4133
5359 | 512.5081 | 3029.315 | 512.5081 | 3029.315
5360 | 499.7493 | 3092.2065 | 499.7493 | 3092.2065
5361 | 488.084 | 3124.4698 | 488.084 | 3124.4698
5362 | 474.145 | 3120.9635 | 474.145 | 3120.9635
5363 | 445.0902 | 3090.7902 | 445.0902 | 3090.7902
5364 | 420.8165 | 3060.2577 | 420.8165 | 3060.2577
5365 | 402.5209 | 3032.8151 | 402.5209 | 3032.8151
5366 | 396.0466 | 3020.8482 | 396.0466 | 3020.8482
5367 | 387.3508 | 3022.7543 | 387.3508 | 3022.7543
5368 | 384.1657 | 3040.9694 | 384.1657 | 3040.9694
5369 | 389.529 | 3092.3502 | 389.529 | 3092.3502
5370 | 402.7345 | 3199.516 | 402.7345 | 3199.516
5371 | 423.6191 | 3247.2198 | 423.6191 | 3247.2198
5372 | 451.1392 | 3260.6236 | 451.1392 | 3260.6236
5373 | 467.3691 | 3248.6004 | 467.3691 | 3248.6004
5374 | 478.8003 | 3240.3677 | 478.8003 | 3240.3677
5375 | 509.047 | 3220.6197 | 509.047 | 3220.6197
5376 | 504.9676 | 3151.191 | 504.9676 | 3151.191
5377 | 485.602 | 3005.0427 | 485.602 | 3005.0427
5378 | 485.5623 | 2792.775 | 485.5623 | 2792.775
5379 | 498.2486 | 2479.4543 | 498.2486 | 2479.4543
5380 | 518.6849 | 2226.7424 | 518.6849 | 2226.7424
5381 | 552.8237 | 2108.0816 | 552.8237 | 2108.0816
5382 | 552.6256 | 2062.9592 | 552.6256 | 2062.9592
5383 | 530.0132 | 2027.4152 | 530.0132 | 2027.4152
5384 | 518.2733 | 2038.5839 | 518.2733 | 2038.5839
5385 | 501.4043 | 2097.4704 | 501.4043 | 2097.4704
5386 | 482.9282 | 2122.0308 | 482.9282 | 2122.0308
5387 | 454.9402 | 2090.4943 | 454.9402 | 2090.4943
5388 | 429.3266 | 2073.3535 | 429.3266 | 2073.3535
5389 | 410.0434 | 2063.3123 | 410.0434 | 2063.3123
5390 | 400.5362 | 2054.553 | 400.5362 | 2054.553
5391 | 394.0396 | 2066.1621 | 394.0396 | 2066.1621
5392 | 390.9662 | 2107.5523 | 390.9662 | 2107.5523
5393 | 392.3563 | 2190.9291 | 392.3563 | 2190.9291
5394 | 407.2209 | 2344.8459 | 407.2209 | 2344.8459
5395 | 428.2958 | 2466.8061 | 428.2958 | 2466.8061
5396 | 459.4127 | 2574.1932 | 459.4127 | 2574.1932
5397 | 476.7725 | 2665.1345 | 476.7725 | 2665.1345
5398 | 485.8436 | 2752.1681 | 485.8436 | 2752.1681
5399 | 514.1835 | 2813.6531 | 514.1835 | 2813.6531
5400 | 506.1841 | 2841.4152 | 506.1841 | 2841.4152
5401 | 487.0555 | 2835.0389 | 487.0555 | 2835.0389
5402 | 485.4369 | 2820.6011 | 485.4369 | 2820.6011
5403 | 493.8392 | 2809.2777 | 493.8392 | 2809.2777
5404 | 513.4103 | 2790.4013 | 513.4103 | 2790.4013
5405 | 546.5116 | 2814.2389 | 546.5116 | 2814.2389
5406 | 550.8692 | 2860.2931 | 550.8692 | 2860.2931
5407 | 526.2554 | 2921.6192 | 526.2554 | 2921.6192
5408 | 508.4544 | 2990.6052 | 508.4544 | 2990.6052
5409 | 497.3461 | 3042.1142 | 497.3461 | 3042.1142
5410 | 478.7789 | 3081.59 | 478.7789 | 3081.59
5411 | 451.5234 | 3105.7057 | 451.5234 | 3105.7057
5412 | 425.3989 | 3140.1274 | 425.3989 | 3140.1274
5413 | 408.2814 | 3175.3938 | 408.2814 | 3175.3938
5414 | 395.7157 | 3226.0556 | 395.7157 | 3226.0556
5415 | 388.5167 | 3278.8827 | 388.5167 | 3278.8827
5416 | 384.793 | 3328.9334 | 384.793 | 3328.9334
5417 | 389.1824 | 3411.7488 | 389.1824 | 3411.7488
5418 | 402.1351 | 3548.9059 | 402.1351 | 3548.9059
5419 | 418.3408 | 3621.0678 | 418.3408 | 3621.0678
5420 | 448.4574 | 3670.397 | 448.4574 | 3670.397
5421 | 467.6275 | 3699.6718 | 467.6275 | 3699.6718
5422 | 480.3085 | 3724.1568 | 480.3085 | 3724.1568
5423 | 509.4157 | 3715.0742 | 509.4157 | 3715.0742
5424 | 500.6885 | 3613.8099 | 500.6885 | 3613.8099
5425 | 481.1975 | 3417.9434 | 481.1975 | 3417.9434
5426 | 482.91 | 3224.4403 | 482.91 | 3224.4403
5427 | 493.5999 | 3066.4486 | 493.5999 | 3066.4486
5428 | 508.3584 | 2938.914 | 508.3584 | 2938.914
5429 | 538.4345 | 2891.6228 | 538.4345 | 2891.6228
5430 | 545.2031 | 2884.1096 | 545.2031 | 2884.1096
5431 | 518.9684 | 2893.0714 | 518.9684 | 2893.0714
5432 | 503.7972 | 2941.2881 | 503.7972 | 2941.2881
5433 | 491.9557 | 3058.0721 | 491.9557 | 3058.0721
5434 | 474.6445 | 3154.3227 | 474.6445 | 3154.3227
5435 | 447.0593 | 3161.3579 | 447.0593 | 3161.3579
5436 | 423.794 | 3187.2794 | 423.794 | 3187.2794
5437 | 406.8626 | 3239.3056 | 406.8626 | 3239.3056
5438 | 398.52 | 3213.5459 | 398.52 | 3213.5459
5439 | 390.4214 | 3146.6486 | 390.4214 | 3146.6486
5440 | 384.8177 | 3071.3616 | 384.8177 | 3071.3616
5441 | 387.409 | 3094.4351 | 387.409 | 3094.4351
5442 | 395.5567 | 3168.9634 | 395.5567 | 3168.9634
5443 | 407.4296 | 3188.1996 | 407.4296 | 3188.1996
5444 | 431.8301 | 3185.2446 | 431.8301 | 3185.2446
5445 | 450.9623 | 3176.5091 | 450.9623 | 3176.5091
5446 | 466.5166 | 3189.7675 | 466.5166 | 3189.7675
5447 | 493.3513 | 3203.8599 | 493.3513 | 3203.8599
5448 | 492.5946 | 3200.6686 | 492.5946 | 3200.6686
5449 | 477.8759 | 3157.6452 | 477.8759 | 3157.6452
5450 | 481.6893 | 3084.1872 | 481.6893 | 3084.1872
5451 | 484.4591 | 2993.8762 | 484.4591 | 2993.8762
5452 | 498.5521 | 2880.0542 | 498.5521 | 2880.0542
5453 | 526.8521 | 2800.366 | 526.8521 | 2800.366
5454 | 532.4938 | 2736.7195 | 532.4938 | 2736.7195
5455 | 510.8796 | 2666.854 | 510.8796 | 2666.854
5456 | 494.2298 | 2600.0776 | 494.2298 | 2600.0776
5457 | 481.0589 | 2538.7586 | 481.0589 | 2538.7586
5458 | 468.3889 | 2471.581 | 468.3889 | 2471.581
5459 | 445.5369 | 2383.0291 | 445.5369 | 2383.0291
5460 | 423.3767 | 2315.1278 | 423.3767 | 2315.1278
5461 | 405.6275 | 2226.981 | 405.6275 | 2226.981
5462 | 394.7622 | 2133.3802 | 394.7622 | 2133.3802
5463 | 387.276 | 2086.0493 | 387.276 | 2086.0493
5464 | 384.2242 | 2062.4853 | 384.2242 | 2062.4853
5465 | 385.0819 | 2118.9982 | 385.0819 | 2118.9982
5466 | 394.0514 | 2272.2736 | 394.0514 | 2272.2736
5467 | 400.1516 | 2395.8375 | 400.1516 | 2395.8375
5468 | 417.7115 | 2507.2341 | 417.7115 | 2507.2341
5469 | 435.9559 | 2604.6708 | 435.9559 | 2604.6708
5470 | 450.8765 | 2705.4972 | 450.8765 | 2705.4972
5471 | 480.2818 | 2791.3601 | 480.2818 | 2791.3601
5472 | 482.9664 | 2821.9289 | 482.9664 | 2821.9289
5473 | 468.2704 | 2776.58 | 468.2704 | 2776.58
5474 | 469.2669 | 2700.2352 | 469.2669 | 2700.2352
5475 | 474.9185 | 2618.9055 | 474.9185 | 2618.9055
5476 | 490.437 | 2548.3864 | 490.437 | 2548.3864
5477 | 522.4848 | 2529.0014 | 522.4848 | 2529.0014
5478 | 521.3588 | 2533.3565 | 521.3588 | 2533.3565
5479 | 501.2335 | 2589.2297 | 501.2335 | 2589.2297
5480 | 490.3717 | 2848.1067 | 490.3717 | 2848.1067
5481 | 479.2355 | 3043.5576 | 479.2355 | 3043.5576
5482 | 464.2377 | 3108.2934 | 464.2377 | 3108.2934
5483 | 440.2772 | 3162.2399 | 440.2772 | 3162.2399
5484 | 419.2996 | 3201.2326 | 419.2996 | 3201.2326
5485 | 404.1602 | 3213.4842 | 404.1602 | 3213.4842
5486 | 393.3266 | 3199.4324 | 393.3266 | 3199.4324
5487 | 387.0857 | 3172.7907 | 387.0857 | 3172.7907
5488 | 382.4645 | 3142.4906 | 382.4645 | 3142.4906
5489 | 384.8828 | 3064.8449 | 384.8828 | 3064.8449
5490 | 391.1549 | 3002.0871 | 391.1549 | 3002.0871
5491 | 399.0024 | 3088.0417 | 399.0024 | 3088.0417
5492 | 414.5775 | 3212.6697 | 414.5775 | 3212.6697
5493 | 433.4018 | 3141.2253 | 433.4018 | 3141.2253
5494 | 450.4695 | 2997.15 | 450.4695 | 2997.15
5495 | 474.2725 | 2836.6677 | 474.2725 | 2836.6677
5496 | 476.277 | 2691.1383 | 476.277 | 2691.1383
5497 | 463.8558 | 2545.6315 | 463.8558 | 2545.6315
5498 | 463.9066 | 2408.0211 | 463.9066 | 2408.0211
5499 | 470.4696 | 2283.6292 | 470.4696 | 2283.6292
5500 | 487.1108 | 2170.2883 | 487.1108 | 2170.2883
5501 | 521.0082 | 2085.8689 | 521.0082 | 2085.8689
5502 | 522.9066 | 2018.3733 | 522.9066 | 2018.3733
5503 | 501.7811 | 1963.5836 | 501.7811 | 1963.5836
5504 | 486.7488 | 1915.4915 | 486.7488 | 1915.4915
5505 | 480.5347 | 1863.7152 | 480.5347 | 1863.7152
5506 | 462.7878 | 1802.3915 | 462.7878 | 1802.3915
5507 | 440.8159 | 1723.9436 | 440.8159 | 1723.9436
5508 | 417.8203 | 1660.9339 | 417.8203 | 1660.9339
5509 | 402.9197 | 1618.175 | 402.9197 | 1618.175
5510 | 392.3843 | 1606.2883 | 392.3843 | 1606.2883
5511 | 386.0737 | 1607.5528 | 386.0737 | 1607.5528
5512 | 381.9506 | 1623.3622 | 381.9506 | 1623.3622
5513 | 384.5163 | 1697.4369 | 384.5163 | 1697.4369
5514 | 394.5814 | 1887.4395 | 394.5814 | 1887.4395
5515 | 405.2297 | 1974.2762 | 405.2297 | 1974.2762
5516 | 428.9403 | 1951.7547 | 428.9403 | 1951.7547
5517 | 445.8315 | 1955.2082 | 445.8315 | 1955.2082
5518 | 457.788 | 1986.9906 | 457.788 | 1986.9906
5519 | 483.6579 | 2000.2811 | 483.6579 | 2000.2811
5520 | 482.7595 | 2009.9202 | 482.7595 | 2009.9202
5521 | 469.8095 | 2017.7376 | 469.8095 | 2017.7376
5522 | 469.0636 | 2049.0885 | 469.0636 | 2049.0885
5523 | 476.546 | 2105.1252 | 476.546 | 2105.1252
5524 | 492.0369 | 2157.6182 | 492.0369 | 2157.6182
5525 | 526.0576 | 2236.4666 | 526.0576 | 2236.4666
5526 | 531.0038 | 2321.8942 | 531.0038 | 2321.8942
5527 | 506.2798 | 2405.9944 | 506.2798 | 2405.9944
5528 | 495.3207 | 2494.3064 | 495.3207 | 2494.3064
5529 | 481.1518 | 2572.3584 | 481.1518 | 2572.3584
5530 | 466.7307 | 2642.066 | 466.7307 | 2642.066
5531 | 439.4907 | 2696.5739 | 439.4907 | 2696.5739
5532 | 413.3477 | 2738.7741 | 413.3477 | 2738.7741
5533 | 396.9742 | 2766.262 | 396.9742 | 2766.262
5534 | 389.4769 | 2792.8667 | 389.4769 | 2792.8667
5535 | 383.9672 | 2812.976 | 383.9672 | 2812.976
5536 | 379.1139 | 2828.2241 | 379.1139 | 2828.2241
5537 | 383.3301 | 2872.8689 | 383.3301 | 2872.8689
5538 | 395.565 | 2971.0534 | 395.565 | 2971.0534
5539 | 413.0379 | 3007.9314 | 413.0379 | 3007.9314
5540 | 443.6201 | 3013.4766 | 443.6201 | 3013.4766
5541 | 460.0173 | 2998.6466 | 460.0173 | 2998.6466
5542 | 474.3751 | 2984.6403 | 474.3751 | 2984.6403
5543 | 501.2623 | 2957.5148 | 501.2623 | 2957.5148
5544 | 493.8907 | 2896.2655 | 493.8907 | 2896.2655
5545 | 476.6228 | 2788.1275 | 476.6228 | 2788.1275
5546 | 480.2422 | 2661.8239 | 480.2422 | 2661.8239
5547 | 487.2747 | 2557.9608 | 487.2747 | 2557.9608
5548 | 501.1837 | 2501.1542 | 501.1837 | 2501.1542
5549 | 535.7684 | 2509.1142 | 535.7684 | 2509.1142
5550 | 545.5869 | 2525.7384 | 545.5869 | 2525.7384
5551 | 519.3792 | 2546.4881 | 519.3792 | 2546.4881
5552 | 503.3602 | 2589.3321 | 503.3602 | 2589.3321
5553 | 490.4892 | 2613.1754 | 490.4892 | 2613.1754
5554 | 470.8872 | 2602.7727 | 470.8872 | 2602.7727
5555 | 443.8267 | 2581.4203 | 443.8267 | 2581.4203
5556 | 417.6962 | 2575.5865 | 417.6962 | 2575.5865
5557 | 399.5927 | 2582.5456 | 399.5927 | 2582.5456
5558 | 391.447 | 2605.8625 | 391.447 | 2605.8625
5559 | 385.2286 | 2642.0099 | 385.2286 | 2642.0099
5560 | 381.2796 | 2695.6692 | 381.2796 | 2695.6692
5561 | 385.901 | 2785.3811 | 385.901 | 2785.3811
5562 | 398.1079 | 2932.0006 | 398.1079 | 2932.0006
5563 | 417.157 | 3023.8893 | 417.157 | 3023.8893
5564 | 445.7946 | 3096.4737 | 445.7946 | 3096.4737
5565 | 463.4309 | 3153.3341 | 463.4309 | 3153.3341
5566 | 475.9901 | 3200.5932 | 475.9901 | 3200.5932
5567 | 504.495 | 3209.4732 | 504.495 | 3209.4732
5568 | 500.6103 | 3155.8421 | 500.6103 | 3155.8421
5569 | 480.006 | 3062.86 | 480.006 | 3062.86
5570 | 480.9577 | 2962.458 | 480.9577 | 2962.458
5571 | 487.7559 | 2879.9255 | 487.7559 | 2879.9255
5572 | 502.2486 | 2804.9157 | 502.2486 | 2804.9157
5573 | 536.8645 | 2786.8138 | 536.8645 | 2786.8138
5574 | 542.9693 | 2805.6032 | 542.9693 | 2805.6032
5575 | 517.5471 | 2832.9285 | 517.5471 | 2832.9285
5576 | 499.7901 | 2867.3525 | 499.7901 | 2867.3525
5577 | 486.5129 | 2889.0306 | 486.5129 | 2889.0306
5578 | 468.9083 | 2894.265 | 468.9083 | 2894.265
5579 | 441.1304 | 2884.1394 | 441.1304 | 2884.1394
5580 | 419.5563 | 2896.8295 | 419.5563 | 2896.8295
5581 | 401.4714 | 2941.7989 | 401.4714 | 2941.7989
5582 | 394.8104 | 3025.4191 | 394.8104 | 3025.4191
5583 | 385.3768 | 3109.5204 | 385.3768 | 3109.5204
5584 | 380.8953 | 3186.2746 | 380.8953 | 3186.2746
5585 | 385.8816 | 3281.4393 | 385.8816 | 3281.4393
5586 | 396.996 | 3424.2097 | 396.996 | 3424.2097
5587 | 412.7416 | 3503.9095 | 412.7416 | 3503.9095
5588 | 443.1452 | 3552.9179 | 443.1452 | 3552.9179
5589 | 458.4209 | 3581.3908 | 458.4209 | 3581.3908
5590 | 470.9535 | 3606.0363 | 470.9535 | 3606.0363
5591 | 504.1385 | 3611.6285 | 504.1385 | 3611.6285
5592 | 502.4175 | 3592.4792 | 502.4175 | 3592.4792
5593 | 482.2126 | 3546.0076 | 482.2126 | 3546.0076
5594 | 478.261 | 3493.1586 | 478.261 | 3493.1586
5595 | 486.7423 | 3445.1882 | 486.7423 | 3445.1882
5596 | 499.5461 | 3399.6885 | 499.5461 | 3399.6885
5597 | 529.3239 | 3400.8323 | 529.3239 | 3400.8323
5598 | 538.0687 | 3414.4894 | 538.0687 | 3414.4894
5599 | 517.6485 | 3420.003 | 517.6485 | 3420.003
5600 | 498.3939 | 3436.785 | 498.3939 | 3436.785
5601 | 486.1612 | 3448.4393 | 486.1612 | 3448.4393
5602 | 467.7237 | 3444.3717 | 467.7237 | 3444.3717
5603 | 441.905 | 3421.4156 | 441.905 | 3421.4156
5604 | 420.8797 | 3404.355 | 420.8797 | 3404.355
5605 | 404.4702 | 3390.4646 | 404.4702 | 3390.4646
5606 | 394.2533 | 3383.6299 | 394.2533 | 3383.6299
5607 | 386.5185 | 3389.7861 | 386.5185 | 3389.7861
5608 | 383.5087 | 3409.0437 | 383.5087 | 3409.0437
5609 | 384.5229 | 3458.4999 | 384.5229 | 3458.4999
5610 | 395.5546 | 3562.6987 | 395.5546 | 3562.6987
5611 | 406.5251 | 3611.1242 | 406.5251 | 3611.1242
5612 | 431.5608 | 3636.5566 | 431.5608 | 3636.5566
5613 | 450.5608 | 3640.2506 | 450.5608 | 3640.2506
5614 | 465.158 | 3646.6126 | 465.158 | 3646.6126
5615 | 491.3002 | 3623.2561 | 491.3002 | 3623.2561
5616 | 488.7875 | 3527.4447 | 488.7875 | 3527.4447
5617 | 477.4624 | 3386.5088 | 477.4624 | 3386.5088
5618 | 479.6972 | 3229.8131 | 479.6972 | 3229.8131
5619 | 486.2809 | 3088.4208 | 486.2809 | 3088.4208
5620 | 495.7458 | 2970.5892 | 495.7458 | 2970.5892
5621 | 524.1331 | 2922.897 | 524.1331 | 2922.897
5622 | 532.5915 | 2913.299 | 532.5915 | 2913.299
5623 | 510.7922 | 2931.0015 | 510.7922 | 2931.0015
5624 | 489.9994 | 2988.6004 | 489.9994 | 2988.6004
5625 | 475.5703 | 3040.35 | 475.5703 | 3040.35
5626 | 462.3903 | 3086.241 | 462.3903 | 3086.241
5627 | 441.3691 | 3156.787 | 441.3691 | 3156.787
5628 | 419.1007 | 3293.5318 | 419.1007 | 3293.5318
5629 | 403.2548 | 3433.7675 | 403.2548 | 3433.7675
5630 | 393.7125 | 3478.8962 | 393.7125 | 3478.8962
5631 | 386.5044 | 3486.9769 | 386.5044 | 3486.9769
5632 | 381.2766 | 3535.5041 | 381.2766 | 3535.5041
5633 | 382.5645 | 3610.7816 | 382.5645 | 3610.7816
5634 | 389.1691 | 3707.6029 | 389.1691 | 3707.6029
5635 | 395.9554 | 3724.7541 | 395.9554 | 3724.7541
5636 | 415.2083 | 3708.8082 | 415.2083 | 3708.8082
5637 | 432.4106 | 3635.1184 | 432.4106 | 3635.1184
5638 | 444.0866 | 3596.0125 | 444.0866 | 3596.0125
5639 | 472.7412 | 3545.4713 | 472.7412 | 3545.4713
5640 | 468.5971 | 3383.1019 | 468.5971 | 3383.1019
5641 | 457.7093 | 3147.9421 | 457.7093 | 3147.9421
5642 | 457.349 | 2973.4441 | 457.349 | 2973.4441
5643 | 462.3412 | 2886.5012 | 462.3412 | 2886.5012
5644 | 473.6168 | 2858.6433 | 473.6168 | 2858.6433
5645 | 499.8016 | 2918.8073 | 499.8016 | 2918.8073
5646 | 506.7721 | 2991.2441 | 506.7721 | 2991.2441
5647 | 488.7362 | 3047.5182 | 488.7362 | 3047.5182
5648 | 479.0832 | 3110.9711 | 479.0832 | 3110.9711
5649 | 465.7549 | 3158.3904 | 465.7549 | 3158.3904
5650 | 451.6097 | 3188.6443 | 451.6097 | 3188.6443
5651 | 428.4895 | 3194.0756 | 428.4895 | 3194.0756
5652 | 408.244 | 3194.0956 | 408.244 | 3194.0956
5653 | 393.0325 | 3204.8237 | 393.0325 | 3204.8237
5654 | 383.9848 | 3235.6785 | 383.9848 | 3235.6785
5655 | 377.6281 | 3291.3122 | 377.6281 | 3291.3122
5656 | 370.2007 | 3354.1132 | 370.2007 | 3354.1132
5657 | 373.0517 | 3430.9144 | 373.0517 | 3430.9144
5658 | 378.407 | 3548.4248 | 378.407 | 3548.4248
5659 | 385.0933 | 3600.8598 | 385.0933 | 3600.8598
5660 | 403.1801 | 3616.2684 | 403.1801 | 3616.2684
5661 | 417.3159 | 3606.5706 | 417.3159 | 3606.5706
5662 | 436.1597 | 3591.4416 | 436.1597 | 3591.4416
5663 | 459.7234 | 3535.3673 | 459.7234 | 3535.3673
5664 | 454.4237 | 3423.9188 | 454.4237 | 3423.9188
5665 | 444.9298 | 3281.2187 | 444.9298 | 3281.2187
5666 | 445.244 | 3144.731 | 445.244 | 3144.731
5667 | 452.6758 | 3025.3109 | 452.6758 | 3025.3109
5668 | 466.1504 | 2928.8902 | 466.1504 | 2928.8902
5669 | 498.1014 | 2896.5946 | 498.1014 | 2896.5946
5670 | 505.2962 | 2892.4494 | 505.2962 | 2892.4494
5671 | 488.2609 | 2892.911 | 488.2609 | 2892.911
5672 | 473.3433 | 2919.2357 | 473.3433 | 2919.2357
5673 | 461.3408 | 2946.3668 | 461.3408 | 2946.3668
5674 | 446.3153 | 2957.2146 | 446.3153 | 2957.2146
5675 | 424.6258 | 2931.131 | 424.6258 | 2931.131
5676 | 405.9792 | 2903.3249 | 405.9792 | 2903.3249
5677 | 389.5477 | 2888.6326 | 389.5477 | 2888.6326
5678 | 380.2627 | 2895.9115 | 380.2627 | 2895.9115
5679 | 374.3613 | 2916.9029 | 374.3613 | 2916.9029
5680 | 370.0084 | 2944.3399 | 370.0084 | 2944.3399
5681 | 372.461 | 3002.2161 | 372.461 | 3002.2161
5682 | 380.5901 | 3141.2977 | 380.5901 | 3141.2977
5683 | 389.3725 | 3243.2904 | 389.3725 | 3243.2904
5684 | 414.0876 | 3315.5541 | 414.0876 | 3315.5541
5685 | 427.7732 | 3354.532 | 427.7732 | 3354.532
5686 | 443.3829 | 3385.1917 | 443.3829 | 3385.1917
5687 | 472.597 | 3369.4532 | 472.597 | 3369.4532
5688 | 468.6254 | 3288.8781 | 468.6254 | 3288.8781
5689 | 451.8234 | 3164.301 | 451.8234 | 3164.301
5690 | 453.3229 | 3025.8085 | 453.3229 | 3025.8085
5691 | 461.5624 | 2897.4071 | 461.5624 | 2897.4071
5692 | 473.4705 | 2779.1746 | 473.4705 | 2779.1746
5693 | 506.9702 | 2718.6519 | 506.9702 | 2718.6519
5694 | 518.6943 | 2692.0535 | 518.6943 | 2692.0535
5695 | 499.8909 | 2689.4678 | 499.8909 | 2689.4678
5696 | 483.3849 | 2741.8544 | 483.3849 | 2741.8544
5697 | 469.3093 | 2829.4491 | 469.3093 | 2829.4491
5698 | 452.4562 | 2898.034 | 452.4562 | 2898.034
5699 | 425.0791 | 2943.2398 | 425.0791 | 2943.2398
5700 | 404.4255 | 3029.7051 | 404.4255 | 3029.7051
5701 | 388.0025 | 3146.846 | 388.0025 | 3146.846
5702 | 379.3824 | 3234.636 | 379.3824 | 3234.636
5703 | 376.3673 | 3298.4491 | 376.3673 | 3298.4491
5704 | 369.6754 | 3390.1989 | 369.6754 | 3390.1989
5705 | 375.1453 | 3485.2835 | 375.1453 | 3485.2835
5706 | 388.2315 | 3625.1671 | 388.2315 | 3625.1671
5707 | 400.5489 | 3689.791 | 400.5489 | 3689.791
5708 | 433.1694 | 3684.1897 | 433.1694 | 3684.1897
5709 | 448.8455 | 3674.492 | 448.8455 | 3674.492
5710 | 464.7315 | 3683.4201 | 464.7315 | 3683.4201
5711 | 491.8251 | 3634.4026 | 491.8251 | 3634.4026
5712 | 485.0586 | 3402.5882 | 485.0586 | 3402.5882
5713 | 467.4078 | 3100.6297 | 467.4078 | 3100.6297
5714 | 466.9963 | 2891.5696 | 466.9963 | 2891.5696
5715 | 476.5339 | 2762.6871 | 476.5339 | 2762.6871
5716 | 484.1869 | 2666.2664 | 484.1869 | 2666.2664
5717 | 520.9123 | 2650.1692 | 520.9123 | 2650.1692
5718 | 535.3829 | 2663.5056 | 535.3829 | 2663.5056
5719 | 512.4354 | 2663.5662 | 512.4354 | 2663.5662
5720 | 495.0943 | 2670.1641 | 495.0943 | 2670.1641
5721 | 483.2023 | 2676.2853 | 483.2023 | 2676.2853
5722 | 463.9778 | 2661.3919 | 463.9778 | 2661.3919
5723 | 436.6115 | 2606.8407 | 436.6115 | 2606.8407
5724 | 410.3525 | 2539.2602 | 410.3525 | 2539.2602
5725 | 394.988 | 2461.2976 | 394.988 | 2461.2976
5726 | 387.4414 | 2394.2399 | 387.4414 | 2394.2399
5727 | 380.624 | 2331.1114 | 380.624 | 2331.1114
5728 | 374.9622 | 2267.2917 | 374.9622 | 2267.2917
5729 | 378.5793 | 2235.114 | 378.5793 | 2235.114
5730 | 389.7533 | 2258.4808 | 389.7533 | 2258.4808
5731 | 404.1117 | 2233.0509 | 404.1117 | 2233.0509
5732 | 440.9353 | 2189.3591 | 440.9353 | 2189.3591
5733 | 455.8625 | 2129.7829 | 455.8625 | 2129.7829
5734 | 467.0154 | 2070.0679 | 467.0154 | 2070.0679
5735 | 497.332 | 2000.9226 | 497.332 | 2000.9226
5736 | 493.9247 | 1924.2768 | 493.9247 | 1924.2768
5737 | 471.7167 | 1840.4364 | 471.7167 | 1840.4364
5738 | 467.6908 | 1770.9078 | 467.6908 | 1770.9078
5739 | 473.7202 | 1729.7536 | 473.7202 | 1729.7536
5740 | 485.656 | 1720.4999 | 485.656 | 1720.4999
5741 | 514.8191 | 1765.7485 | 514.8191 | 1765.7485
5742 | 530.2991 | 1814.8499 | 530.2991 | 1814.8499
5743 | 508.2837 | 1834.9581 | 508.2837 | 1834.9581
5744 | 492.8102 | 1848.0513 | 492.8102 | 1848.0513
5745 | 479.8244 | 1853.1301 | 479.8244 | 1853.1301
5746 | 463.5838 | 1847.218 | 463.5838 | 1847.218
5747 | 435.0741 | 1823.2194 | 435.0741 | 1823.2194
5748 | 411.2467 | 1810.8901 | 411.2467 | 1810.8901
5749 | 395.9639 | 1805.0188 | 395.9639 | 1805.0188
5750 | 385.9998 | 1802.5945 | 385.9998 | 1802.5945
5751 | 379.826 | 1792.3918 | 379.826 | 1792.3918
5752 | 376.816 | 1783.262 | 376.816 | 1783.262
5753 | 381.0119 | 1801.5241 | 381.0119 | 1801.5241
5754 | 391.0405 | 1867.6324 | 391.0405 | 1867.6324
5755 | 402.3752 | 1864.736 | 402.3752 | 1864.736
5756 | 434.1877 | 1824.8934 | 434.1877 | 1824.8934
5757 | 451.7374 | 1754.9726 | 451.7374 | 1754.9726
5758 | 463.3563 | 1680.4224 | 463.3563 | 1680.4224
5759 | 498.1841 | 1611.9186 | 498.1841 | 1611.9186
5760 | 492.3153 | 1564.8631 | 492.3153 | 1564.8631
5761 | 471.8009 | 1541.326 | 471.8009 | 1541.326
5762 | 475.3426 | 1532.0203 | 475.3426 | 1532.0203
5763 | 479.0185 | 1535.5322 | 479.0185 | 1535.5322
5764 | 487.6403 | 1541.3544 | 487.6403 | 1541.3544
5765 | 516.3522 | 1586.1218 | 516.3522 | 1586.1218
5766 | 537.9508 | 1639.9544 | 537.9508 | 1639.9544
5767 | 512.4115 | 1746.8287 | 512.4115 | 1746.8287
5768 | 496.0134 | 1967.1342 | 496.0134 | 1967.1342
5769 | 483.6064 | 2188.9678 | 483.6064 | 2188.9678
5770 | 465.0866 | 2308.634 | 465.0866 | 2308.634
5771 | 441.8887 | 2318.6362 | 441.8887 | 2318.6362
5772 | 417.6299 | 2314.7269 | 417.6299 | 2314.7269
5773 | 400.8696 | 2339.8892 | 400.8696 | 2339.8892
5774 | 392.7523 | 2382.0509 | 392.7523 | 2382.0509
5775 | 385.1725 | 2416.8351 | 385.1725 | 2416.8351
5776 | 386.2198 | 2460.0696 | 386.2198 | 2460.0696
5777 | 390.8286 | 2520.5921 | 390.8286 | 2520.5921
5778 | 398.6265 | 2622.9465 | 398.6265 | 2622.9465
5779 | 405.7129 | 2674.4994 | 405.7129 | 2674.4994
5780 | 431.0488 | 2712.2812 | 431.0488 | 2712.2812
5781 | 447.8678 | 2739.872 | 447.8678 | 2739.872
5782 | 463.9894 | 2769.4892 | 463.9894 | 2769.4892
5783 | 492.6593 | 2752.8687 | 492.6593 | 2752.8687
5784 | 494.1527 | 2678.1474 | 494.1527 | 2678.1474
5785 | 478.3955 | 2576.7454 | 478.3955 | 2576.7454
5786 | 478.8945 | 2494.7872 | 478.8945 | 2494.7872
5787 | 484.369 | 2439.9204 | 484.369 | 2439.9204
5788 | 494.1593 | 2395.7839 | 494.1593 | 2395.7839
5789 | 518.9452 | 2401.8193 | 518.9452 | 2401.8193
5790 | 533.0179 | 2429.991 | 533.0179 | 2429.991
5791 | 512.3929 | 2468.3826 | 512.3929 | 2468.3826
5792 | 495.4423 | 2529.51 | 495.4423 | 2529.51
5793 | 483.3614 | 2583.0237 | 483.3614 | 2583.0237
5794 | 468.0253 | 2600.6075 | 468.0253 | 2600.6075
5795 | 446.048 | 2585.1091 | 446.048 | 2585.1091
5796 | 420.4698 | 2279.6284 | 420.4698 | 2279.6284
5797 | 405.546 | 2290.305 | 405.546 | 2290.305
5798 | 398.6348 | 2311.862 | 398.6348 | 2311.862
5799 | 393.1617 | 2339.792 | 393.1617 | 2339.792
5800 | 390.9226 | 2385.026 | 390.9226 | 2385.026
5801 | 393.956 | 2473.7582 | 393.956 | 2473.7582
5802 | 399.1543 | 2533.4173 | 399.1543 | 2533.4173
5803 | 401.0325 | 2555.9275 | 401.0325 | 2555.9275
5804 | 418.0957 | 2539.9275 | 418.0957 | 2539.9275
5805 | 439.655 | 2522.2241 | 439.655 | 2522.2241
5806 | 451.8382 | 2500.6258 | 451.8382 | 2500.6258
5807 | 479.1738 | 2455.2612 | 479.1738 | 2455.2612
5808 | 477.6862 | 2389.1351 | 477.6862 | 2389.1351
5809 | 467.3566 | 2310.541 | 467.3566 | 2310.541
5810 | 466.7598 | 2226.8735 | 466.7598 | 2226.8735
5811 | 465.7628 | 2146.3965 | 465.7628 | 2146.3965
5812 | 472.3759 | 2103.1688 | 472.3759 | 2103.1688
5813 | 493.6948 | 2104.9851 | 493.6948 | 2104.9851
5814 | 515.3426 | 2129.4444 | 515.3426 | 2129.4444
5815 | 497.8583 | 2177.9568 | 497.8583 | 2177.9568
5816 | 483.344 | 2227.0508 | 483.344 | 2227.0508
5817 | 472.7 | 2246.995 | 472.7 | 2246.995
5818 | 460.9865 | 2215.1426 | 460.9865 | 2215.1426
5819 | 435.0252 | 2174.7164 | 435.0252 | 2174.7164
5820 | 417.399 | 2139.5196 | 417.399 | 2139.5196
5821 | 401.1216 | 2115.561 | 401.1216 | 2115.561
5822 | 391.7782 | 2101.485 | 391.7782 | 2101.485
5823 | 385.656 | 2103.1892 | 385.656 | 2103.1892
5824 | 381.6795 | 2145.2875 | 381.6795 | 2145.2875
5825 | 383.4499 | 2247.7027 | 383.4499 | 2247.7027
5826 | 387.7705 | 2320.9736 | 387.7705 | 2320.9736
5827 | 395.7667 | 2361.3715 | 395.7667 | 2361.3715
5828 | 419.7474 | 2377.0136 | 419.7474 | 2377.0136
5829 | 437.3636 | 2390.9523 | 437.3636 | 2390.9523
5830 | 451.7715 | 2393.5131 | 451.7715 | 2393.5131
5831 | 476.313 | 2376.0848 | 476.313 | 2376.0848
5832 | 474.9124 | 2337.9661 | 474.9124 | 2337.9661
5833 | 460.1873 | 2275.1218 | 460.1873 | 2275.1218
5834 | 461.3625 | 2209.6271 | 461.3625 | 2209.6271
5835 | 464.6422 | 2155.8036 | 464.6422 | 2155.8036
5836 | 475.8742 | 2146.7123 | 475.8742 | 2146.7123
5837 | 504.2987 | 2160.5012 | 504.2987 | 2160.5012
5838 | 518.2169 | 2167.7854 | 518.2169 | 2167.7854
5839 | 501.1449 | 2174.6073 | 501.1449 | 2174.6073
5840 | 485.8454 | 2183.9349 | 485.8454 | 2183.9349
5841 | 474.8529 | 2202.3825 | 474.8529 | 2202.3825
5842 | 457.9541 | 2199.7491 | 457.9541 | 2199.7491
5843 | 436.5662 | 2199.1606 | 436.5662 | 2199.1606
5844 | 415.6142 | 2202.1623 | 415.6142 | 2202.1623
5845 | 401.0227 | 2215.6183 | 401.0227 | 2215.6183
5846 | 392.6131 | 2241.2375 | 392.6131 | 2241.2375
5847 | 386.0323 | 2292.8278 | 386.0323 | 2292.8278
5848 | 383.9411 | 2387.7341 | 383.9411 | 2387.7341
5849 | 387.2705 | 2564.7648 | 387.2705 | 2564.7648
5850 | 391.2714 | 2740.5873 | 391.2714 | 2740.5873
5851 | 404.9532 | 2870.2815 | 404.9532 | 2870.2815
5852 | 431.7198 | 2938.4465 | 431.7198 | 2938.4465
5853 | 447.1411 | 2987.9469 | 447.1411 | 2987.9469
5854 | 457.9089 | 3016.6623 | 457.9089 | 3016.6623
5855 | 488.1083 | 2877.298 | 488.1083 | 2877.298
5856 | 481.8066 | 2672.5596 | 481.8066 | 2672.5596
5857 | 463.84 | 2488.2069 | 463.84 | 2488.2069
5858 | 461.4227 | 2329.0688 | 461.4227 | 2329.0688
5859 | 466.4217 | 2182.8134 | 466.4217 | 2182.8134
5860 | 475.7314 | 2080.7201 | 475.7314 | 2080.7201
5861 | 498.7522 | 2034.5031 | 498.7522 | 2034.5031
5862 | 523.951 | 2008.0785 | 523.951 | 2008.0785
5863 | 503.6378 | 1999.2219 | 503.6378 | 1999.2219
5864 | 486.5199 | 2017.1014 | 486.5199 | 2017.1014
5865 | 473.5474 | 2102.7527 | 473.5474 | 2102.7527
5866 | 460.0048 | 2139.0306 | 460.0048 | 2139.0306
5867 | 432.6146 | 2146.0675 | 432.6146 | 2146.0675
5868 | 412.7189 | 2162.8948 | 412.7189 | 2162.8948
5869 | 396.8095 | 2180.413 | 396.8095 | 2180.413
5870 | 387.8669 | 2184.296 | 387.8669 | 2184.296
5871 | 381.7869 | 2181.3679 | 381.7869 | 2181.3679
5872 | 378.7214 | 2222.8961 | 378.7214 | 2222.8961
5873 | 384.1483 | 2313.5524 | 384.1483 | 2313.5524
5874 | 391.0951 | 2362.5929 | 391.0951 | 2362.5929
5875 | 406.9885 | 2394.9378 | 406.9885 | 2394.9378
5876 | 440.271 | 2415.8535 | 440.271 | 2415.8535
5877 | 457.9855 | 2494.4304 | 457.9855 | 2494.4304
5878 | 469.8859 | 2649.0727 | 469.8859 | 2649.0727
5879 | 500.6881 | 2607.1289 | 500.6881 | 2607.1289
5880 | 495.0347 | 2396.6893 | 495.0347 | 2396.6893
5881 | 473.4685 | 2228.3001 | 473.4685 | 2228.3001
5882 | 474.9299 | 2048.4236 | 474.9299 | 2048.4236
5883 | 477.4508 | 1923.6905 | 477.4508 | 1923.6905
5884 | 487.286 | 1860.5084 | 487.286 | 1860.5084
5885 | 510.4286 | 1834.6022 | 510.4286 | 1834.6022
5886 | 530.8206 | 1813.7363 | 530.8206 | 1813.7363
5887 | 506.1926 | 1799.7485 | 506.1926 | 1799.7485
5888 | 492.0429 | 1818.1982 | 492.0429 | 1818.1982
5889 | 480.5782 | 1859.9497 | 480.5782 | 1859.9497
5890 | 460.4465 | 1863.5165 | 460.4465 | 1863.5165
5891 | 433.7624 | 1859.5072 | 433.7624 | 1859.5072
5892 | 410.3425 | 1872.1298 | 410.3425 | 1872.1298
5893 | 393.0516 | 1895.4918 | 393.0516 | 1895.4918
5894 | 384.735 | 1918.7592 | 384.735 | 1918.7592
5895 | 378.7513 | 1933.22 | 378.7513 | 1933.22
5896 | 377.9335 | 1954.3661 | 377.9335 | 1954.3661
5897 | 383.0951 | 2013.1666 | 383.0951 | 2013.1666
5898 | 388.9438 | 2032.2041 | 388.9438 | 2032.2041
5899 | 407.7755 | 2011.9547 | 407.7755 | 2011.9547
5900 | 438.2373 | 1962.4597 | 438.2373 | 1962.4597
5901 | 456.142 | 1916.8201 | 456.142 | 1916.8201
5902 | 472.0815 | 1877.4766 | 472.0815 | 1877.4766
5903 | 504.3511 | 1832.3971 | 504.3511 | 1832.3971
5904 | 496.3036 | 1783.6598 | 496.3036 | 1783.6598
5905 | 475.3864 | 1721.3856 | 475.3864 | 1721.3856
5906 | 475.9581 | 1659.383 | 475.9581 | 1659.383
5907 | 480.1956 | 1628.7921 | 480.1956 | 1628.7921
5908 | 489.729 | 1663.3156 | 489.729 | 1663.3156
5909 | 512.6867 | 1737.538 | 512.6867 | 1737.538
5910 | 536.8605 | 1817.2284 | 536.8605 | 1817.2284
5911 | 516.9775 | 1904.2244 | 516.9775 | 1904.2244
5912 | 498.279 | 1974.912 | 498.279 | 1974.912
5913 | 485.1937 | 2022.8636 | 485.1937 | 2022.8636
5914 | 462.9148 | 2022.5821 | 462.9148 | 2022.5821
5915 | 436.5263 | 2009.6645 | 436.5263 | 2009.6645
5916 | 411.8114 | 2001.4775 | 411.8114 | 2001.4775
5917 | 395.0004 | 2004.2436 | 395.0004 | 2004.2436
5918 | 385.0252 | 2013.4716 | 385.0252 | 2013.4716
5919 | 379.3047 | 2035.344 | 379.3047 | 2035.344
5920 | 377.262 | 2090.3414 | 377.262 | 2090.3414
5921 | 380.7541 | 2198.743 | 380.7541 | 2198.743
5922 | 385.9875 | 2282.9176 | 385.9875 | 2282.9176
5923 | 404.6374 | 2342.9849 | 404.6374 | 2342.9849
5924 | 436.1903 | 2377.0848 | 436.1903 | 2377.0848
5925 | 456.6585 | 2413.5436 | 456.6585 | 2413.5436
5926 | 470.549 | 2454.8018 | 470.549 | 2454.8018
5927 | 500.9341 | 2453.6934 | 500.9341 | 2453.6934
5928 | 492.3148 | 2403.8158 | 492.3148 | 2403.8158
5929 | 469.4701 | 2305.8374 | 469.4701 | 2305.8374
5930 | 470.8653 | 2198.6522 | 470.8653 | 2198.6522
5931 | 470.0963 | 2108.4117 | 470.0963 | 2108.4117
5932 | 476.5777 | 2059.4828 | 476.5777 | 2059.4828
5933 | 499.7282 | 2062.0117 | 499.7282 | 2062.0117
5934 | 524.0046 | 2085.1882 | 524.0046 | 2085.1882
5935 | 506.4941 | 2131.7765 | 506.4941 | 2131.7765
5936 | 488.8403 | 2191.0615 | 488.8403 | 2191.0615
5937 | 473.6665 | 2241.3649 | 473.6665 | 2241.3649
5938 | 455.9351 | 2244.1478 | 455.9351 | 2244.1478
5939 | 431.197 | 2242.134 | 431.197 | 2242.134
5940 | 407.4976 | 2265.589 | 407.4976 | 2265.589
5941 | 393.2221 | 2311.8273 | 393.2221 | 2311.8273
5942 | 386.0909 | 2359.9665 | 386.0909 | 2359.9665
5943 | 379.526 | 2406.7107 | 379.526 | 2406.7107
5944 | 376.6231 | 2472.6831 | 376.6231 | 2472.6831
5945 | 380.5768 | 2583.5077 | 380.5768 | 2583.5077
5946 | 383.2614 | 2675.8779 | 383.2614 | 2675.8779
5947 | 394.4207 | 2751.695 | 394.4207 | 2751.695
5948 | 421.5189 | 2777.1717 | 421.5189 | 2777.1717
5949 | 440.1591 | 2792.6783 | 440.1591 | 2792.6783
5950 | 456.357 | 2801.5105 | 456.357 | 2801.5105
5951 | 479.4789 | 2778.3809 | 479.4789 | 2778.3809
5952 | 474.1211 | 2736.2001 | 474.1211 | 2736.2001
5953 | 460.4558 | 2693.6666 | 460.4558 | 2693.6666
5954 | 459.2035 | 2659.8852 | 459.2035 | 2659.8852
5955 | 465.7134 | 2637.4187 | 465.7134 | 2637.4187
5956 | 472.0027 | 2642.0817 | 472.0027 | 2642.0817
5957 | 494.819 | 2655.0867 | 494.819 | 2655.0867
5958 | 517.0304 | 2640.5635 | 517.0304 | 2640.5635
5959 | 496.2392 | 2626.3619 | 496.2392 | 2626.3619
5960 | 480.4232 | 2627.9929 | 480.4232 | 2627.9929
5961 | 467.7245 | 2640.3116 | 467.7245 | 2640.3116
5962 | 450.7026 | 2616.7973 | 450.7026 | 2616.7973
5963 | 430.6947 | 2583.2127 | 430.6947 | 2583.2127
5964 | 407.564 | 2554.4297 | 407.564 | 2554.4297
5965 | 392.9693 | 2535.4598 | 392.9693 | 2535.4598
5966 | 388.3139 | 2521.8114 | 388.3139 | 2521.8114
5967 | 378.408 | 2515.8901 | 378.408 | 2515.8901
5968 | 374.5545 | 2534.2569 | 374.5545 | 2534.2569
5969 | 375.6296 | 2603.961 | 375.6296 | 2603.961
5970 | 376.287 | 2652.0038 | 376.287 | 2652.0038
5971 | 384.514 | 2676.7232 | 384.514 | 2676.7232
5972 | 402.8038 | 2692.9354 | 402.8038 | 2692.9354
5973 | 423.1342 | 2714.2858 | 423.1342 | 2714.2858
5974 | 441.0534 | 2726.2537 | 441.0534 | 2726.2537
5975 | 464.6683 | 2715.0255 | 464.6683 | 2715.0255
5976 | 464.0247 | 2683.4633 | 464.0247 | 2683.4633
5977 | 454.5764 | 2634.8009 | 454.5764 | 2634.8009
5978 | 453.3097 | 2587.6216 | 453.3097 | 2587.6216
5979 | 455.3888 | 2545.1293 | 455.3888 | 2545.1293
5980 | 463.5195 | 2533.7575 | 463.5195 | 2533.7575
5981 | 476.8832 | 2546.8338 | 476.8832 | 2546.8338
5982 | 494.5151 | 2557.3962 | 494.5151 | 2557.3962
5983 | 488.1454 | 2558.5168 | 488.1454 | 2558.5168
5984 | 477.341 | 2573.3319 | 477.341 | 2573.3319
5985 | 466.3527 | 2594.5588 | 466.3527 | 2594.5588
5986 | 448.7404 | 2586.7943 | 448.7404 | 2586.7943
5987 | 429.2522 | 2568.4606 | 429.2522 | 2568.4606
5988 | 408.7605 | 2547.1606 | 408.7605 | 2547.1606
5989 | 391.4851 | 2528.1194 | 391.4851 | 2528.1194
5990 | 385.0873 | 2496.3695 | 385.0873 | 2496.3695
5991 | 377.9767 | 2465.2913 | 377.9767 | 2465.2913
5992 | 375.3423 | 2470.8302 | 375.3423 | 2470.8302
5993 | 375.4508 | 2533.479 | 375.4508 | 2533.479
5994 | 378.9595 | 2585.584 | 378.9595 | 2585.584
5995 | 387.1083 | 2616.2897 | 387.1083 | 2616.2897
5996 | 406.0065 | 2618.5338 | 406.0065 | 2618.5338
5997 | 423.7326 | 2607.5294 | 423.7326 | 2607.5294
5998 | 441.9879 | 2592.2737 | 441.9879 | 2592.2737
5999 | 464.2051 | 2566.2223 | 464.2051 | 2566.2223
6000 | 460.802 | 2532.8784 | 460.802 | 2532.8784
6001 | 453.2834 | 2486.5678 | 453.2834 | 2486.5678
6002 | 454.0639 | 2445.3035 | 454.0639 | 2445.3035
6003 | 457.0983 | 2405.8044 | 457.0983 | 2405.8044
6004 | 463.9699 | 2392.2234 | 463.9699 | 2392.2234
6005 | 474.5312 | 2393.0419 | 474.5312 | 2393.0419
6006 | 483.4985 | 2385.5741 | 483.4985 | 2385.5741
6007 | 486.8591 | 2379.3543 | 486.8591 | 2379.3543
6008 | 474.8937 | 2374.9276 | 474.8937 | 2374.9276
6009 | 464.221 | 2362.0894 | 464.221 | 2362.0894
6010 | 447.9707 | 2311.9217 | 447.9707 | 2311.9217
6011 | 423.9992 | 2255.3894 | 423.9992 | 2255.3894
6012 | 407.6432 | 2173.0858 | 407.6432 | 2173.0858
6013 | 391.2884 | 2076.0797 | 391.2884 | 2076.0797
6014 | 383.0972 | 1970.427 | 383.0972 | 1970.427
6015 | 375.2062 | 1844.2801 | 375.2062 | 1844.2801
6016 | 374.6363 | 1803.5674 | 374.6363 | 1803.5674
6017 | 374.5354 | 1902.4906 | 374.5354 | 1902.4906
6018 | 384.6721 | 2037.1927 | 384.6721 | 2037.1927
6019 | 396.9684 | 2174.7261 | 396.9684 | 2174.7261
6020 | 420.5002 | 2277.3838 | 420.5002 | 2277.3838
6021 | 433.251 | 2358.3838 | 433.251 | 2358.3838
6022 | 448.1428 | 2430.3576 | 448.1428 | 2430.3576
6023 | 472.882 | 2455.19 | 472.882 | 2455.19
6024 | 474.6708 | 2415.8598 | 474.6708 | 2415.8598
6025 | 458.9209 | 2312.6077 | 458.9209 | 2312.6077
6026 | 456.7493 | 2188.1761 | 456.7493 | 2188.1761
6027 | 460.7627 | 2069.2868 | 460.7627 | 2069.2868
6028 | 468.5797 | 1992.9205 | 468.5797 | 1992.9205
6029 | 481.6654 | 1953.9013 | 481.6654 | 1953.9013
6030 | 493.2299 | 1920.9916 | 493.2299 | 1920.9916
6031 | 497.6364 | 1913.2752 | 497.6364 | 1913.2752
6032 | 483.8978 | 1965.0773 | 483.8978 | 1965.0773
6033 | 471.6367 | 2211.0057 | 471.6367 | 2211.0057
6034 | 449.3777 | 2369.5046 | 449.3777 | 2369.5046
6035 | 423.8982 | 2388.1578 | 423.8982 | 2388.1578
6036 | 402.9134 | 2416.3877 | 402.9134 | 2416.3877
6037 | 386.3794 | 2465.1203 | 386.3794 | 2465.1203
6038 | 377.2643 | 2474.7759 | 377.2643 | 2474.7759
6039 | 374.7543 | 2495.1518 | 374.7543 | 2495.1518
6040 | 372.4646 | 2521.2152 | 372.4646 | 2521.2152
6041 | 377.8921 | 2509.0348 | 377.8921 | 2509.0348
6042 | 389.914 | 2428.7277 | 389.914 | 2428.7277
6043 | 406.9747 | 2413.3244 | 406.9747 | 2413.3244
6044 | 439.1533 | 2372.6664 | 439.1533 | 2372.6664
6045 | 458.4524 | 2328.5233 | 458.4524 | 2328.5233
6046 | 476.0787 | 2278.5612 | 476.0787 | 2278.5612
6047 | 499.4084 | 2197.6349 | 499.4084 | 2197.6349
6048 | 495.5743 | 2087.1814 | 495.5743 | 2087.1814
6049 | 475.825 | 1977.6579 | 475.825 | 1977.6579
6050 | 471.4004 | 1895.5582 | 471.4004 | 1895.5582
6051 | 475.324 | 1805.8166 | 475.324 | 1805.8166
6052 | 481.0876 | 1732.0159 | 481.0876 | 1732.0159
6053 | 493.0965 | 1691.6427 | 493.0965 | 1691.6427
6054 | 501.5331 | 1659.1606 | 501.5331 | 1659.1606
6055 | 505.129 | 1632.2024 | 505.129 | 1632.2024
6056 | 496.1133 | 1609.4603 | 496.1133 | 1609.4603
6057 | 482.843 | 1581.6563 | 482.843 | 1581.6563
6058 | 456.6969 | 1510.6077 | 456.6969 | 1510.6077
6059 | 431.8978 | 1428.0634 | 431.8978 | 1428.0634
6060 | 408.5963 | 1366.9257 | 408.5963 | 1366.9257
6061 | 391.7985 | 1339.6889 | 391.7985 | 1339.6889
6062 | 382.1864 | 1333.4522 | 382.1864 | 1333.4522
6063 | 377.8517 | 1350.8349 | 377.8517 | 1350.8349
6064 | 376.0118 | 1416.0233 | 376.0118 | 1416.0233
6065 | 379.6274 | 1552.0048 | 379.6274 | 1552.0048
6066 | 393.226 | 1656.4902 | 393.226 | 1656.4902
6067 | 411.3455 | 1713.9206 | 411.3455 | 1713.9206
6068 | 443.2423 | 1736.9031 | 443.2423 | 1736.9031
6069 | 464.2649 | 1758.681 | 464.2649 | 1758.681
6070 | 476.3479 | 1778.2031 | 476.3479 | 1778.2031
6071 | 500.2526 | 1755.0736 | 500.2526 | 1755.0736
6072 | 494.8414 | 1735.6978 | 494.8414 | 1735.6978
6073 | 469.3055 | 1733.002 | 469.3055 | 1733.002
6074 | 466.9493 | 1731.1477 | 466.9493 | 1731.1477
6075 | 472.6575 | 1718.3021 | 472.6575 | 1718.3021
6076 | 474.2623 | 1721.6111 | 474.2623 | 1721.6111
6077 | 485.2579 | 1736.5403 | 485.2579 | 1736.5403
6078 | 497.2092 | 1734.5599 | 497.2092 | 1734.5599
6079 | 500.3636 | 1736.3219 | 500.3636 | 1736.3219
6080 | 492.1063 | 1764.1786 | 492.1063 | 1764.1786
6081 | 479.4828 | 1795.3828 | 479.4828 | 1795.3828
6082 | 456.7899 | 1783.77 | 456.7899 | 1783.77
6083 | 427.2026 | 1770.0685 | 427.2026 | 1770.0685
6084 | 405.3436 | 1765.0884 | 405.3436 | 1765.0884
6085 | 389.8505 | 1752.5324 | 389.8505 | 1752.5324
6086 | 383.7154 | 1721.9227 | 383.7154 | 1721.9227
6087 | 375.6119 | 1692.4837 | 375.6119 | 1692.4837
6088 | 375.1882 | 1722.7518 | 375.1882 | 1722.7518
6089 | 380.0835 | 1843.1261 | 380.0835 | 1843.1261
6090 | 389.4845 | 1933.0732 | 389.4845 | 1933.0732
6091 | 409.5622 | 1996.2049 | 409.5622 | 1996.2049
6092 | 440.9542 | 2050.972 | 440.9542 | 2050.972
6093 | 458.8726 | 2134.0386 | 458.8726 | 2134.0386
6094 | 477.1623 | 2213.2103 | 477.1623 | 2213.2103
6095 | 495.746 | 2158.8663 | 495.746 | 2158.8663
6096 | 492.6159 | 2031.9503 | 492.6159 | 2031.9503
6097 | 470.009 | 1884.0144 | 470.009 | 1884.0144
6098 | 465.3523 | 1773.4084 | 465.3523 | 1773.4084
6099 | 469.5407 | 1693.074 | 469.5407 | 1693.074
6100 | 473.2516 | 1664.242 | 473.2516 | 1664.242
6101 | 484.1821 | 1664.3479 | 484.1821 | 1664.3479
6102 | 490.9948 | 1656.1674 | 490.9948 | 1656.1674
6103 | 496.4994 | 1647.2395 | 496.4994 | 1647.2395
6104 | 484.9097 | 1672.8157 | 484.9097 | 1672.8157
6105 | 471.1309 | 1745.1403 | 471.1309 | 1745.1403
6106 | 451.2776 | 1787.1195 | 451.2776 | 1787.1195
6107 | 428.942 | 1851.0979 | 428.942 | 1851.0979
6108 | 407.6401 | 1938.4071 | 407.6401 | 1938.4071
6109 | 391.5849 | 2003.3172 | 391.5849 | 2003.3172
6110 | 382.2848 | 2059.5807 | 382.2848 | 2059.5807
6111 | 376.3974 | 2084.3037 | 376.3974 | 2084.3037
6112 | 376.2879 | 2166.3822 | 376.2879 | 2166.3822
6113 | 378.7917 | 2318.9686 | 378.7917 | 2318.9686
6114 | 388.5511 | 2372.6414 | 388.5511 | 2372.6414
6115 | 399.6667 | 2352.0357 | 399.6667 | 2352.0357
6116 | 426.7511 | 2350.859 | 426.7511 | 2350.859
6117 | 450.5428 | 2339.142 | 450.5428 | 2339.142
6118 | 465.9411 | 2308.2078 | 465.9411 | 2308.2078
6119 | 486.5147 | 2196.7797 | 486.5147 | 2196.7797
6120 | 481.1161 | 2036.2262 | 481.1161 | 2036.2262
6121 | 467.0741 | 1884.0857 | 467.0741 | 1884.0857
6122 | 462.0817 | 1770.0589 | 462.0817 | 1770.0589
6123 | 459.5792 | 1694.2142 | 459.5792 | 1694.2142
6124 | 466.1976 | 1682.2723 | 466.1976 | 1682.2723
6125 | 468.8493 | 1704.1855 | 468.8493 | 1704.1855
6126 | 477.343 | 1715.3181 | 477.343 | 1715.3181
6127 | 485.7739 | 1718.933 | 485.7739 | 1718.933
6128 | 482.1561 | 1740.8034 | 482.1561 | 1740.8034
6129 | 465.5275 | 1840.0666 | 465.5275 | 1840.0666
6130 | 444.098 | 1917.8924 | 444.098 | 1917.8924
6131 | 422.8954 | 1941.6056 | 422.8954 | 1941.6056
6132 | 402.1236 | 1960.4996 | 402.1236 | 1960.4996
6133 | 387.9172 | 1965.5462 | 387.9172 | 1965.5462
6134 | 379.935 | 1986.5331 | 379.935 | 1986.5331
6135 | 375.3626 | 2016.5298 | 375.3626 | 2016.5298
6136 | 375.4033 | 2111.3649 | 375.4033 | 2111.3649
6137 | 375.6412 | 2292.9566 | 375.6412 | 2292.9566
6138 | 381.9874 | 2434.4289 | 381.9874 | 2434.4289
6139 | 388.8921 | 2446.3205 | 388.8921 | 2446.3205
6140 | 408.7169 | 2445.9277 | 408.7169 | 2445.9277
6141 | 426.039 | 2429.3646 | 426.039 | 2429.3646
6142 | 441.2459 | 2382.3956 | 441.2459 | 2382.3956
6143 | 461.742 | 2238.114 | 461.742 | 2238.114
6144 | 452.0574 | 2046.6311 | 452.0574 | 2046.6311
6145 | 439.8441 | 1890.4284 | 439.8441 | 1890.4284
6146 | 436.9087 | 1803.839 | 436.9087 | 1803.839
6147 | 437.1432 | 1720.155 | 437.1432 | 1720.155
6148 | 440.962 | 1658.9684 | 440.962 | 1658.9684
6149 | 456.4786 | 1628.5724 | 456.4786 | 1628.5724
6150 | 460.9362 | 1610.771 | 460.9362 | 1610.771
6151 | 471.5976 | 1604.5512 | 471.5976 | 1604.5512
6152 | 469.5422 | 1596.2761 | 469.5422 | 1596.2761
6153 | 454.9469 | 1593.0589 | 454.9469 | 1593.0589
6154 | 437.2184 | 1565.1261 | 437.2184 | 1565.1261
6155 | 415.4996 | 1537.2428 | 415.4996 | 1537.2428
6156 | 396.0103 | 1513.1634 | 396.0103 | 1513.1634
6157 | 381.9478 | 1481.8644 | 381.9478 | 1481.8644
6158 | 372.8896 | 1444.627 | 372.8896 | 1444.627
6159 | 367.2258 | 1401.6475 | 367.2258 | 1401.6475
6160 | 366.7691 | 1387.4457 | 366.7691 | 1387.4457
6161 | 368.5906 | 1436.6965 | 368.5906 | 1436.6965
6162 | 372.943 | 1469.4884 | 372.943 | 1469.4884
6163 | 383.8534 | 1474.7522 | 383.8534 | 1474.7522
6164 | 402.9353 | 1448.1336 | 402.9353 | 1448.1336
6165 | 417.6516 | 1423.945 | 417.6516 | 1423.945
6166 | 435.6222 | 1403.7007 | 435.6222 | 1403.7007
6167 | 456.5807 | 1385.2747 | 456.5807 | 1385.2747
6168 | 455.4232 | 1371.7428 | 455.4232 | 1371.7428
6169 | 445.546 | 1361.4215 | 445.546 | 1361.4215
6170 | 443.8674 | 1362.7742 | 443.8674 | 1362.7742
6171 | 448.2893 | 1366.0347 | 448.2893 | 1366.0347
6172 | 452.8102 | 1384.452 | 452.8102 | 1384.452
6173 | 462.399 | 1407.5768 | 462.399 | 1407.5768
6174 | 468.8924 | 1408.3758 | 468.8924 | 1408.3758
6175 | 475.338 | 1398.0226 | 475.338 | 1398.0226
6176 | 472.1959 | 1384.6876 | 472.1959 | 1384.6876
6177 | 460.2056 | 1371.5644 | 460.2056 | 1371.5644
6178 | 438.9302 | 1338.643 | 438.9302 | 1338.643
6179 | 416.9054 | 1310.4746 | 416.9054 | 1310.4746
6180 | 396.5107 | 1294.9471 | 396.5107 | 1294.9471
6181 | 381.2536 | 1291.727 | 381.2536 | 1291.727
6182 | 372.7608 | 1291.7616 | 372.7608 | 1291.7616
6183 | 368.3092 | 1292.6819 | 368.3092 | 1292.6819
6184 | 368.1207 | 1315.6809 | 368.1207 | 1315.6809
6185 | 370.6031 | 1388.1644 | 370.6031 | 1388.1644
6186 | 379.9111 | 1433.5704 | 379.9111 | 1433.5704
6187 | 393.7022 | 1450.5218 | 393.7022 | 1450.5218
6188 | 422.7366 | 1478.2791 | 422.7366 | 1478.2791
6189 | 441.047 | 1558.9939 | 441.047 | 1558.9939
6190 | 458.6517 | 1660.3293 | 458.6517 | 1660.3293
6191 | 482.6282 | 1707.2541 | 482.6282 | 1707.2541
6192 | 475.1176 | 1714.6744 | 475.1176 | 1714.6744
6193 | 457.9615 | 1697.2265 | 457.9615 | 1697.2265
6194 | 454.576 | 1664.6566 | 454.576 | 1664.6566
6195 | 458.2837 | 1646.8224 | 458.2837 | 1646.8224
6196 | 462.2531 | 1703.7946 | 462.2531 | 1703.7946
6197 | 471.9188 | 1802.6038 | 471.9188 | 1802.6038
6198 | 480.9474 | 1877.4481 | 480.9474 | 1877.4481
6199 | 485.1527 | 1947.4828 | 485.1527 | 1947.4828
6200 | 481.6661 | 2006.4828 | 481.6661 | 2006.4828
6201 | 470.3742 | 2043.8158 | 470.3742 | 2043.8158
6202 | 445.7194 | 2055.2218 | 445.7194 | 2055.2218
6203 | 419.9493 | 2061.1185 | 419.9493 | 2061.1185
6204 | 398.7546 | 2064.4765 | 398.7546 | 2064.4765
6205 | 381.774 | 2072.0888 | 381.774 | 2072.0888
6206 | 374.7636 | 2080.8179 | 374.7636 | 2080.8179
6207 | 369.2396 | 2086.7268 | 369.2396 | 2086.7268
6208 | 369.5513 | 2102.7417 | 369.5513 | 2102.7417
6209 | 373.819 | 2159.4042 | 373.819 | 2159.4042
6210 | 386.5649 | 2184.927 | 386.5649 | 2184.927
6211 | 406.0206 | 2182.5653 | 406.0206 | 2182.5653
6212 | 440.2585 | 2157.7996 | 440.2585 | 2157.7996
6213 | 457.2606 | 2140.8089 | 457.2606 | 2140.8089
6214 | 471.6163 | 2120.0657 | 471.6163 | 2120.0657
6215 | 495.4525 | 2077.1955 | 495.4525 | 2077.1955
6216 | 484.6755 | 2021.688 | 484.6755 | 2021.688
6217 | 463.5848 | 1955.0666 | 463.5848 | 1955.0666
6218 | 460.9398 | 1905.2504 | 460.9398 | 1905.2504
6219 | 461.3424 | 1873.8043 | 461.3424 | 1873.8043
6220 | 464.5036 | 1880.8904 | 464.5036 | 1880.8904
6221 | 475.7845 | 1907.5072 | 475.7845 | 1907.5072
6222 | 485.2994 | 1920.7065 | 485.2994 | 1920.7065
6223 | 486.0415 | 1940.1424 | 486.0415 | 1940.1424
6224 | 481.5715 | 1971.705 | 481.5715 | 1971.705
6225 | 469.2048 | 2016.3784 | 469.2048 | 2016.3784
6226 | 446.062 | 2037.9042 | 446.062 | 2037.9042
6227 | 416.5511 | 2048.5757 | 416.5511 | 2048.5757
6228 | 394.2738 | 2072.3871 | 394.2738 | 2072.3871
6229 | 380.5416 | 2116.7725 | 380.5416 | 2116.7725
6230 | 371.5302 | 2153.0816 | 371.5302 | 2153.0816
6231 | 367.2801 | 2182.7932 | 367.2801 | 2182.7932
6232 | 366.6957 | 2234.7262 | 366.6957 | 2234.7262
6233 | 371.2579 | 2337.4978 | 371.2579 | 2337.4978
6234 | 382.6323 | 2420.8171 | 382.6323 | 2420.8171
6235 | 401.8688 | 2491.5031 | 401.8688 | 2491.5031
6236 | 434.4663 | 2573.6363 | 434.4663 | 2573.6363
6237 | 450.8752 | 2681.0046 | 450.8752 | 2681.0046
6238 | 462.2176 | 2702.8784 | 462.2176 | 2702.8784
6239 | 487.2845 | 2544.2724 | 487.2845 | 2544.2724
6240 | 475.6961 | 2385.5005 | 475.6961 | 2385.5005
6241 | 457.2799 | 2229.4404 | 457.2799 | 2229.4404
6242 | 452.5663 | 2148.9086 | 452.5663 | 2148.9086
6243 | 456.3844 | 2110.621 | 456.3844 | 2110.621
6244 | 457.5255 | 2125.0475 | 457.5255 | 2125.0475
6245 | 467.2341 | 2146.7469 | 467.2341 | 2146.7469
6246 | 475.2134 | 2147.3321 | 475.2134 | 2147.3321
6247 | 477.9967 | 2144.4618 | 477.9967 | 2144.4618
6248 | 477.605 | 2152.1503 | 477.605 | 2152.1503
6249 | 463.746 | 2194.9708 | 463.746 | 2194.9708
6250 | 443.6311 | 2231.3199 | 443.6311 | 2231.3199
6251 | 417.2094 | 2307.9837 | 417.2094 | 2307.9837
6252 | 392.6547 | 2471.9751 | 392.6547 | 2471.9751
6253 | 375.1896 | 2604.3739 | 375.1896 | 2604.3739
6254 | 366.4847 | 2683.6563 | 366.4847 | 2683.6563
6255 | 362.8687 | 2728.12 | 362.8687 | 2728.12
6256 | 364.2794 | 2749.765 | 364.2794 | 2749.765
6257 | 367.8417 | 2772.0061 | 367.8417 | 2772.0061
6258 | 377.4722 | 2755.767 | 377.4722 | 2755.767
6259 | 395.2881 | 2786.1877 | 395.2881 | 2786.1877
6260 | 429.0898 | 2792.2801 | 429.0898 | 2792.2801
6261 | 444.6212 | 2794.5312 | 444.6212 | 2794.5312
6262 | 460.855 | 2761.0314 | 460.855 | 2761.0314
6263 | 486.6216 | 2576.9122 | 486.6216 | 2576.9122
6264 | 477.9553 | 2367.8266 | 477.9553 | 2367.8266
6265 | 459.4414 | 2167.7241 | 459.4414 | 2167.7241
6266 | 458.2197 | 2004.9514 | 458.2197 | 2004.9514
6267 | 457.6186 | 1914.2834 | 457.6186 | 1914.2834
6268 | 460.3884 | 1884.8813 | 460.3884 | 1884.8813
6269 | 468.3128 | 1894.2517 | 468.3128 | 1894.2517
6270 | 472.2401 | 1892.2001 | 472.2401 | 1892.2001
6271 | 471.7279 | 1872.511 | 471.7279 | 1872.511
6272 | 469.5486 | 1853.0472 | 469.5486 | 1853.0472
6273 | 455.3498 | 1844.1287 | 455.3498 | 1844.1287
6274 | 436.8819 | 1803.4393 | 436.8819 | 1803.4393
6275 | 413.1749 | 1770.1398 | 413.1749 | 1770.1398
6276 | 388.0921 | 1758.8883 | 388.0921 | 1758.8883
6277 | 374.0961 | 1839.1918 | 374.0961 | 1839.1918
6278 | 364.3219 | 1989.3837 | 364.3219 | 1989.3837
6279 | 359.4619 | 2113.8078 | 359.4619 | 2113.8078
6280 | 357.6137 | 2245.8437 | 357.6137 | 2245.8437
6281 | 360.6543 | 2415.1776 | 360.6543 | 2415.1776
6282 | 369.8723 | 2556.2937 | 369.8723 | 2556.2937
6283 | 383.7471 | 2677.9347 | 383.7471 | 2677.9347
6284 | 412.0326 | 2776.5303 | 412.0326 | 2776.5303
6285 | 434.0083 | 2858.6705 | 434.0083 | 2858.6705
6286 | 451.0753 | 2881.7559 | 451.0753 | 2881.7559
6287 | 475.0368 | 2727.7109 | 475.0368 | 2727.7109
6288 | 469.971 | 2547.9155 | 469.971 | 2547.9155
6289 | 450.5306 | 2356.0799 | 450.5306 | 2356.0799
6290 | 446.7704 | 2192.0957 | 446.7704 | 2192.0957
6291 | 448.4033 | 2057.2428 | 448.4033 | 2057.2428
6292 | 451.9779 | 1965.4118 | 451.9779 | 1965.4118
6293 | 460.1737 | 1910.7142 | 460.1737 | 1910.7142
6294 | 463.5627 | 1864.3351 | 463.5627 | 1864.3351
6295 | 465.4388 | 1838.3034 | 465.4388 | 1838.3034
6296 | 463.9974 | 1850.4104 | 463.9974 | 1850.4104
6297 | 451.7704 | 1909.052 | 451.7704 | 1909.052
6298 | 432.9497 | 1944.047 | 432.9497 | 1944.047
6299 | 412.4037 | 1926.6397 | 412.4037 | 1926.6397
6300 | 389.5698 | 1870.7045 | 389.5698 | 1870.7045
6301 | 372.8983 | 1784.6021 | 372.8983 | 1784.6021
6302 | 365.1222 | 1678.6643 | 365.1222 | 1678.6643
6303 | 360.1183 | 1608.5324 | 360.1183 | 1608.5324
6304 | 358.0726 | 1580.0062 | 358.0726 | 1580.0062
6305 | 360.5763 | 1625.1236 | 360.5763 | 1625.1236
6306 | 364.2525 | 1642.8784 | 364.2525 | 1642.8784
6307 | 371.0621 | 1639.5903 | 371.0621 | 1639.5903
6308 | 393.8857 | 1608.5532 | 393.8857 | 1608.5532
6309 | 416.152 | 1582.5117 | 416.152 | 1582.5117
6310 | 436.5784 | 1544.736 | 436.5784 | 1544.736
6311 | 458.8458 | 1477.1365 | 458.8458 | 1477.1365
6312 | 456.6461 | 1409.9413 | 456.6461 | 1409.9413
6313 | 444.6076 | 1379.4517 | 444.6076 | 1379.4517
6314 | 437.4215 | 1373.8204 | 437.4215 | 1373.8204
6315 | 437.7062 | 1371.4509 | 437.7062 | 1371.4509
6316 | 440.9422 | 1387.5877 | 440.9422 | 1387.5877
6317 | 451.5915 | 1410.4987 | 451.5915 | 1410.4987
6318 | 452.6211 | 1412.7943 | 452.6211 | 1412.7943
6319 | 457.279 | 1406.0043 | 457.279 | 1406.0043
6320 | 463.1359 | 1398.2281 | 463.1359 | 1398.2281
6321 | 449.587 | 1391.3051 | 449.587 | 1391.3051
6322 | 430.7493 | 1362.1608 | 430.7493 | 1362.1608
6323 | 409.6996 | 1337.0568 | 409.6996 | 1337.0568
6324 | 388.5441 | 1327.3019 | 388.5441 | 1327.3019
6325 | 374.2979 | 1328.2864 | 374.2979 | 1328.2864
6326 | 367.7363 | 1323.76 | 367.7363 | 1323.76
6327 | 361.3568 | 1331.5931 | 361.3568 | 1331.5931
6328 | 359.8053 | 1379.4639 | 359.8053 | 1379.4639
6329 | 361.1083 | 1472.2582 | 361.1083 | 1472.2582
6330 | 367.5928 | 1555.6489 | 367.5928 | 1555.6489
6331 | 376.5389 | 1643.4386 | 376.5389 | 1643.4386
6332 | 400.5707 | 1703.3368 | 400.5707 | 1703.3368
6333 | 421.5858 | 1713.9973 | 421.5858 | 1713.9973
6334 | 435.4925 | 1688.1943 | 435.4925 | 1688.1943
6335 | 458.4246 | 1628.6478 | 458.4246 | 1628.6478
6336 | 456.0639 | 1563.7332 | 456.0639 | 1563.7332
6337 | 439.921 | 1502.3854 | 439.921 | 1502.3854
6338 | 436.7188 | 1453.2107 | 436.7188 | 1453.2107
6339 | 439.2911 | 1410.8609 | 439.2911 | 1410.8609
6340 | 440.6057 | 1402.4823 | 440.6057 | 1402.4823
6341 | 449.7839 | 1416.485 | 449.7839 | 1416.485
6342 | 455.3757 | 1415.0035 | 455.3757 | 1415.0035
6343 | 459.6361 | 1406.4319 | 459.6361 | 1406.4319
6344 | 464.943 | 1397.4442 | 464.943 | 1397.4442
6345 | 451.896 | 1394.227 | 451.896 | 1394.227
6346 | 428.5974 | 1375.8438 | 428.5974 | 1375.8438
6347 | 407.8374 | 1354.5882 | 407.8374 | 1354.5882
6348 | 385.4256 | 1347.8264 | 385.4256 | 1347.8264
6349 | 371.7908 | 1356.864 | 371.7908 | 1356.864
6350 | 362.879 | 1367.0185 | 362.879 | 1367.0185
6351 | 359.3018 | 1422.2433 | 359.3018 | 1422.2433
6352 | 357.213 | 1509.0966 | 357.213 | 1509.0966
6353 | 358.2592 | 1611.1555 | 358.2592 | 1611.1555
6354 | 365.8115 | 1660.3385 | 365.8115 | 1660.3385
6355 | 378.89 | 1674.4393 | 378.89 | 1674.4393
6356 | 408.2945 | 1686.8031 | 408.2945 | 1686.8031
6357 | 425.914 | 1722.4067 | 425.914 | 1722.4067
6358 | 441.2463 | 1758.4625 | 441.2463 | 1758.4625
6359 | 467.9435 | 1760.4898 | 467.9435 | 1760.4898
6360 | 463.3944 | 1722.9412 | 463.3944 | 1722.9412
6361 | 441.9314 | 1636.5792 | 441.9314 | 1636.5792
6362 | 441.6017 | 1531.3894 | 441.6017 | 1531.3894
6363 | 445.5271 | 1445.3536 | 445.5271 | 1445.3536
6364 | 446.4338 | 1421.2252 | 446.4338 | 1421.2252
6365 | 457.5882 | 1440.2878 | 457.5882 | 1440.2878
6366 | 460.3431 | 1453.6297 | 460.3431 | 1453.6297
6367 | 459.7362 | 1509.4824 | 459.7362 | 1509.4824
6368 | 459.9244 | 1576.7493 | 459.9244 | 1576.7493
6369 | 452.6685 | 1660.1201 | 452.6685 | 1660.1201
6370 | 431.8816 | 1762.1051 | 431.8816 | 1762.1051
6371 | 409.1316 | 1908.6095 | 409.1316 | 1908.6095
6372 | 385.9546 | 2061.127 | 385.9546 | 2061.127
6373 | 369.5959 | 2201.0088 | 369.5959 | 2201.0088
6374 | 361.7921 | 2323.8347 | 361.7921 | 2323.8347
6375 | 358.8856 | 2469.9236 | 358.8856 | 2469.9236
6376 | 357.8841 | 2601.4606 | 357.8841 | 2601.4606
6377 | 361.2683 | 2748.132 | 361.2683 | 2748.132
6378 | 371.4944 | 2855.2542 | 371.4944 | 2855.2542
6379 | 391.3782 | 2932.4966 | 391.3782 | 2932.4966
6380 | 420.903 | 2976.1462 | 420.903 | 2976.1462
6381 | 440.3128 | 3017.9499 | 440.3128 | 3017.9499
6382 | 459.1348 | 3014.453 | 459.1348 | 3014.453
6383 | 480.0071 | 2924.4048 | 480.0071 | 2924.4048
6384 | 476.2704 | 2792.4289 | 476.2704 | 2792.4289
6385 | 453.7387 | 2673.9259 | 453.7387 | 2673.9259
6386 | 451.7261 | 2587.0514 | 451.7261 | 2587.0514
6387 | 451.9058 | 2504.0089 | 451.9058 | 2504.0089
6388 | 457.0562 | 2452.7282 | 457.0562 | 2452.7282
6389 | 467.1759 | 2445.066 | 467.1759 | 2445.066
6390 | 467.869 | 2418.4277 | 467.869 | 2418.4277
6391 | 468.3797 | 2391.6833 | 468.3797 | 2391.6833
6392 | 474.1825 | 2375.4264 | 474.1825 | 2375.4264
6393 | 459.7678 | 2401.642 | 459.7678 | 2401.642
6394 | 433.474 | 2453.8834 | 433.474 | 2453.8834
6395 | 406.9241 | 2500.4017 | 406.9241 | 2500.4017
6396 | 384.8144 | 2563.338 | 384.8144 | 2563.338
6397 | 370.0872 | 2568.9548 | 370.0872 | 2568.9548
6398 | 362.4394 | 2564.9986 | 362.4394 | 2564.9986
6399 | 357.3037 | 2527.5065 | 357.3037 | 2527.5065
6400 | 358.2213 | 2568.8208 | 358.2213 | 2568.8208
6401 | 360.4944 | 2704.5172 | 360.4944 | 2704.5172
6402 | 369.9509 | 2840.5022 | 369.9509 | 2840.5022
6403 | 388.6607 | 2941.7612 | 388.6607 | 2941.7612
6404 | 419.4711 | 3009.5699 | 419.4711 | 3009.5699
6405 | 439.6369 | 3092.494 | 439.6369 | 3092.494
6406 | 456.4602 | 3088.9972 | 456.4602 | 3088.9972
6407 | 479.0561 | 2947.7087 | 479.0561 | 2947.7087
6408 | 473.0426 | 2794.8519 | 473.0426 | 2794.8519
6409 | 451.3607 | 2653.4726 | 451.3607 | 2653.4726
6410 | 449.287 | 2568.8074 | 449.287 | 2568.8074
6411 | 452.5563 | 2514.6275 | 452.5563 | 2514.6275
6412 | 457.1452 | 2487.2209 | 457.1452 | 2487.2209
6413 | 465.1937 | 2478.4898 | 465.1937 | 2478.4898
6414 | 465.0205 | 2456.9825 | 465.0205 | 2456.9825
6415 | 462.8021 | 2421.8288 | 462.8021 | 2421.8288
6416 | 465.4187 | 2401.7236 | 465.4187 | 2401.7236
6417 | 459.1961 | 2393.0901 | 459.1961 | 2393.0901
6418 | 435.4406 | 2379.0542 | 435.4406 | 2379.0542
6419 | 407.9432 | 2368.631 | 407.9432 | 2368.631
6420 | 385.4498 | 2399.7114 | 385.4498 | 2399.7114
6421 | 369.198 | 2478.7321 | 369.198 | 2478.7321
6422 | 361.6775 | 2578.9667 | 361.6775 | 2578.9667
6423 | 358.3546 | 2699.4711 | 358.3546 | 2699.4711
6424 | 357.2136 | 2834.2864 | 357.2136 | 2834.2864
6425 | 360.8575 | 2974.4013 | 360.8575 | 2974.4013
6426 | 368.8083 | 3051.6631 | 368.8083 | 3051.6631
6427 | 389.1029 | 3088.2839 | 389.1029 | 3088.2839
6428 | 422.9773 | 3139.3451 | 422.9773 | 3139.3451
6429 | 443.3328 | 3160.553 | 443.3328 | 3160.553
6430 | 458.4679 | 3109.8781 | 458.4679 | 3109.8781
6431 | 479.8458 | 2945.4995 | 479.8458 | 2945.4995
6432 | 472.7365 | 2738.8369 | 472.7365 | 2738.8369
6433 | 450.4582 | 2547.2864 | 450.4582 | 2547.2864
6434 | 443.0568 | 2404.1118 | 443.0568 | 2404.1118
6435 | 448.1453 | 2309.1678 | 448.1453 | 2309.1678
6436 | 450.9713 | 2255.0365 | 450.9713 | 2255.0365
6437 | 461.6668 | 2221.8612 | 461.6668 | 2221.8612
6438 | 457.9639 | 2190.0204 | 457.9639 | 2190.0204
6439 | 455.2812 | 2168.9773 | 455.2812 | 2168.9773
6440 | 459.8455 | 2170.8932 | 459.8455 | 2170.8932
6441 | 450.9394 | 2226.4704 | 450.9394 | 2226.4704
6442 | 432.7193 | 2378.5553 | 432.7193 | 2378.5553
6443 | 407.0005 | 2466.5504 | 407.0005 | 2466.5504
6444 | 384.5774 | 2498.9136 | 384.5774 | 2498.9136
6445 | 369.5539 | 2515.5053 | 369.5539 | 2515.5053
6446 | 360.9115 | 2410.3515 | 360.9115 | 2410.3515
6447 | 355.9191 | 2306.7959 | 355.9191 | 2306.7959
6448 | 354.7878 | 2313.7601 | 354.7878 | 2313.7601
6449 | 355.8641 | 2380.186 | 355.8641 | 2380.186
6450 | 360.7183 | 2427.4449 | 360.7183 | 2427.4449
6451 | 375.6359 | 2440.9043 | 375.6359 | 2440.9043
6452 | 401.8338 | 2423.479 | 401.8338 | 2423.479
6453 | 423.8067 | 2404.3503 | 423.8067 | 2404.3503
6454 | 442.6422 | 2335.4314 | 442.6422 | 2335.4314
6455 | 467.6596 | 2178.0368 | 467.6596 | 2178.0368
6456 | 464.9104 | 1956.836 | 464.9104 | 1956.836
6457 | 444.9582 | 1769.4901 | 444.9582 | 1769.4901
6458 | 439.0454 | 1655.7484 | 439.0454 | 1655.7484
6459 | 433.5985 | 1593.0166 | 433.5985 | 1593.0166
6460 | 437.8949 | 1584.4955 | 437.8949 | 1584.4955
6461 | 445.6027 | 1607.0501 | 445.6027 | 1607.0501
6462 | 449.6147 | 1613.0515 | 449.6147 | 1613.0515
6463 | 446.8806 | 1620.0872 | 446.8806 | 1620.0872
6464 | 453.8977 | 1631.2677 | 453.8977 | 1631.2677
6465 | 439.2684 | 1641.0208 | 439.2684 | 1641.0208
6466 | 420.4322 | 1628.1252 | 420.4322 | 1628.1252
6467 | 401.6243 | 1608.9363 | 401.6243 | 1608.9363
6468 | 382.7332 | 1592.0548 | 382.7332 | 1592.0548
6469 | 369.3139 | 1571.0181 | 369.3139 | 1571.0181
6470 | 359.9276 | 1534.137 | 359.9276 | 1534.137
6471 | 353.1617 | 1503.0589 | 353.1617 | 1503.0589
6472 | 352.427 | 1510.9495 | 352.427 | 1510.9495
6473 | 352.2814 | 1586.0699 | 352.2814 | 1586.0699
6474 | 352.1592 | 1645.3727 | 352.1592 | 1645.3727
6475 | 357.8319 | 1683.3476 | 357.8319 | 1683.3476
6476 | 376.2816 | 1687.1595 | 376.2816 | 1687.1595
6477 | 394.572 | 1681.1437 | 394.572 | 1681.1437
6478 | 410.4477 | 1657.6212 | 410.4477 | 1657.6212
6479 | 429.0762 | 1602.8496 | 429.0762 | 1602.8496
6480 | 429.0839 | 1526.1048 | 429.0839 | 1526.1048
6481 | 418.8048 | 1448.7222 | 418.8048 | 1448.7222
6482 | 413.5349 | 1396.7681 | 413.5349 | 1396.7681
6483 | 412.5936 | 1384.7776 | 412.5936 | 1384.7776
6484 | 417.2692 | 1398.3489 | 417.2692 | 1398.3489
6485 | 423.2674 | 1418.623 | 423.2674 | 1418.623
6486 | 424.696 | 1419.0657 | 424.696 | 1419.0657
6487 | 429.1527 | 1410.6366 | 429.1527 | 1410.6366
6488 | 440.3303 | 1400.4374 | 440.3303 | 1400.4374
6489 | 432.0825 | 1393.2292 | 432.0825 | 1393.2292
6490 | 418.9344 | 1370.8552 | 418.9344 | 1370.8552
6491 | 396.2923 | 1360.7883 | 396.2923 | 1360.7883
6492 | 375.0394 | 1372.4132 | 375.0394 | 1372.4132
6493 | 361.5944 | 1413.1641 | 361.5944 | 1413.1641
6494 | 354.13 | 1481.8991 | 354.13 | 1481.8991
6495 | 349.8925 | 1538.0504 | 349.8925 | 1538.0504
6496 | 348.2437 | 1567.1783 | 348.2437 | 1567.1783
6497 | 349.1443 | 1721.974 | 349.1443 | 1721.974
6498 | 349.8867 | 1892.2378 | 349.8867 | 1892.2378
6499 | 360.5333 | 2017.2284 | 360.5333 | 2017.2284
6500 | 382.022 | 2075.63 | 382.022 | 2075.63
6501 | 403.8302 | 2123.5626 | 403.8302 | 2123.5626
6502 | 421.7043 | 2116.2174 | 421.7043 | 2116.2174
6503 | 449.2346 | 2029.2336 | 449.2346 | 2029.2336
6504 | 446.9865 | 1952.3462 | 446.9865 | 1952.3462
6505 | 432.255 | 1897.1274 | 432.255 | 1897.1274
6506 | 423.9216 | 1859.9253 | 423.9216 | 1859.9253
6507 | 425.7861 | 1823.3481 | 425.7861 | 1823.3481
6508 | 424.5505 | 1810.3372 | 424.5505 | 1810.3372
6509 | 437.0612 | 1810.2292 | 437.0612 | 1810.2292
6510 | 438.1865 | 1794.7083 | 438.1865 | 1794.7083
6511 | 439.4463 | 1781.2194 | 439.4463 | 1781.2194
6512 | 447.9974 | 1783.0641 | 447.9974 | 1783.0641
6513 | 438.072 | 1844.8414 | 438.072 | 1844.8414
6514 | 416.7396 | 1938.9159 | 416.7396 | 1938.9159
6515 | 393.6334 | 1923.9316 | 393.6334 | 1923.9316
6516 | 372.5277 | 1890.0888 | 372.5277 | 1890.0888
6517 | 357.7733 | 1865.3463 | 357.7733 | 1865.3463
6518 | 350.308 | 1860.2499 | 350.308 | 1860.2499
6519 | 346.7537 | 1873.4279 | 346.7537 | 1873.4279
6520 | 345.3359 | 1909.326 | 345.3359 | 1909.326
6521 | 345.8267 | 1989.0074 | 345.8267 | 1989.0074
6522 | 349.4063 | 2033.1305 | 349.4063 | 2033.1305
6523 | 363.5444 | 2046.875 | 363.5444 | 2046.875
6524 | 394.1472 | 2036.0774 | 394.1472 | 2036.0774
6525 | 417.2573 | 2016.7349 | 417.2573 | 2016.7349
6526 | 433.3188 | 1951.7356 | 433.3188 | 1951.7356
6527 | 457.1835 | 1861.5449 | 457.1835 | 1861.5449
6528 | 453.5464 | 1757.6477 | 453.5464 | 1757.6477
6529 | 437.848 | 1614.8431 | 437.848 | 1614.8431
6530 | 431.483 | 1508.7981 | 431.483 | 1508.7981
6531 | 437.5592 | 1433.1672 | 437.5592 | 1433.1672
6532 | 443.8064 | 1404.6203 | 443.8064 | 1404.6203
6533 | 451.3931 | 1416.0574 | 451.3931 | 1416.0574
6534 | 449.4154 | 1410.3712 | 449.4154 | 1410.3712
6535 | 446.2328 | 1392.8914 | 446.2328 | 1392.8914
6536 | 456.8512 | 1378.4875 | 456.8512 | 1378.4875
6537 | 448.1821 | 1368.6425 | 448.1821 | 1368.6425
6538 | 427.6754 | 1335.151 | 427.6754 | 1335.151
6539 | 401.7987 | 1307.1964 | 401.7987 | 1307.1964
6540 | 377.1468 | 798.4724 | 377.1468 | 798.4724
6541 | 361.4301 | 796.3572 | 361.4301 | 796.3572
6542 | 350.9799 | 795.4118 | 350.9799 | 795.4118
6543 | 346.3435 | 798.66 | 346.3435 | 798.66
6544 | 344.05 | 827.9945 | 344.05 | 827.9945
6545 | 345.9826 | 911.1437 | 345.9826 | 911.1437
6546 | 350.5992 | 938.9424 | 350.5992 | 938.9424
6547 | 370.8064 | 938.4264 | 370.8064 | 938.4264
6548 | 398.1451 | 921.9233 | 398.1451 | 921.9233
6549 | 420.2904 | 912.9208 | 420.2904 | 912.9208
6550 | 441.5461 | 898.4672 | 441.5461 | 898.4672
6551 | 471.3804 | 891.1905 | 471.3804 | 891.1905
6552 | 466.3162 | 879.0809 | 466.3162 | 879.0809
6553 | 443.5662 | 869.6663 | 443.5662 | 869.6663
6554 | 441.5854 | 872.7266 | 441.5854 | 872.7266
6555 | 447.4686 | 873.9781 | 447.4686 | 873.9781
6556 | 447.5731 | 900.2687 | 447.5731 | 900.2687
6557 | 458.7965 | 919.675 | 458.7965 | 919.675
6558 | 455.3335 | 914.2512 | 455.3335 | 914.2512
6559 | 452.9052 | 903.9668 | 452.9052 | 903.9668
6560 | 466.1474 | 891.2472 | 466.1474 | 891.2472
6561 | 452.0148 | 871.7069 | 452.0148 | 871.7069
6562 | 431.4068 | 834.8359 | 431.4068 | 834.8359
6563 | 406.7412 | 808.6099 | 406.7412 | 808.6099
6564 | 382.975 | 808.6594 | 382.975 | 808.6594
6565 | 366.9738 | 851.7706 | 366.9738 | 851.7706
6566 | 357.3676 | 901.0134 | 357.3676 | 901.0134
6567 | 351.7637 | 933.5052 | 351.7637 | 933.5052
6568 | 349.7217 | 970.6994 | 349.7217 | 970.6994
6569 | 352.5736 | 1055.3415 | 352.5736 | 1055.3415
6570 | 355.1221 | 1103.075 | 355.1221 | 1103.075
6571 | 376.6719 | 1165.3492 | 376.6719 | 1165.3492
6572 | 413.0071 | 1231.0441 | 413.0071 | 1231.0441
6573 | 432.1104 | 1284.6122 | 432.1104 | 1284.6122
6574 | 450.895 | 1321.5763 | 450.895 | 1321.5763
6575 | 475.6421 | 1333.0048 | 475.6421 | 1333.0048
6576 | 469.9273 | 1304.6489 | 469.9273 | 1304.6489
6577 | 447.1755 | 1270.9086 | 447.1755 | 1270.9086
6578 | 441.7135 | 1249.731 | 441.7135 | 1249.731
6579 | 447.4222 | 1227.0081 | 447.4222 | 1227.0081
6580 | 448.6633 | 1220.8936 | 448.6633 | 1220.8936
6581 | 456.452 | 1219.9261 | 456.452 | 1219.9261
6582 | 455.4965 | 1204.2276 | 455.4965 | 1204.2276
6583 | 451.2316 | 1184.0636 | 451.2316 | 1184.0636
6584 | 454.8571 | 1168.7972 | 454.8571 | 1168.7972
6585 | 447.8283 | 1154.6578 | 447.8283 | 1154.6578
6586 | 426.1511 | 1131.3108 | 426.1511 | 1131.3108
6587 | 398.5194 | 1107.1047 | 398.5194 | 1107.1047
6588 | 376.0734 | 1100.7434 | 376.0734 | 1100.7434
6589 | 359.2767 | 1112.4157 | 359.2767 | 1112.4157
6590 | 350.8129 | 1123.9404 | 350.8129 | 1123.9404
6591 | 343.1841 | 1143.1716 | 343.1841 | 1143.1716
6592 | 340.8833 | 1217.6009 | 340.8833 | 1217.6009
6593 | 341.8534 | 1319.1919 | 341.8534 | 1319.1919
6594 | 343.7186 | 1353.7526 | 343.7186 | 1353.7526
6595 | 364.3868 | 1352.0511 | 364.3868 | 1352.0511
6596 | 396.9356 | 1325.4049 | 396.9356 | 1325.4049
6597 | 414.3108 | 1299.0144 | 414.3108 | 1299.0144
6598 | 434.6261 | 1245.3938 | 434.6261 | 1245.3938
6599 | 463.1917 | 1143.4488 | 463.1917 | 1143.4488
6600 | 464.9512 | 1036.1441 | 464.9512 | 1036.1441
6601 | 443.3618 | 948.7468 | 443.3618 | 948.7468
6602 | 437.9648 | 895.7789 | 437.9648 | 895.7789
6603 | 437.5674 | 884.2528 | 437.5674 | 884.2528
6604 | 440.8957 | 908.1284 | 440.8957 | 908.1284
6605 | 448.5217 | 927.0518 | 448.5217 | 927.0518
6606 | 444.7251 | 922.0671 | 444.7251 | 922.0671
6607 | 438.2389 | 913.6269 | 438.2389 | 913.6269
6608 | 442.539 | 907.0106 | 442.539 | 907.0106
6609 | 438.7386 | 900.2479 | 438.7386 | 900.2479
6610 | 423.1334 | 894.772 | 423.1334 | 894.772
6611 | 395.5344 | 882.8165 | 395.5344 | 882.8165
6612 | 375.9606 | 877.3773 | 375.9606 | 877.3773
6613 | 360.0018 | 883.2535 | 360.0018 | 883.2535
6614 | 350.7278 | 889.597 | 350.7278 | 889.597
6615 | 346.5245 | 905.7546 | 346.5245 | 905.7546
6616 | 345.0983 | 952.521 | 345.0983 | 952.521
6617 | 345.0985 | 1039.8415 | 345.0985 | 1039.8415
6618 | 346.7312 | 1054.1162 | 346.7312 | 1054.1162
6619 | 365.8121 | 1026.9913 | 365.8121 | 1026.9913
6620 | 397.7381 | 971.9798 | 397.7381 | 971.9798
6621 | 422.6778 | 932.7678 | 422.6778 | 932.7678
6622 | 439.0066 | 907.2052 | 439.0066 | 907.2052
6623 | 465.3478 | 903.9241 | 465.3478 | 903.9241
6624 | 459.5045 | 909.0709 | 459.5045 | 909.0709
6625 | 440.0753 | 932.72 | 440.0753 | 932.72
6626 | 439.4077 | 942.5861 | 439.4077 | 942.5861
6627 | 439.7634 | 945.3744 | 439.7634 | 945.3744
6628 | 443.4023 | 968.7231 | 443.4023 | 968.7231
6629 | 448.9494 | 993.2229 | 448.9494 | 993.2229
6630 | 446.1513 | 996.098 | 446.1513 | 996.098
6631 | 444.1878 | 1007.9438 | 444.1878 | 1007.9438
6632 | 454.1602 | 1025.4337 | 454.1602 | 1025.4337
6633 | 449.7707 | 1037.9911 | 449.7707 | 1037.9911
6634 | 432.2376 | 1031.3735 | 432.2376 | 1031.3735
6635 | 405.917 | 1019.8132 | 405.917 | 1019.8132
6636 | 383.1648 | 1015.7791 | 383.1648 | 1015.7791
6637 | 366.3263 | 1016.7814 | 366.3263 | 1016.7814
6638 | 356.2781 | 1016.319 | 356.2781 | 1016.319
6639 | 351.2369 | 1013.4199 | 351.2369 | 1013.4199
6640 | 350.0342 | 1022.3806 | 350.0342 | 1022.3806
6641 | 350.2248 | 1065.5723 | 350.2248 | 1065.5723
6642 | 349.5945 | 1049.6375 | 349.5945 | 1049.6375
6643 | 363.2342 | 1027.1669 | 363.2342 | 1027.1669
6644 | 387.8111 | 1026.7785 | 387.8111 | 1026.7785
6645 | 406.139 | 1084.6497 | 406.139 | 1084.6497
6646 | 421.4481 | 1169.5187 | 421.4481 | 1169.5187
6647 | 447.1261 | 1219.9826 | 447.1261 | 1219.9826
6648 | 444.1335 | 1207.9169 | 444.1335 | 1207.9169
6649 | 424.2088 | 1193.9797 | 424.2088 | 1193.9797
6650 | 421.9378 | 1197.6546 | 421.9378 | 1197.6546
6651 | 425.1918 | 1207.5124 | 425.1918 | 1207.5124
6652 | 424.4508 | 1253.7816 | 424.4508 | 1253.7816
6653 | 427.6983 | 1293.1228 | 427.6983 | 1293.1228
6654 | 432.2126 | 1307.8533 | 432.2126 | 1307.8533
6655 | 428.9594 | 1323.4753 | 428.9594 | 1323.4753
6656 | 440.4499 | 1342.7655 | 440.4499 | 1342.7655
6657 | 440.8407 | 1349.5708 | 440.8407 | 1349.5708
6658 | 422.6174 | 1326.092 | 422.6174 | 1326.092
6659 | 401.3285 | 1299.2514 | 401.3285 | 1299.2514
6660 | 383.7147 | 1289.9481 | 383.7147 | 1289.9481
6661 | 367.663 | 1294.4193 | 367.663 | 1294.4193
6662 | 359.0886 | 1300.192 | 359.0886 | 1300.192
6663 | 353.8937 | 1314.2858 | 353.8937 | 1314.2858
6664 | 351.2498 | 1360.0423 | 351.2498 | 1360.0423
6665 | 349.8776 | 1456.2764 | 349.8776 | 1456.2764
6666 | 345.885 | 1496.3697 | 345.885 | 1496.3697
6667 | 358.6587 | 1506.3919 | 358.6587 | 1506.3919
6668 | 376.6034 | 1502.4468 | 376.6034 | 1502.4468
6669 | 398.8021 | 1506.4415 | 398.8021 | 1506.4415
6670 | 417.8376 | 1475.8732 | 417.8376 | 1475.8732
6671 | 441.7567 | 1403.8304 | 441.7567 | 1403.8304
6672 | 436.8383 | 1308.0299 | 436.8383 | 1308.0299
6673 | 421.4181 | 1210.8847 | 421.4181 | 1210.8847
6674 | 420.0177 | 1128.7611 | 420.0177 | 1128.7611
6675 | 422.2188 | 1063.1828 | 422.2188 | 1063.1828
6676 | 426.9278 | 1049.4721 | 426.9278 | 1049.4721
6677 | 431.3674 | 1057.5499 | 431.3674 | 1057.5499
6678 | 430.632 | 1047.9987 | 430.632 | 1047.9987
6679 | 426.2701 | 1038.8998 | 426.2701 | 1038.8998
6680 | 443.1808 | 1033.2934 | 443.1808 | 1033.2934
6681 | 436.3842 | 1032.3268 | 436.3842 | 1032.3268
6682 | 421.7958 | 1049.2006 | 421.7958 | 1049.2006
6683 | 398.307 | 1057.4434 | 398.307 | 1057.4434
6684 | 377.4484 | 1053.541 | 377.4484 | 1053.541
6685 | 361.6161 | 1046.5079 | 361.6161 | 1046.5079
6686 | 352.7649 | 1020.2269 | 352.7649 | 1020.2269
6687 | 348.5088 | 997.4809 | 348.5088 | 997.4809
6688 | 346.829 | 1059.1765 | 346.829 | 1059.1765
6689 | 345.8828 | 1234.6667 | 345.8828 | 1234.6667
6690 | 341.354 | 1313.9709 | 341.354 | 1313.9709
6691 | 360.9403 | 1289.3927 | 360.9403 | 1289.3927
6692 | 390.0143 | 1234.7764 | 390.0143 | 1234.7764
6693 | 409.9225 | 1192.5785 | 409.9225 | 1192.5785
6694 | 429.9371 | 1130.8786 | 429.9371 | 1130.8786
6695 | 457.5247 | 1058.1332 | 457.5247 | 1058.1332
6696 | 458.0631 | 992.5862 | 458.0631 | 992.5862
6697 | 435.2478 | 960.9975 | 435.2478 | 960.9975
6698 | 430.6257 | 953.8708 | 430.6257 | 953.8708
6699 | 433.6511 | 945.7257 | 433.6511 | 945.7257
6700 | 435.1877 | 961.3464 | 435.1877 | 961.3464
6701 | 445.4871 | 979.4793 | 445.4871 | 979.4793
6702 | 447.2767 | 982.3105 | 447.2767 | 982.3105
6703 | 435.3041 | 986.6918 | 435.3041 | 986.6918
6704 | 446.8427 | 999.0442 | 446.8427 | 999.0442
6705 | 444.1404 | 1015.4218 | 444.1404 | 1015.4218
6706 | 424.8054 | 1037.916 | 424.8054 | 1037.916
6707 | 398.3276 | 1081.6374 | 398.3276 | 1081.6374
6708 | 373.2824 | 1146.4528 | 373.2824 | 1146.4528
6709 | 359.7305 | 1210.7723 | 359.7305 | 1210.7723
6710 | 352.572 | 1263.3082 | 352.572 | 1263.3082
6711 | 347.1071 | 1304.7136 | 347.1071 | 1304.7136
6712 | 345.7505 | 1357.7151 | 345.7505 | 1357.7151
6713 | 346.5311 | 1450.9195 | 346.5311 | 1450.9195
6714 | 345.9709 | 1478.1474 | 345.9709 | 1478.1474
6715 | 369.6841 | 1479.0804 | 369.6841 | 1479.0804
6716 | 409.428 | 1469.0319 | 409.428 | 1469.0319
6717 | 434.2379 | 1466.3085 | 434.2379 | 1466.3085
6718 | 449.607 | 1452.0305 | 449.607 | 1452.0305
6719 | 477.5978 | 1436.8501 | 477.5978 | 1436.8501
6720 | 470.4181 | 1408.4941 | 470.4181 | 1408.4941
6721 | 444.7997 | 1370.8899 | 444.7997 | 1370.8899
6722 | 442.7184 | 1326.7916 | 442.7184 | 1326.7916
6723 | 444.8006 | 1293.75 | 444.8006 | 1293.75
6724 | 448.3776 | 1299.5789 | 448.3776 | 1299.5789
6725 | 460.9614 | 1309.3692 | 460.9614 | 1309.3692
6726 | 464.3931 | 1298.8519 | 464.3931 | 1298.8519
6727 | 443.598 | 1285.0987 | 443.598 | 1285.0987
6728 | 457.2738 | 1280.6339 | 457.2738 | 1280.6339
6729 | 453.126 | 1286.2098 | 453.126 | 1286.2098
6730 | 430.4369 | 1281.129 | 430.4369 | 1281.129
6731 | 402.146 | 1277.6919 | 402.146 | 1277.6919
6732 | 377.3775 | 1280.9906 | 377.3775 | 1280.9906
6733 | 359.28 | 1285.5057 | 359.28 | 1285.5057
6734 | 351.3671 | 1282.4527 | 351.3671 | 1282.4527
6735 | 347.255 | 1280.9148 | 347.255 | 1280.9148
6736 | 346.282 | 1305.3754 | 346.282 | 1305.3754
6737 | 344.9386 | 1380.4452 | 344.9386 | 1380.4452
6738 | 347.546 | 1398.54 | 347.546 | 1398.54
6739 | 370.6085 | 1384.8952 | 370.6085 | 1384.8952
6740 | 407.8971 | 1353.7703 | 407.8971 | 1353.7703
6741 | 437.1685 | 1327.2041 | 437.1685 | 1327.2041
6742 | 450.4161 | 1291.6741 | 450.4161 | 1291.6741
6743 | 479.3164 | 1262.7062 | 479.3164 | 1262.7062
6744 | 468.7176 | 1217.0939 | 468.7176 | 1217.0939
6745 | 441.93 | 1157.6668 | 441.93 | 1157.6668
6746 | 439.7607 | 1099.6054 | 439.7607 | 1099.6054
6747 | 441.0827 | 1038.1546 | 441.0827 | 1038.1546
6748 | 441.7567 | 1017.9892 | 441.7567 | 1017.9892
6749 | 449.1147 | 998.0968 | 449.1147 | 998.0968
6750 | 448.1397 | 956.7992 | 448.1397 | 956.7992
6751 | 435.0119 | 920.2132 | 435.0119 | 920.2132
6752 | 446.0563 | 902.4001 | 446.0563 | 902.4001
6753 | 443.6256 | 882.5964 | 443.6256 | 882.5964
6754 | 423.6472 | 849.2381 | 423.6472 | 849.2381
6755 | 395.6417 | 822.7926 | 395.6417 | 822.7926
6756 | 369.6872 | 811.2061 | 369.6872 | 811.2061
6757 | 354.0463 | 808.3444 | 354.0463 | 808.3444
6758 | 345.4719 | 806.916 | 345.4719 | 806.916
6759 | 342.148 | 809.9008 | 342.148 | 809.9008
6760 | 340.6449 | 838.2254 | 340.6449 | 838.2254
6761 | 338.8064 | 920.145 | 338.8064 | 920.145
6762 | 339.5494 | 948.7341 | 339.5494 | 948.7341
6763 | 364.284 | 948.2621 | 364.284 | 948.2621
6764 | 399.1526 | 930.3539 | 399.1526 | 930.3539
6765 | 423.494 | 918.4534 | 423.494 | 918.4534
6766 | 441.1287 | 900.0919 | 441.1287 | 900.0919
6767 | 466.5317 | 890.8831 | 466.5317 | 890.8831
6768 | 462.28 | 879.52 | 462.28 | 879.52
6769 | 437.0519 | 871.2471 | 437.0519 | 871.2471
6770 | 431.2304 | 875.0098 | 431.2304 | 875.0098
6771 | 431.171 | 877.0078 | 431.171 | 877.0078
6772 | 436.2375 | 903.7814 | 436.2375 | 903.7814
6773 | 445.1747 | 923.8025 | 445.1747 | 923.8025
6774 | 441.9097 | 919.1691 | 441.9097 | 919.1691
6775 | 430.3313 | 908.4456 | 430.3313 | 908.4456
6776 | 439.3798 | 898.0092 | 439.3798 | 898.0092
6777 | 440.9718 | 883.299 | 440.9718 | 883.299
6778 | 424.9115 | 852.663 | 424.9115 | 852.663
6779 | 397.9111 | 827.447 | 397.9111 | 827.447
6780 | 371.7975 | 816.2117 | 371.7975 | 816.2117
6781 | 356.0297 | 814.2283 | 356.0297 | 814.2283
6782 | 346.7596 | 813.4146 | 346.7596 | 813.4146
6783 | 342.5985 | 818.507 | 342.5985 | 818.507
6784 | 340.3646 | 851.0029 | 340.3646 | 851.0029
6785 | 337.1756 | 935.5572 | 337.1756 | 935.5572
6786 | 336.193 | 963.4437 | 336.193 | 963.4437
6787 | 357.5277 | 963.1034 | 357.5277 | 963.1034
6788 | 387.8872 | 947.9175 | 387.8872 | 947.9175
6789 | 410.4877 | 940.4519 | 410.4877 | 940.4519
6790 | 427.7277 | 927.2717 | 427.7277 | 927.2717
6791 | 451.9876 | 920.8292 | 451.9876 | 920.8292
6792 | 454.5854 | 907.7097 | 454.5854 | 907.7097
6793 | 429.4762 | 896.89 | 429.4762 | 896.89
6794 | 425.0217 | 897.8865 | 425.0217 | 897.8865
6795 | 430.1661 | 898.0842 | 430.1661 | 898.0842
6796 | 431.7761 | 924.9017 | 431.7761 | 924.9017
6797 | 438.6023 | 946.0205 | 438.6023 | 946.0205
6798 | 435.2325 | 944.5047 | 435.2325 | 944.5047
6799 | 426.6333 | 939.8846 | 426.6333 | 939.8846
6800 | 432.0432 | 975.9041 | 432.0432 | 975.9041
6801 | 435.9641 | 1014.5875 | 435.9641 | 1014.5875
6802 | 422.9823 | 1011.7022 | 422.9823 | 1011.7022
6803 | 399.3809 | 998.6051 | 399.3809 | 998.6051
6804 | 374.3689 | 991.5851 | 374.3689 | 991.5851
6805 | 359.2775 | 994.9146 | 359.2775 | 994.9146
6806 | 349.1804 | 1003.6731 | 349.1804 | 1003.6731
6807 | 343.7736 | 1027.9539 | 343.7736 | 1027.9539
6808 | 342.3855 | 1093.6891 | 342.3855 | 1093.6891
6809 | 339.4711 | 1216.5322 | 339.4711 | 1216.5322
6810 | 333.5447 | 1280.6438 | 333.5447 | 1280.6438
6811 | 349.6099 | 1306.2099 | 349.6099 | 1306.2099
6812 | 377.6823 | 1305.9532 | 377.6823 | 1305.9532
6813 | 400.7776 | 1303.1419 | 400.7776 | 1303.1419
6814 | 414.8497 | 1265.8116 | 414.8497 | 1265.8116
6815 | 438.5598 | 1217.4797 | 438.5598 | 1217.4797
6816 | 435.3111 | 1164.5346 | 435.3111 | 1164.5346
6817 | 419.5958 | 1119.5975 | 419.5958 | 1119.5975
6818 | 418.1246 | 1089.2428 | 418.1246 | 1089.2428
6819 | 420.6732 | 1059.3627 | 420.6732 | 1059.3627
6820 | 420.7733 | 1057.9905 | 420.7733 | 1057.9905
6821 | 427.1383 | 1059.5697 | 427.1383 | 1059.5697
6822 | 426.4838 | 1049.9307 | 426.4838 | 1049.9307
6823 | 417.2058 | 1043.8616 | 417.2058 | 1043.8616
6824 | 426.4846 | 1044.9733 | 426.4846 | 1044.9733
6825 | 428.9841 | 1042.865 | 428.9841 | 1042.865
6826 | 415.3568 | 1019.8254 | 415.3568 | 1019.8254
6827 | 392.5971 | 990.6575 | 392.5971 | 990.6575
6828 | 368.7353 | 972.1772 | 368.7353 | 972.1772
6829 | 352.4339 | 964.5734 | 352.4339 | 964.5734
6830 | 343.9803 | 959.3248 | 343.9803 | 959.3248
6831 | 336.6764 | 962.2218 | 336.6764 | 962.2218
6832 | 336.676 | 998.5818 | 336.676 | 998.5818
6833 | 329.9967 | 1093.3668 | 329.9967 | 1093.3668
6834 | 325.5933 | 1145.6669 | 325.5933 | 1145.6669
6835 | 340.7466 | 1188.3576 | 340.7466 | 1188.3576
6836 | 368.9075 | 1210.8458 | 368.9075 | 1210.8458
6837 | 387.227 | 1225.686 | 387.227 | 1225.686
6838 | 402.1121 | 1195.7764 | 402.1121 | 1195.7764
6839 | 432.9098 | 1144.5905 | 432.9098 | 1144.5905
6840 | 430.0148 | 1050.6342 | 430.0148 | 1050.6342
6841 | 414.6602 | 946.2879 | 414.6602 | 946.2879
6842 | 413.1732 | 889.6316 | 413.1732 | 889.6316
6843 | 411.8013 | 880.5206 | 411.8013 | 880.5206
6844 | 417.4385 | 904.9669 | 417.4385 | 904.9669
6845 | 421.7292 | 924.1977 | 421.7292 | 924.1977
6846 | 418.6104 | 918.8617 | 418.6104 | 918.8617
6847 | 409.8241 | 907.5674 | 409.8241 | 907.5674
6848 | 419.3153 | 895.682 | 419.3153 | 895.682
6849 | 420.1298 | 877.02 | 420.1298 | 877.02
6850 | 404.3048 | 843.3543 | 404.3048 | 843.3543
6851 | 379.9016 | 819.7629 | 379.9016 | 819.7629
6852 | 357.2317 | 822.7542 | 357.2317 | 822.7542
6853 | 342.8849 | 839.6956 | 342.8849 | 839.6956
6854 | 333.6718 | 859.7827 | 333.6718 | 859.7827
6855 | 331.375 | 884.0195 | 331.375 | 884.0195
6856 | 331.8684 | 932.1032 | 331.8684 | 932.1032
6857 | 326.7563 | 1032.2891 | 326.7563 | 1032.2891
6858 | 324.1106 | 1075.1487 | 324.1106 | 1075.1487
6859 | 341.2775 | 1083.6342 | 341.2775 | 1083.6342
6860 | 371.1493 | 1078.9426 | 371.1493 | 1078.9426
6861 | 394.0084 | 1078.5902 | 394.0084 | 1078.5902
6862 | 410.6169 | 1030.4583 | 410.6169 | 1030.4583
6863 | 439.1077 | 973.8276 | 439.1077 | 973.8276
6864 | 434.5088 | 910.3882 | 434.5088 | 910.3882
6865 | 416.092 | 881.3901 | 416.092 | 881.3901
6866 | 413.8339 | 879.3129 | 413.8339 | 879.3129
6867 | 413.9725 | 881.7939 | 413.9725 | 881.7939
6868 | 423.679 | 910.7191 | 423.679 | 910.7191
6869 | 427.0989 | 932.9795 | 427.0989 | 932.9795
6870 | 424.4837 | 938.5769 | 424.4837 | 938.5769
6871 | 415.8997 | 949.6763 | 415.8997 | 949.6763
6872 | 429.1147 | 958.2087 | 429.1147 | 958.2087
6873 | 432.6886 | 957.769 | 432.6886 | 957.769
6874 | 419.1472 | 971.7887 | 419.1472 | 971.7887
6875 | 388.3294 | 1020.5158 | 388.3294 | 1020.5158
6876 | 363.4985 | 1072.2024 | 363.4985 | 1072.2024
6877 | 347.3287 | 1131.2088 | 347.3287 | 1131.2088
6878 | 339.6878 | 1173.9091 | 339.6878 | 1173.9091
6879 | 336.3373 | 1203.0638 | 336.3373 | 1203.0638
6880 | 334.8667 | 1251.5427 | 334.8667 | 1251.5427
6881 | 329.6751 | 1354.0997 | 329.6751 | 1354.0997
6882 | 331.3831 | 1403.0626 | 331.3831 | 1403.0626
6883 | 357.0357 | 1408.3866 | 357.0357 | 1408.3866
6884 | 394.5073 | 1384.2872 | 394.5073 | 1384.2872
6885 | 417.7217 | 1366.0199 | 417.7217 | 1366.0199
6886 | 432.7217 | 1250.6629 | 432.7217 | 1250.6629
6887 | 465.8566 | 1125.4021 | 465.8566 | 1125.4021
6888 | 460.4854 | 977.701 | 460.4854 | 977.701
6889 | 435.272 | 881.3901 | 435.272 | 881.3901
6890 | 431.8957 | 877.2931 | 431.8957 | 877.2931
6891 | 435.6922 | 878.1934 | 435.6922 | 878.1934
6892 | 436.9344 | 902.6398 | 436.9344 | 902.6398
6893 | 448.6456 | 922.0461 | 448.6456 | 922.0461
6894 | 446.451 | 916.6662 | 446.451 | 916.6662
6895 | 430.873 | 905.4158 | 430.873 | 905.4158
6896 | 436.8637 | 898.7117 | 436.8637 | 898.7117
6897 | 440.1569 | 888.9633 | 440.1569 | 888.9633
6898 | 420.2484 | 899.9971 | 420.2484 | 899.9971
6899 | 393.3101 | 920.4467 | 393.3101 | 920.4467
6900 | 369.2644 | 937.8841 | 369.2644 | 937.8841
6901 | 351.51 | 947.2292 | 351.51 | 947.2292
6902 | 341.4861 | 941.8051 | 341.4861 | 941.8051
6903 | 337.372 | 951.2006 | 337.372 | 951.2006
6904 | 336.0147 | 987.8679 | 336.0147 | 987.8679
6905 | 331.6318 | 1074.5737 | 331.6318 | 1074.5737
6906 | 332.7941 | 1103.7775 | 332.7941 | 1103.7775
6907 | 358.3463 | 1104.2715 | 358.3463 | 1104.2715
6908 | 395.5252 | 1085.9242 | 395.5252 | 1085.9242
6909 | 418.571 | 1066.2517 | 418.571 | 1066.2517
6910 | 433.8221 | 1026.3747 | 433.8221 | 1026.3747
6911 | 461.5009 | 985.4635 | 461.5009 | 985.4635
6912 | 460.2445 | 949.8625 | 460.2445 | 949.8625
6913 | 436.0289 | 920.9084 | 436.0289 | 920.9084
6914 | 434.0142 | 907.2831 | 434.0142 | 907.2831
6915 | 433.8555 | 898.7868 | 433.8555 | 898.7868
6916 | 438.796 | 922.5745 | 438.796 | 922.5745
6917 | 447.625 | 942.0248 | 447.625 | 942.0248
6918 | 448.196 | 937.9183 | 448.196 | 937.9183
6919 | 427.1247 | 933.386 | 427.1247 | 933.386
6920 | 430.3343 | 931.1167 | 430.3343 | 931.1167
6921 | 437.8425 | 924.3541 | 437.8425 | 924.3541
6922 | 422.1549 | 902.6756 | 422.1549 | 902.6756
6923 | 395.8084 | 884.0899 | 395.8084 | 884.0899
6924 | 371.8114 | 877.8603 | 371.8114 | 877.8603
6925 | 353.531 | 879.2139 | 353.531 | 879.2139
6926 | 344.7826 | 880.3322 | 344.7826 | 880.3322
6927 | 340.4765 | 885.6442 | 340.4765 | 885.6442
6928 | 338.9789 | 913.8809 | 338.9789 | 913.8809
6929 | 333.6716 | 995.142 | 333.6716 | 995.142
6930 | 334.9441 | 1023.3359 | 334.9441 | 1023.3359
6931 | 360.056 | 1024.9276 | 360.056 | 1024.9276
6932 | 397.8869 | 1011.4981 | 397.8869 | 1011.4981
6933 | 419.7747 | 1003.1981 | 419.7747 | 1003.1981
6934 | 435.8028 | 981.4995 | 435.8028 | 981.4995
6935 | 465.7508 | 962.7185 | 465.7508 | 962.7185
6936 | 462.0506 | 936.7337 | 462.0506 | 936.7337
6937 | 435.3213 | 915.5954 | 435.3213 | 915.5954
6938 | 429.45 | 906.5805 | 429.45 | 906.5805
6939 | 437.2941 | 909.0176 | 437.2941 | 909.0176
6940 | 438.1742 | 938.3818 | 438.1742 | 938.3818
6941 | 445.3653 | 958.1395 | 445.3653 | 958.1395
6942 | 446.7421 | 955.7893 | 446.7421 | 955.7893
6943 | 426.5256 | 960.8293 | 426.5256 | 960.8293
6944 | 435.9648 | 966.0684 | 435.9648 | 966.0684
6945 | 438.878 | 969.4927 | 438.878 | 969.4927
6946 | 423.3649 | 959.7576 | 423.3649 | 959.7576
6947 | 399.5812 | 953.8177 | 399.5812 | 953.8177
6948 | 373.9449 | 958.9606 | 373.9449 | 958.9606
6949 | 356.6314 | 970.9841 | 356.6314 | 970.9841
6950 | 347.0246 | 982.3772 | 347.0246 | 982.3772
6951 | 341.1897 | 998.8421 | 341.1897 | 998.8421
6952 | 339.7834 | 1059.396 | 339.7834 | 1059.396
6953 | 329.6836 | 1175.9601 | 329.6836 | 1175.9601
6954 | 330.3025 | 1228.2162 | 330.3025 | 1228.2162
6955 | 347.039 | 1242.8489 | 347.039 | 1242.8489
6956 | 374.1196 | 1238.1574 | 374.1196 | 1238.1574
6957 | 394.8586 | 1233.7653 | 394.8586 | 1233.7653
6958 | 407.7677 | 1197.7963 | 407.7677 | 1197.7963
6959 | 436.1131 | 1143.844 | 436.1131 | 1143.844
6960 | 437.9919 | 1074.3012 | 437.9919 | 1074.3012
6961 | 417.1611 | 1013.6446 | 417.1611 | 1013.6446
6962 | 412.4562 | 977.4939 | 412.4562 | 977.4939
6963 | 414.3985 | 945.7257 | 414.3985 | 945.7257
6964 | 416.7029 | 946.9002 | 416.7029 | 946.9002
6965 | 428.6918 | 947.1622 | 428.6918 | 947.1622
6966 | 421.8873 | 932.7809 | 421.8873 | 932.7809
6967 | 412.561 | 916.4371 | 412.561 | 916.4371
6968 | 416.4137 | 901.0389 | 416.4137 | 901.0389
6969 | 424.2412 | 881.9817 | 424.2412 | 881.9817
6970 | 411.7157 | 854.1999 | 411.7157 | 854.1999
6971 | 386.9341 | 864.3307 | 386.9341 | 864.3307
6972 | 365.6128 | 870.3079 | 365.6128 | 870.3079
6973 | 350.191 | 887.864 | 350.191 | 887.864
6974 | 341.9111 | 911.0247 | 341.9111 | 911.0247
6975 | 336.9462 | 932.7587 | 336.9462 | 932.7587
6976 | 336.3673 | 967.0111 | 336.3673 | 967.0111
6977 | 326.0683 | 1062.323 | 326.0683 | 1062.323
6978 | 326.4339 | 1076.5977 | 326.4339 | 1076.5977
6979 | 343.735 | 1065.5436 | 343.735 | 1065.5436
6980 | 368.2349 | 1054.2217 | 368.2349 | 1054.2217
6981 | 390.2317 | 1041.3552 | 390.2317 | 1041.3552
6982 | 406.3935 | 1007.362 | 406.3935 | 1007.362
6983 | 439.0322 | 970.8417 | 439.0322 | 970.8417
6984 | 439.8919 | 921.4972 | 439.8919 | 921.4972
6985 | 421.2993 | 883.9807 | 421.2993 | 883.9807
6986 | 412.6997 | 880.8058 | 412.6997 | 880.8058
6987 | 416.3182 | 879.9936 | 416.3182 | 879.9936
6988 | 420.8811 | 905.6256 | 420.8811 | 905.6256
6989 | 427.5758 | 925.5588 | 427.5758 | 925.5588
6990 | 420.3745 | 920.2229 | 420.3745 | 920.2229
6991 | 410.9628 | 909.6311 | 410.9628 | 909.6311
6992 | 418.5425 | 897.7896 | 418.5425 | 897.7896
6993 | 425.5357 | 879.4789 | 425.5357 | 879.4789
6994 | 413.1583 | 846.9987 | 413.1583 | 846.9987
6995 | 392.0033 | 822.2657 | 392.0033 | 822.2657
6996 | 369.9202 | 826.9695 | 369.9202 | 826.9695
6997 | 353.0898 | 828.0597 | 353.0898 | 828.0597
6998 | 343.6524 | 827.246 | 343.6524 | 827.246
6999 | 340.2088 | 831.6797 | 340.2088 | 831.6797
7000 | 336.9306 | 864.8783 | 336.9306 | 864.8783
7001 | 327.2885 | 955.6237 | 327.2885 | 955.6237
7002 | 328.1387 | 992.9068 | 328.1387 | 992.9068
7003 | 345.0919 | 1001.7435 | 345.0919 | 1001.7435
7004 | 371.9886 | 993.4075 | 371.9886 | 993.4075
7005 | 392.1401 | 983.3512 | 392.1401 | 983.3512
7006 | 409.6775 | 948.875 | 409.6775 | 948.875
7007 | 433.1196 | 908.2272 | 433.1196 | 908.2272
7008 | 430.9367 | 882.7693 | 430.9367 | 882.7693
7009 | 422.0113 | 871.9935 | 422.0113 | 871.9935
7010 | 413.5107 | 873.2535 | 413.5107 | 873.2535
7011 | 416.0113 | 872.7047 | 416.0113 | 872.7047
7012 | 420.814 | 892.365 | 420.814 | 892.365
7013 | 427.4882 | 899.345 | 427.4882 | 899.345
7014 | 424.9485 | 878.7287 | 424.9485 | 878.7287
7015 | 411.1633 | 854.6129 | 411.1633 | 854.6129
7016 | 418.1393 | 838.2048 | 418.1393 | 838.2048
7017 | 424.0732 | 834.428 | 424.0732 | 834.428
7018 | 412.2516 | 869.4803 | 412.2516 | 869.4803
7019 | 386.988 | 890.4567 | 386.988 | 890.4567
7020 | 366.3932 | 895.2483 | 366.3932 | 895.2483
7021 | 348.4246 | 917.8979 | 348.4246 | 917.8979
7022 | 340.3417 | 937.502 | 340.3417 | 937.502
7023 | 336.6387 | 951.947 | 336.6387 | 951.947
7024 | 334.3671 | 969.0309 | 334.3671 | 969.0309
7025 | 326.2604 | 1029.1277 | 326.2604 | 1029.1277
7026 | 326.8402 | 1054.5992 | 326.8402 | 1054.5992
7027 | 345.4694 | 1063.9628 | 345.4694 | 1063.9628
7028 | 375.3374 | 1056.2854 | 375.3374 | 1056.2854
7029 | 393.3278 | 1031.6952 | 393.3278 | 1031.6952
7030 | 412.562 | 955.8566 | 412.562 | 955.8566
7031 | 438.834 | 904.7145 | 438.834 | 904.7145
7032 | 434.255 | 874.1192 | 434.255 | 874.1192
7033 | 419.5166 | 841.5645 | 419.5166 | 841.5645
7034 | 412.4291 | 833.2083 | 412.4291 | 833.2083
7035 | 413.1042 | 824.0533 | 413.1042 | 824.0533
7036 | 416.9587 | 834.7122 | 416.9587 | 834.7122
7037 | 426.5816 | 832.647 | 426.5816 | 832.647
7038 | 423.5224 | 847.0701 | 423.5224 | 847.0701
7039 | 410.2401 | 836.9175 | 410.2401 | 836.9175
7040 | 413.153 | 820.1582 | 413.153 | 820.1582
7041 | 427.3224 | 791.88 | 427.3224 | 791.88
7042 | 413.1415 | 759.1803 | 413.1415 | 759.1803
7043 | 385.4562 | 738.6626 | 385.4562 | 738.6626
7044 | 361.6998 | 729.5789 | 361.6998 | 729.5789
7045 | 346.8026 | 737.9141 | 346.8026 | 737.9141
7046 | 338.5934 | 740.1301 | 338.5934 | 740.1301
7047 | 335.27 | 745.6616 | 335.27 | 745.6616
7048 | 332.2071 | 778.7723 | 332.2071 | 778.7723
7049 | 326.6813 | 864.6438 | 326.6813 | 864.6438
7050 | 328.5416 | 903.8589 | 328.5416 | 903.8589
7051 | 355.5809 | 910.9832 | 355.5809 | 910.9832
7052 | 389.584 | 899.1344 | 389.584 | 899.1344
7053 | 419.834 | 888.0682 | 419.834 | 888.0682
7054 | 434.394 | 853.6798 | 434.394 | 853.6798
7055 | 467.8875 | 805.3041 | 467.8875 | 805.3041
7056 | 461.5606 | 739.1862 | 461.5606 | 739.1862
7057 | 435.5458 | 694.8638 | 435.5458 | 694.8638
7058 | 430.2208 | 693.1379 | 430.2208 | 693.1379
7059 | 432.2506 | 697.8144 | 432.2506 | 697.8144
7060 | 436.6157 | 729.1106 | 436.6157 | 729.1106
7061 | 446.2813 | 754.0056 | 446.2813 | 754.0056
7062 | 446.6445 | 761.4911 | 446.6445 | 761.4911
7063 | 427.4321 | 772.8101 | 427.4321 | 772.8101
7064 | 424.7052 | 798.95 | 424.7052 | 798.95
7065 | 430.4856 | 819.6745 | 430.4856 | 819.6745
7066 | 420.0394 | 835.4067 | 420.0394 | 835.4067
7067 | 383.7166 | 839.6098 | 383.7166 | 839.6098
7068 | 360.8998 | 844.138 | 360.8998 | 844.138
7069 | 341.2656 | 925.7137 | 341.2656 | 925.7137
7070 | 331.7818 | 973.3319 | 331.7818 | 973.3319
7071 | 327.6225 | 992.9582 | 327.6225 | 992.9582
7072 | 325.9315 | 1052.4145 | 325.9315 | 1052.4145
7073 | 317.3044 | 1155.674 | 317.3044 | 1155.674
7074 | 321.3131 | 1207.052 | 321.3131 | 1207.052
7075 | 346.9539 | 1218.9184 | 346.9539 | 1218.9184
7076 | 387.5946 | 1222.4379 | 387.5946 | 1222.4379
7077 | 409.3551 | 1220.2413 | 409.3551 | 1220.2413
7078 | 424.5378 | 1176.149 | 424.5378 | 1176.149
7079 | 453.6628 | 1125.4021 | 453.6628 | 1125.4021
7080 | 450.3966 | 1066.2219 | 450.3966 | 1066.2219
7081 | 423.4144 | 1002.9747 | 423.4144 | 1002.9747
7082 | 419.0379 | 954.7489 | 419.0379 | 954.7489
7083 | 422.9376 | 913.9794 | 422.9376 | 913.9794
7084 | 427.5264 | 907.382 | 427.5264 | 907.382
7085 | 436.0933 | 903.4725 | 436.0933 | 903.4725
7086 | 432.8976 | 890.2768 | 432.8976 | 890.2768
7087 | 416.633 | 889.5646 | 416.633 | 889.5646
7088 | 417.8936 | 902.6635 | 417.8936 | 902.6635
7089 | 428.7052 | 918.6459 | 428.7052 | 918.6459
7090 | 415.5757 | 940.3058 | 415.5757 | 940.3058
7091 | 385.9073 | 944.9919 | 385.9073 | 944.9919
7092 | 359.8869 | 941.7921 | 359.8869 | 941.7921
7093 | 339.0666 | 943.3652 | 339.0666 | 943.3652
7094 | 329.9552 | 940.883 | 329.9552 | 940.883
7095 | 326.951 | 941.4967 | 326.951 | 941.4967
7096 | 325.1356 | 976.715 | 325.1356 | 976.715
7097 | 318.2979 | 1068.1191 | 318.2979 | 1068.1191
7098 | 324.8008 | 1103.3384 | 324.8008 | 1103.3384
7099 | 352.419 | 1111.1652 | 352.419 | 1111.1652
7100 | 388.0026 | 1102.3462 | 388.0026 | 1102.3462
7101 | 409.1899 | 1083.2885 | 409.1899 | 1083.2885
7102 | 429.6154 | 1042.665 | 429.6154 | 1042.665
7103 | 456.7027 | 1010.0088 | 456.7027 | 1010.0088
7104 | 452.7391 | 978.7109 | 452.7391 | 978.7109
7105 | 423.955 | 951.8205 | 423.955 | 951.8205
7106 | 421.128 | 935.8241 | 421.128 | 935.8241
7107 | 422.3191 | 913.4964 | 422.3191 | 913.4964
7108 | 419.2389 | 913.4414 | 419.2389 | 913.4414
7109 | 431.0509 | 915.5914 | 431.0509 | 915.5914
7110 | 425.4604 | 907.094 | 425.4604 | 907.094
7111 | 407.8192 | 903.3082 | 407.8192 | 903.3082
7112 | 406.4655 | 916.0119 | 406.4655 | 916.0119
7113 | 419.3571 | 933.7506 | 419.3571 | 933.7506
7114 | 407.7329 | 962.9629 | 407.7329 | 962.9629
7115 | 378.6608 | 998.7807 | 378.6608 | 998.7807
7116 | 355.6421 | 1024.1657 | 355.6421 | 1024.1657
7117 | 339.1994 | 1060.3832 | 339.1994 | 1060.3832
7118 | 330.5626 | 1096.8924 | 330.5626 | 1096.8924
7119 | 327.059 | 1134.6532 | 327.059 | 1134.6532
7120 | 322.458 | 1194.9437 | 322.458 | 1194.9437
7121 | 312.9154 | 1305.4044 | 312.9154 | 1305.4044
7122 | 318.5167 | 1362.0515 | 318.5167 | 1362.0515
7123 | 340.7977 | 1382.6558 | 340.7977 | 1382.6558
7124 | 371.3054 | 1368.4799 | 371.3054 | 1368.4799
7125 | 390.7424 | 1307.928 | 390.7424 | 1307.928
7126 | 410.0297 | 1194.3713 | 410.0297 | 1194.3713
7127 | 438.252 | 1082.2394 | 438.252 | 1082.2394
7128 | 438.7918 | 992.0593 | 438.7918 | 992.0593
7129 | 419.8506 | 915.5515 | 419.8506 | 915.5515
7130 | 410.6189 | 859.9051 | 410.6189 | 859.9051
7131 | 411.2856 | 818.7403 | 411.2856 | 818.7403
7132 | 412.4201 | 816.9729 | 412.4201 | 816.9729
7133 | 421.0884 | 825.2263 | 421.0884 | 825.2263
7134 | 419.4221 | 832.0532 | 419.4221 | 832.0532
7135 | 403.8257 | 852.2418 | 403.8257 | 852.2418
7136 | 404.4977 | 881.5871 | 404.4977 | 881.5871
7137 | 414.9012 | 913.1572 | 414.9012 | 913.1572
7138 | 400.8907 | 942.8964 | 400.8907 | 942.8964
7139 | 375.8996 | 982.6221 | 375.8996 | 982.6221
7140 | 353.6202 | 990.7508 | 353.6202 | 990.7508
7141 | 335.8655 | 997.3735 | 335.8655 | 997.3735
7142 | 327.6901 | 1017.1094 | 327.6901 | 1017.1094
7143 | 323.6804 | 1042.4878 | 323.6804 | 1042.4878
7144 | 319.0976 | 1082.6679 | 319.0976 | 1082.6679
7145 | 309.5804 | 1169.5054 | 309.5804 | 1169.5054
7146 | 313.5923 | 1199.6752 | 313.5923 | 1199.6752
7147 | 329.805 | 1188.7967 | 329.805 | 1188.7967
7148 | 356.2568 | 1156.7058 | 356.2568 | 1156.7058
7149 | 374.3546 | 1103.838 | 374.3546 | 1103.838
7150 | 389.4365 | 1042.0503 | 389.4365 | 1042.0503
7151 | 422.0022 | 987.3077 | 422.0022 | 987.3077
7152 | 421.572 | 918.3796 | 421.572 | 918.3796
7153 | 406.2416 | 831.9922 | 406.2416 | 831.9922
7154 | 400.5088 | 765.149 | 400.5088 | 765.149
7155 | 399.9603 | 722.5792 | 399.9603 | 722.5792
7156 | 402.8586 | 725.9491 | 402.8586 | 725.9491
7157 | 407.6178 | 737.6714 | 407.6178 | 737.6714
7158 | 401.8409 | 741.6002 | 401.8409 | 741.6002
7159 | 390.1376 | 751.8215 | 390.1376 | 751.8215
7160 | 391.861 | 770.3212 | 391.861 | 770.3212
7161 | 403.3441 | 779.3659 | 403.3441 | 779.3659
7162 | 397.0912 | 768.9721 | 397.0912 | 768.9721
7163 | 373.0266 | 787.2701 | 373.0266 | 787.2701
7164 | 350.5581 | 840.1423 | 350.5581 | 840.1423
7165 | 334.0413 | 896.2507 | 334.0413 | 896.2507
7166 | 324.861 | 917.4794 | 324.861 | 917.4794
7167 | 319.0844 | 940.838 | 319.0844 | 940.838
7168 | 316.6551 | 992.654 | 316.6551 | 992.654
7169 | 307.2485 | 1083.8386 | 307.2485 | 1083.8386
7170 | 309.1375 | 1120.2435 | 309.1375 | 1120.2435
7171 | 327.4725 | 1116.8295 | 327.4725 | 1116.8295
7172 | 354.6688 | 1114.8164 | 354.6688 | 1114.8164
7173 | 376.5282 | 1068.1398 | 376.5282 | 1068.1398
7174 | 390.6767 | 962.1356 | 390.6767 | 962.1356
7175 | 418.3358 | 865.3279 | 418.3358 | 865.3279
7176 | 419.1929 | 780.1096 | 419.1929 | 780.1096
7177 | 402.0637 | 708.1244 | 402.0637 | 708.1244
7178 | 400.0125 | 664.7726 | 400.0125 | 664.7726
7179 | 399.4147 | 631.0724 | 399.4147 | 631.0724
7180 | 400.7967 | 631.6761 | 400.7967 | 631.6761
7181 | 406.8841 | 637.6462 | 406.8841 | 637.6462
7182 | 405.2087 | 635.0765 | 405.2087 | 635.0765
7183 | 388.9348 | 641.9167 | 388.9348 | 641.9167
7184 | 390.1048 | 662.1728 | 390.1048 | 662.1728
7185 | 403.8801 | 675.9597 | 403.8801 | 675.9597
7186 | 394.8268 | 682.7783 | 394.8268 | 682.7783
7187 | 368.828 | 704.15 | 368.828 | 704.15
7188 | 345.3826 | 761.3252 | 345.3826 | 761.3252
7189 | 331.331 | 822.1319 | 331.331 | 822.1319
7190 | 321.7688 | 869.1353 | 321.7688 | 869.1353
7191 | 318.6914 | 889.6838 | 318.6914 | 889.6838
7192 | 314.686 | 933.684 | 314.686 | 933.684
7193 | 305.9317 | 1027.4152 | 305.9317 | 1027.4152
7194 | 310.3442 | 1061.0539 | 310.3442 | 1061.0539
7195 | 332.8367 | 1061.5917 | 332.8367 | 1061.5917
7196 | 361.0487 | 1041.4441 | 361.0487 | 1041.4441
7197 | 383.7566 | 962.5821 | 383.7566 | 962.5821
7198 | 399.9516 | 862.286 | 399.9516 | 862.286
7199 | 432.4355 | 774.4359 | 432.4355 | 774.4359
7200 | 428.1578 | 702.3903 | 428.1578 | 702.3903
7201 | 407.4866 | 653.2379 | 407.4866 | 653.2379
7202 | 403.6601 | 633.6849 | 403.6601 | 633.6849
7203 | 405.4146 | 634.4973 | 405.4146 | 634.4973
7204 | 403.6334 | 673.9167 | 403.6334 | 673.9167
7205 | 411.5994 | 725.5085 | 411.5994 | 725.5085
7206 | 408.9183 | 764.1257 | 408.9183 | 764.1257
7207 | 397.1463 | 786.0267 | 397.1463 | 786.0267
7208 | 393.4565 | 802.9897 | 393.4565 | 802.9897
7209 | 404.9958 | 806.0627 | 404.9958 | 806.0627
7210 | 399.8906 | 799.1377 | 399.8906 | 799.1377
7211 | 368.642 | 799.5207 | 368.642 | 799.5207
7212 | 343.8654 | 805.4101 | 343.8654 | 805.4101
7213 | 327.325 | 821.4733 | 327.325 | 821.4733
7214 | 319.5933 | 826.7191 | 319.5933 | 826.7191
7215 | 315.4383 | 825.5764 | 315.4383 | 825.5764
7216 | 312.4575 | 842.0894 | 312.4575 | 842.0894
7217 | 305.2928 | 909.6068 | 305.2928 | 909.6068
7218 | 311.3692 | 926.9113 | 311.3692 | 926.9113
7219 | 340.4075 | 924.0242 | 340.4075 | 924.0242
7220 | 379.3294 | 905.5891 | 379.3294 | 905.5891
7221 | 404.5129 | 885.0824 | 404.5129 | 885.0824
7222 | 420.2189 | 841.1218 | 420.2189 | 841.1218
7223 | 453.8133 | 801.1327 | 453.8133 | 801.1327
7224 | 447.9933 | 740.7669 | 447.9933 | 740.7669
7225 | 425.8567 | 689.5069 | 425.8567 | 689.5069
7226 | 421.2389 | 696.7824 | 421.2389 | 696.7824
7227 | 420.5297 | 709.5381 | 420.5297 | 709.5381
7228 | 423.7094 | 735.2579 | 423.7094 | 735.2579
7229 | 430.7175 | 770.9984 | 430.7175 | 770.9984
7230 | 425.696 | 785.8607 | 425.696 | 785.8607
7231 | 401.6177 | 793.5352 | 401.6177 | 793.5352
7232 | 397.3055 | 804.6582 | 397.3055 | 804.6582
7233 | 408.8603 | 810.1902 | 408.8603 | 810.1902
7234 | 399.3507 | 808.0513 | 399.3507 | 808.0513
7235 | 370.1462 | 816.9527 | 370.1462 | 816.9527
7236 | 343.5873 | 821.876 | 343.5873 | 821.876
7237 | 325.3911 | 835.129 | 325.3911 | 835.129
7238 | 317.5991 | 846.6977 | 317.5991 | 846.6977
7239 | 313.979 | 853.7222 | 313.979 | 853.7222
7240 | 309.6338 | 873.704 | 309.6338 | 873.704
7241 | 301.7854 | 948.4665 | 301.7854 | 948.4665
7242 | 310.1 | 979.251 | 310.1 | 979.251
7243 | 331.6337 | 988.3512 | 331.6337 | 988.3512
7244 | 369.797 | 981.5959 | 369.797 | 981.5959
7245 | 392.2735 | 962.8456 | 392.2735 | 962.8456
7246 | 412.9599 | 919.5436 | 412.9599 | 919.5436
7247 | 441.4508 | 880.9596 | 441.4508 | 880.9596
7248 | 443.413 | 845.666 | 443.413 | 845.666
7249 | 415.1366 | 820.6637 | 415.1366 | 820.6637
7250 | 409.6976 | 812.2636 | 409.6976 | 812.2636
7251 | 410.886 | 806.8409 | 410.886 | 806.8409
7252 | 412.8165 | 837.742 | 412.8165 | 837.742
7253 | 421.543 | 861.5831 | 421.543 | 861.5831
7254 | 417.551 | 858.8378 | 417.551 | 858.8378
7255 | 403.4761 | 843.1087 | 403.4761 | 843.1087
7256 | 395.2443 | 825.7346 | 395.2443 | 825.7346
7257 | 406.3162 | 816.4692 | 406.3162 | 816.4692
7258 | 400.5617 | 800.938 | 400.5617 | 800.938
7259 | 372.4685 | 788.9825 | 372.4685 | 788.9825
7260 | 343.9688 | 260.4591 | 343.9688 | 260.4591
7261 | 326.5349 | 256.6367 | 326.5349 | 256.6367
7262 | 317.8087 | 257.9833 | 317.8087 | 257.9833
7263 | 315.6737 | 262.6486 | 315.6737 | 262.6486
7264 | 310.2611 | 289.4744 | 310.2611 | 289.4744
7265 | 299.9596 | 374.2523 | 299.9596 | 374.2523
7266 | 310.3251 | 400.0332 | 310.3251 | 400.0332
7267 | 336.9654 | 402.6824 | 336.9654 | 402.6824
7268 | 373.8131 | 386.5007 | 373.8131 | 386.5007
7269 | 397.5786 | 373.0203 | 397.5786 | 373.0203
7270 | 415.8447 | 352.0331 | 415.8447 | 352.0331
7271 | 449.4456 | 334.0138 | 449.4456 | 334.0138
7272 | 448.5097 | 319.1696 | 448.5097 | 319.1696
7273 | 422.5839 | 301.5228 | 422.5839 | 301.5228
7274 | 417.8511 | 295.577 | 417.8511 | 295.577
7275 | 417.4129 | 286.5787 | 417.4129 | 286.5787
7276 | 415.8549 | 305.4252 | 415.8549 | 305.4252
7277 | 418.8074 | 326.879 | 418.8074 | 326.879
7278 | 416.522 | 322.4908 | 416.522 | 322.4908
7279 | 398.6326 | 318.7262 | 398.6326 | 318.7262
7280 | 389.8216 | 313.7669 | 389.8216 | 313.7669
7281 | 399.2341 | 309.6713 | 399.2341 | 309.6713
7282 | 394.2276 | 282.7077 | 394.2276 | 282.7077
7283 | 373.757 | 265.1132 | 373.757 | 265.1132
7284 | 349.0986 | 256.9214 | 349.0986 | 256.9214
7285 | 330.7648 | 255.4198 | 330.7648 | 255.4198
7286 | 319.3887 | 256.6815 | 319.3887 | 256.6815
7287 | 314.506 | 261.191 | 314.506 | 261.191
7288 | 308.9261 | 287.8471 | 308.9261 | 287.8471
7289 | 302.1675 | 373.6863 | 302.1675 | 373.6863
7290 | 308.3099 | 400.2738 | 308.3099 | 400.2738
7291 | 330.2885 | 402.7673 | 330.2885 | 402.7673
7292 | 360.8072 | 386.2742 | 360.8072 | 386.2742
7293 | 384.7822 | 372.2279 | 384.7822 | 372.2279
7294 | 399.7013 | 350.5049 | 399.7013 | 350.5049
7295 | 428.139 | 330.3771 | 428.139 | 330.3771
7296 | 429.4378 | 309.5472 | 429.4378 | 309.5472
7297 | 409.6875 | 288.207 | 409.6875 | 288.207
7298 | 402.9409 | 291.1903 | 402.9409 | 291.1903
7299 | 401.3348 | 291.0361 | 401.3348 | 291.0361
7300 | 399.673 | 317.2127 | 399.673 | 317.2127
7301 | 406.5216 | 346.5342 | 406.5216 | 346.5342
7302 | 401.1845 | 346.8724 | 401.1845 | 346.8724
7303 | 386.9806 | 340.0796 | 386.9806 | 340.0796
7304 | 381.2432 | 332.0213 | 381.2432 | 332.0213
7305 | 392.9016 | 323.1145 | 392.9016 | 323.1145
7306 | 388.3909 | 293.5188 | 388.3909 | 293.5188
7307 | 369.1227 | 273.915 | 369.1227 | 273.915
7308 | 346.2486 | 264.3222 | 346.2486 | 264.3222
7309 | 327.4385 | 262.113 | 327.4385 | 262.113
7310 | 319.4692 | 265.2426 | 319.4692 | 265.2426
7311 | 313.7371 | 273.587 | 313.7371 | 273.587
7312 | 306.5712 | 304.2335 | 306.5712 | 304.2335
7313 | 298.9465 | 389.8464 | 298.9465 | 389.8464
7314 | 301.5998 | 413.8726 | 301.5998 | 413.8726
7315 | 317.7994 | 413.4369 | 317.7994 | 413.4369
7316 | 343.0558 | 394.4958 | 343.0558 | 394.4958
7317 | 363.0289 | 379.4164 | 363.0289 | 379.4164
7318 | 381.1046 | 359.4481 | 381.1046 | 359.4481
7319 | 408.7736 | 339.7166 | 408.7736 | 339.7166
7320 | 411.5807 | 320.1602 | 411.5807 | 320.1602
7321 | 396.0573 | 296.4993 | 396.0573 | 296.4993
7322 | 388.9788 | 299.9213 | 388.9788 | 299.9213
7323 | 384.3737 | 304.0972 | 384.3737 | 304.0972
7324 | 387.1791 | 330.5285 | 387.1791 | 330.5285
7325 | 393.8951 | 354.869 | 393.8951 | 354.869
7326 | 390.2975 | 350.9761 | 390.2975 | 350.9761
7327 | 379.5131 | 342.6125 | 379.5131 | 342.6125
7328 | 376.2739 | 334.8373 | 376.2739 | 334.8373
7329 | 389.0474 | 323.0154 | 389.0474 | 323.0154
7330 | 383.8939 | 288.1132 | 383.8939 | 288.1132
7331 | 362.3892 | 267.2358 | 362.3892 | 267.2358
7332 | 342.6033 | 258.9874 | 342.6033 | 258.9874
7333 | 326.7078 | 257.4433 | 326.7078 | 257.4433
7334 | 316.9898 | 258.2522 | 316.9898 | 258.2522
7335 | 313.0888 | 264.4457 | 313.0888 | 264.4457
7336 | 307.1587 | 295.7715 | 307.1587 | 295.7715
7337 | 298.39 | 383.5635 | 298.39 | 383.5635
7338 | 301.3493 | 412.9811 | 301.3493 | 412.9811
7339 | 318.6105 | 418.1066 | 318.6105 | 418.1066
7340 | 345.9411 | 403.538 | 345.9411 | 403.538
7341 | 366.6891 | 384.4965 | 366.6891 | 384.4965
7342 | 384.5092 | 349.0473 | 384.5092 | 349.0473
7343 | 414.4383 | 310.7502 | 414.4383 | 310.7502
7344 | 412.7823 | 277.3686 | 412.7823 | 277.3686
7345 | 394.7185 | 248.6135 | 394.7185 | 248.6135
7346 | 391.2095 | 245.8234 | 391.2095 | 245.8234
7347 | 389.2256 | 249.7304 | 389.2256 | 249.7304
7348 | 394.7666 | 270.1052 | 394.7666 | 270.1052
7349 | 401.1792 | 288.7854 | 401.1792 | 288.7854
7350 | 391.2294 | 287.7226 | 391.2294 | 287.7226
7351 | 379.1796 | 279.3733 | 379.1796 | 279.3733
7352 | 374.6914 | 276.3809 | 374.6914 | 276.3809
7353 | 387.3781 | 278.1154 | 387.3781 | 278.1154
7354 | 385.3077 | 263.6184 | 385.3077 | 263.6184
7355 | 362.104 | 263.2454 | 362.104 | 263.2454
7356 | 340.663 | 261.9732 | 340.663 | 261.9732
7357 | 323.5502 | 259.4669 | 323.5502 | 259.4669
7358 | 314.5573 | 264.8322 | 314.5573 | 264.8322
7359 | 309.6546 | 274.2238 | 309.6546 | 274.2238
7360 | 303.5579 | 304.1911 | 303.5579 | 304.1911
7361 | 295.8675 | 393.8934 | 295.8675 | 393.8934
7362 | 302.9301 | 425.4619 | 302.9301 | 425.4619
7363 | 324.8859 | 434.9601 | 324.8859 | 434.9601
7364 | 360.3224 | 416.5991 | 360.3224 | 416.5991
7365 | 379.0968 | 388.4587 | 379.0968 | 388.4587
7366 | 401.5079 | 352.8397 | 401.5079 | 352.8397
7367 | 436.303 | 319.4528 | 436.303 | 319.4528
7368 | 432.4686 | 295.0711 | 432.4686 | 295.0711
7369 | 408.9993 | 279.7166 | 408.9993 | 279.7166
7370 | 404.3198 | 290.596 | 404.3198 | 290.596
7371 | 403.5867 | 298.3379 | 403.5867 | 298.3379
7372 | 408.9067 | 327.005 | 408.9067 | 327.005
7373 | 412.7313 | 352.7322 | 412.7313 | 352.7322
7374 | 408.1555 | 349.3063 | 408.1555 | 349.3063
7375 | 392.8509 | 340.3909 | 392.8509 | 340.3909
7376 | 387.0226 | 330.394 | 387.0226 | 330.394
7377 | 398.6043 | 317.5249 | 398.6043 | 317.5249
7378 | 394.521 | 286.8396 | 394.521 | 286.8396
7379 | 365.3834 | 275.9526 | 365.3834 | 275.9526
7380 | 344.9387 | 268.5108 | 344.9387 | 268.5108
7381 | 325.9036 | 273.0232 | 325.9036 | 273.0232
7382 | 316.4932 | 277.0584 | 316.4932 | 277.0584
7383 | 312.9482 | 280.4501 | 312.9482 | 280.4501
7384 | 306.9055 | 311.3938 | 306.9055 | 311.3938
7385 | 298.6469 | 395.8745 | 298.6469 | 395.8745
7386 | 308.4371 | 424.1884 | 308.4371 | 424.1884
7387 | 333.1648 | 429.5404 | 333.1648 | 429.5404
7388 | 374.9601 | 411.0096 | 374.9601 | 411.0096
7389 | 400.8611 | 389.619 | 400.8611 | 389.619
7390 | 413.2994 | 353.4341 | 413.2994 | 353.4341
7391 | 446.7594 | 320.0896 | 446.7594 | 320.0896
7392 | 440.1651 | 293.5569 | 440.1651 | 293.5569
7393 | 416.339 | 267.8867 | 416.339 | 267.8867
7394 | 411.3232 | 264.4881 | 411.3232 | 264.4881
7395 | 413.9617 | 256.7633 | 413.9617 | 256.7633
7396 | 415.796 | 280.7323 | 415.796 | 280.7323
7397 | 425.0021 | 307.1671 | 425.0021 | 307.1671
7398 | 417.8211 | 305.694 | 417.8211 | 305.694
7399 | 396.6878 | 296.439 | 396.6878 | 296.439
7400 | 392.309 | 288.2109 | 392.309 | 288.2109
7401 | 400.3033 | 281.5398 | 400.3033 | 281.5398
7402 | 393.6199 | 260.4345 | 393.6199 | 260.4345
7403 | 365.6067 | 254.9672 | 365.6067 | 254.9672
7404 | 345.277 | 251.3177 | 345.277 | 251.3177
7405 | 330.5552 | 251.1604 | 330.5552 | 251.1604
7406 | 321.3138 | 253.1155 | 321.3138 | 253.1155
7407 | 314.1821 | 257.3279 | 314.1821 | 257.3279
7408 | 307.646 | 283.6019 | 307.646 | 283.6019
7409 | 299.9846 | 367.8138 | 299.9846 | 367.8138
7410 | 311.0976 | 392.7456 | 311.0976 | 392.7456
7411 | 335.4866 | 394.1354 | 335.4866 | 394.1354
7412 | 376.6826 | 378.4348 | 376.6826 | 378.4348
7413 | 403.1094 | 365.3082 | 403.1094 | 365.3082
7414 | 422.4205 | 343.755 | 422.4205 | 343.755
7415 | 452.5252 | 323.0612 | 452.5252 | 323.0612
7416 | 448.8469 | 300.236 | 448.8469 | 300.236
7417 | 420.1387 | 270.8017 | 420.1387 | 270.8017
7418 | 417.4144 | 261.2617 | 417.4144 | 261.2617
7419 | 415.0461 | 252.6171 | 415.0461 | 252.6171
7420 | 415.1253 | 276.94 | 415.1253 | 276.94
7421 | 422.4673 | 301.5493 | 422.4673 | 301.5493
7422 | 417.9541 | 296.1423 | 417.9541 | 296.1423
7423 | 397.2616 | 288.9533 | 397.2616 | 288.9533
7424 | 389.4623 | 285.5505 | 389.4623 | 285.5505
7425 | 398.1048 | 280.8748 | 398.1048 | 280.8748
7426 | 394.1235 | 250.9253 | 394.1235 | 250.9253
7427 | 368.951 | 233.4582 | 368.951 | 233.4582
7428 | 342.7842 | 226.356 | 342.7842 | 226.356
7429 | 327.1777 | 227.3732 | 327.1777 | 227.3732
7430 | 320.4182 | 232.1584 | 320.4182 | 232.1584
7431 | 314.6779 | 240.4603 | 314.6779 | 240.4603
7432 | 308.1187 | 270.1446 | 308.1187 | 270.1446
7433 | 302.3456 | 357.4697 | 302.3456 | 357.4697
7434 | 312.779 | 386.0807 | 312.779 | 386.0807
7435 | 336.4557 | 390.1308 | 336.4557 | 390.1308
7436 | 375.8277 | 374.7981 | 375.8277 | 374.7981
7437 | 402.5412 | 362.5205 | 402.5412 | 362.5205
7438 | 422.1436 | 340.9956 | 422.1436 | 340.9956
7439 | 447.5445 | 324.5188 | 447.5445 | 324.5188
7440 | 439.7764 | 312.7735 | 439.7764 | 312.7735
7441 | 411.741 | 298.7351 | 411.741 | 298.7351
7442 | 409.8281 | 304.308 | 409.8281 | 304.308
7443 | 413.8299 | 304.0547 | 413.8299 | 304.0547
7444 | 414.7086 | 326.4531 | 414.7086 | 326.4531
7445 | 415.7314 | 349.4351 | 415.7314 | 349.4351
7446 | 417.0245 | 345.6696 | 417.0245 | 345.6696
7447 | 395.3077 | 337.2211 | 395.3077 | 337.2211
7448 | 387.587 | 329.0779 | 387.587 | 329.0779
7449 | 395.2871 | 319.5626 | 395.2871 | 319.5626
7450 | 391.2363 | 288.5094 | 391.2363 | 288.5094
7451 | 369.5781 | 269.2452 | 369.5781 | 269.2452
7452 | 346.2962 | 260.4449 | 346.2962 | 260.4449
7453 | 330.114 | 257.8395 | 330.114 | 257.8395
7454 | 321.2676 | 258.988 | 321.2676 | 258.988
7455 | 315.5029 | 263.908 | 315.5029 | 263.908
7456 | 306.722 | 291.3989 | 306.722 | 291.3989
7457 | 301.4892 | 376.3183 | 301.4892 | 376.3183
7458 | 306.4813 | 401.4766 | 306.4813 | 401.4766
7459 | 326.9872 | 403.7437 | 326.9872 | 403.7437
7460 | 358.8936 | 388.0714 | 358.8936 | 388.0714
7461 | 384.6461 | 374.025 | 384.6461 | 374.025
7462 | 405.1696 | 351.6511 | 405.1696 | 351.6511
7463 | 433.9238 | 331.1837 | 433.9238 | 331.1837
7464 | 430.0175 | 311.2453 | 430.0175 | 311.2453
7465 | 407.039 | 287.4287 | 407.039 | 287.4287
7466 | 403.7846 | 283.6763 | 403.7846 | 283.6763
7467 | 404.7552 | 275.1167 | 404.7552 | 275.1167
7468 | 406.0811 | 292.5481 | 406.0811 | 292.5481
7469 | 410.2285 | 315.1198 | 410.2285 | 315.1198
7470 | 403.9564 | 312.1608 | 403.9564 | 312.1608
7471 | 388.0222 | 306.7972 | 388.0222 | 306.7972
7472 | 378.4147 | 302.0219 | 378.4147 | 302.0219
7473 | 386.5784 | 295.1386 | 386.5784 | 295.1386
7474 | 390.9142 | 267.5806 | 390.9142 | 267.5806
7475 | 372.2671 | 268.5094 | 372.2671 | 268.5094
7476 | 350.1875 | 265.9354 | 350.1875 | 265.9354
7477 | 331.4403 | 263.6979 | 331.4403 | 263.6979
7478 | 321.8568 | 265.5539 | 321.8568 | 265.5539
7479 | 314.9646 | 271.1955 | 314.9646 | 271.1955
7480 | 305.1018 | 302.6487 | 305.1018 | 302.6487
7481 | 297.9268 | 388.9407 | 297.9268 | 388.9407
7482 | 303.0328 | 416.3489 | 303.0328 | 416.3489
7483 | 319.4765 | 421.9415 | 319.4765 | 421.9415
7484 | 345.4099 | 402.6465 | 345.4099 | 402.6465
7485 | 367.647 | 369.1855 | 367.647 | 369.1855
7486 | 386.0391 | 346.0333 | 386.0391 | 346.0333
7487 | 413.578 | 325.9197 | 413.578 | 325.9197
7488 | 413.3538 | 312.349 | 413.3538 | 312.349
7489 | 398.6352 | 298.3672 | 398.6352 | 298.3672
7490 | 395.0677 | 304.0533 | 395.0677 | 304.0533
7491 | 395.5855 | 301.9746 | 395.5855 | 301.9746
7492 | 398.8212 | 318.0759 | 398.8212 | 318.0759
7493 | 402.9805 | 333.9967 | 402.9805 | 333.9967
7494 | 398.5115 | 323.7219 | 398.5115 | 323.7219
7495 | 385.5104 | 310.4339 | 385.5104 | 310.4339
7496 | 380.0128 | 299.4748 | 380.0128 | 299.4748
7497 | 386.4229 | 291.3745 | 386.4229 | 291.3745
7498 | 389.353 | 265.9957 | 389.353 | 265.9957
7499 | 371.5907 | 256.2974 | 371.5907 | 256.2974
7500 | 348.5915 | 254.1762 | 348.5915 | 254.1762
7501 | 332.3766 | 257.4009 | 332.3766 | 257.4009
7502 | 323.8721 | 264.0964 | 323.8721 | 264.0964
7503 | 320.2452 | 274.7898 | 320.2452 | 274.7898
7504 | 306.3884 | 306.5825 | 306.3884 | 306.5825
7505 | 300.4631 | 395.3793 | 300.4631 | 395.3793
7506 | 306.1788 | 423.5091 | 306.1788 | 423.5091
7507 | 321.56 | 427.5168 | 321.56 | 427.5168
7508 | 348.2488 | 410.67 | 348.2488 | 410.67
7509 | 368.9094 | 390.8077 | 368.9094 | 390.8077
7510 | 387.6728 | 363.6084 | 387.6728 | 363.6084
7511 | 417.3095 | 342.009 | 417.3095 | 342.009
7512 | 417.0102 | 324.6601 | 417.0102 | 324.6601
7513 | 399.3219 | 303.0652 | 399.3219 | 303.0652
7514 | 395.1064 | 298.5911 | 395.1064 | 298.5911
7515 | 390.5589 | 286.4655 | 390.5589 | 286.4655
7516 | 391.9123 | 300.3593 | 391.9123 | 300.3593
7517 | 397.8325 | 321.5159 | 397.8325 | 321.5159
7518 | 389.8834 | 320.3682 | 389.8834 | 320.3682
7519 | 372.7709 | 318.9809 | 372.7709 | 318.9809
7520 | 369.6238 | 318.6772 | 369.6238 | 318.6772
7521 | 377.7454 | 314.7797 | 377.7454 | 314.7797
7522 | 382.2579 | 288.3255 | 382.2579 | 288.3255
7523 | 366.2352 | 280.4101 | 366.2352 | 280.4101
7524 | 343.3659 | 280.0436 | 343.3659 | 280.0436
7525 | 327.2623 | 273.7873 | 327.2623 | 273.7873
7526 | 317.9447 | 272.8415 | 317.9447 | 272.8415
7527 | 310.3612 | 275.6672 | 310.3612 | 275.6672
7528 | 300.1331 | 301.8987 | 300.1331 | 301.8987
7529 | 294.1602 | 384.9785 | 294.1602 | 384.9785
7530 | 302.4984 | 409.1887 | 302.4984 | 409.1887
7531 | 324.6351 | 410.536 | 324.6351 | 410.536
7532 | 354.031 | 393.293 | 354.031 | 393.293
7533 | 376.8784 | 375.3976 | 376.8784 | 375.3976
7534 | 395.5738 | 349.5285 | 395.5738 | 349.5285
7535 | 424.4231 | 324.2499 | 424.4231 | 324.2499
7536 | 418.6282 | 301.8917 | 418.6282 | 301.8917
7537 | 396.3481 | 275.7261 | 396.3481 | 275.7261
7538 | 398.5367 | 275.9784 | 398.5367 | 275.9784
7539 | 399.3313 | 273.1356 | 399.3313 | 273.1356
7540 | 396.8933 | 295.2226 | 396.8933 | 295.2226
7541 | 402.6974 | 319.9168 | 402.6974 | 319.9168
7542 | 397.8881 | 319.2503 | 397.8881 | 319.2503
7543 | 379.6531 | 313.9716 | 379.6531 | 313.9716
7544 | 373.9632 | 307.5831 | 373.9632 | 307.5831
7545 | 379.0146 | 298.5348 | 379.0146 | 298.5348
7546 | 383.5588 | 270.8211 | 383.5588 | 270.8211
7547 | 364.2727 | 264.8019 | 364.2727 | 264.8019
7548 | 339.5772 | 266.9118 | 339.5772 | 266.9118
7549 | 322.798 | 273.0232 | 322.798 | 273.0232
7550 | 313.167 | 277.8791 | 313.167 | 277.8791
7551 | 309.3052 | 282.9123 | 309.3052 | 282.9123
7552 | 296.2173 | 310.941 | 296.2173 | 310.941
7553 | 293.8291 | 396.7943 | 293.8291 | 396.7943
7554 | 301.9119 | 423.5091 | 301.9119 | 423.5091
7555 | 329.1549 | 426.1442 | 329.1549 | 426.1442
7556 | 367.7908 | 405.9437 | 367.7908 | 405.9437
7557 | 395.8184 | 381.7371 | 395.8184 | 381.7371
7558 | 416.8104 | 346.7408 | 416.8104 | 346.7408
7559 | 446.6873 | 314.6982 | 446.6873 | 314.6982
7560 | 439.0475 | 282.5194 | 439.0475 | 282.5194
7561 | 412.7721 | 258.0803 | 412.7721 | 258.0803
7562 | 408.5571 | 254.6534 | 408.5571 | 254.6534
7563 | 412.2929 | 247.155 | 412.2929 | 247.155
7564 | 413.2754 | 266.1572 | 413.2754 | 266.1572
7565 | 420.1537 | 282.9978 | 420.1537 | 282.9978
7566 | 411.9448 | 277.5766 | 411.9448 | 277.5766
7567 | 390.0294 | 270.9395 | 390.0294 | 270.9395
7568 | 381.7805 | 262.9236 | 381.7805 | 262.9236
7569 | 389.0123 | 253.9461 | 389.0123 | 253.9461
7570 | 388.6437 | 235.0907 | 388.6437 | 235.0907
7571 | 367.5304 | 235.312 | 367.5304 | 235.312
7572 | 340.9768 | 230.8276 | 340.9768 | 230.8276
7573 | 324.321 | 228.2647 | 324.321 | 228.2647
7574 | 317.2307 | 239.2903 | 317.2307 | 239.2903
7575 | 309.4895 | 265.3655 | 309.4895 | 265.3655
7576 | 299.2643 | 309.5966 | 299.2643 | 309.5966
7577 | 293.5381 | 396.7377 | 293.5381 | 396.7377
7578 | 305.2863 | 425.3204 | 305.2863 | 425.3204
7579 | 330.0281 | 420.9509 | 330.0281 | 420.9509
7580 | 368.0184 | 393.3496 | 368.0184 | 393.3496
7581 | 394.5587 | 365.011 | 394.5587 | 365.011
7582 | 413.9064 | 328.5289 | 413.9064 | 328.5289
7583 | 441.2242 | 285.6894 | 441.2242 | 285.6894
7584 | 438.1355 | 239.8694 | 438.1355 | 239.8694
7585 | 408.2991 | 195.5485 | 408.2991 | 195.5485
7586 | 407.0665 | 179.004 | 407.0665 | 179.004
7587 | 409.2265 | 161.8407 | 409.2265 | 161.8407
7588 | 410.8467 | 171.461 | 410.8467 | 171.461
7589 | 418.998 | 185.6979 | 418.998 | 185.6979
7590 | 415.1816 | 177.3334 | 415.1816 | 177.3334
7591 | 393.7655 | 169.4793 | 393.7655 | 169.4793
7592 | 383.7786 | 166.2039 | 383.7786 | 166.2039
7593 | 390.6441 | 166.113 | 390.6441 | 166.113
7594 | 391.1815 | 162.8658 | 391.1815 | 162.8658
7595 | 368.9412 | 180.832 | 368.9412 | 180.832
7596 | 347.6514 | 183.621 | 347.6514 | 183.621
7597 | 327.2067 | 188.6853 | 327.2067 | 188.6853
7598 | 320.7515 | 201.0836 | 320.7515 | 201.0836
7599 | 313.9669 | 213.0222 | 313.9669 | 213.0222
7600 | 303.2872 | 246.4989 | 303.2872 | 246.4989
7601 | 297.6147 | 339.7106 | 297.6147 | 339.7106
7602 | 307.7377 | 371.7036 | 307.7377 | 371.7036
7603 | 332.1104 | 378.9659 | 332.1104 | 378.9659
7604 | 367.0701 | 362.0342 | 367.0701 | 362.0342
7605 | 397.65 | 329.8608 | 397.65 | 329.8608
7606 | 416.6031 | 278.3507 | 416.6031 | 278.3507
7607 | 444.7295 | 217.1578 | 444.7295 | 217.1578
7608 | 438.0799 | 152.6448 | 438.0799 | 152.6448
7609 | 411.9706 | 111.1824 | 411.9706 | 111.1824
7610 | 404.3192 | 108.463 | 404.3192 | 108.463
7611 | 407.8628 | 105.8749 | 407.8628 | 105.8749
7612 | 408.0265 | 126.7591 | 408.0265 | 126.7591
7613 | 410.219 | 153.1373 | 410.219 | 153.1373
7614 | 405.3048 | 156.0084 | 405.3048 | 156.0084
7615 | 386.9779 | 160.0267 | 386.9779 | 160.0267
7616 | 375.3172 | 167.8737 | 375.3172 | 167.8737
7617 | 379.008 | 177.1646 | 379.008 | 177.1646
7618 | 383.8076 | 170.4364 | 383.8076 | 170.4364
7619 | 365.8113 | 178.6952 | 365.8113 | 178.6952
7620 | 345.0473 | 186.1398 | 345.0473 | 186.1398
7621 | 327.8184 | 196.3974 | 327.8184 | 196.3974
7622 | 315.6939 | 208.6825 | 315.6939 | 208.6825
7623 | 312.6471 | 223.4513 | 312.6471 | 223.4513
7624 | 299.6053 | 259.9137 | 299.6053 | 259.9137
7625 | 295.8087 | 349.984 | 295.8087 | 349.984
7626 | 304.4093 | 378.3403 | 304.4093 | 378.3403
7627 | 324.1303 | 381.8668 | 324.1303 | 381.8668
7628 | 353.9532 | 368.5718 | 353.9532 | 368.5718
7629 | 378.5216 | 353.5349 | 378.5216 | 353.5349
7630 | 397.6647 | 333.6373 | 397.6647 | 333.6373
7631 | 422.7215 | 314.8397 | 422.7215 | 314.8397
7632 | 422.6016 | 297.6606 | 422.6016 | 297.6606
7633 | 401.6814 | 276.9006 | 401.6814 | 276.9006
7634 | 394.034 | 271.903 | 394.034 | 271.903
7635 | 393.3032 | 256.268 | 393.3032 | 256.268
7636 | 394.5232 | 271.9448 | 394.5232 | 271.9448
7637 | 396.2348 | 297.8984 | 396.2348 | 297.8984
7638 | 389.9573 | 302.0006 | 389.9573 | 302.0006
7639 | 375.2195 | 301.4341 | 375.2195 | 301.4341
7640 | 366.1425 | 298.7248 | 366.1425 | 298.7248
7641 | 373.4481 | 295.0679 | 373.4481 | 295.0679
7642 | 377.044 | 270.057 | 377.044 | 270.057
7643 | 359.1062 | 253.6229 | 359.1062 | 253.6229
7644 | 339.0285 | 246.9876 | 339.0285 | 246.9876
7645 | 320.1717 | 248.6275 | 320.1717 | 248.6275
7646 | 309.9069 | 252.9457 | 309.9069 | 252.9457
7647 | 304.1056 | 258.7996 | 304.1056 | 258.7996
7648 | 292.1802 | 286.432 | 292.1802 | 286.432
7649 | 287.3752 | 371.6486 | 287.3752 | 371.6486
7650 | 292.6915 | 397.1323 | 292.6915 | 397.1323
7651 | 309.1288 | 398.5504 | 309.1288 | 398.5504
7652 | 332.4143 | 381.8026 | 332.4143 | 381.8026
7653 | 354.8317 | 369.5817 | 354.8317 | 369.5817
7654 | 374.2934 | 352.7548 | 374.2934 | 352.7548
7655 | 400.6728 | 340.3109 | 400.6728 | 340.3109
7656 | 401.9085 | 328.693 | 401.9085 | 328.693
7657 | 384.746 | 312.5886 | 384.746 | 312.5886
7658 | 382.862 | 315.9681 | 382.862 | 315.9681
7659 | 381.0118 | 313.9461 | 381.0118 | 313.9461
7660 | 384.6543 | 334.1369 | 384.6543 | 334.1369
7661 | 384.8373 | 354.4869 | 384.8373 | 354.4869
7662 | 377.652 | 348.9525 | 377.652 | 348.9525
7663 | 368.5667 | 340.2635 | 368.5667 | 340.2635
7664 | 362.4728 | 331.6675 | 362.4728 | 331.6675
7665 | 365.0766 | 322.9305 | 365.0766 | 322.9305
7666 | 370.3432 | 292.9527 | 370.3432 | 292.9527
7667 | 356.4541 | 271.7074 | 356.4541 | 271.7074
7668 | 338.6127 | 261.2515 | 338.6127 | 261.2515
7669 | 322.6454 | 259.2546 | 322.6454 | 259.2546
7670 | 311.2062 | 261.9031 | 311.2062 | 261.9031
7671 | 305.7474 | 266.8796 | 305.7474 | 266.8796
7672 | 293.5766 | 293.4224 | 293.5766 | 293.4224
7673 | 287.0151 | 377.7334 | 287.0151 | 377.7334
7674 | 291.939 | 402.9624 | 291.939 | 402.9624
7675 | 302.908 | 404.3522 | 302.908 | 404.3522
7676 | 323.3062 | 386.345 | 323.3062 | 386.345
7677 | 344.9245 | 372.0722 | 344.9245 | 372.0722
7678 | 368.1611 | 355.1038 | 368.1611 | 355.1038
7679 | 394.297 | 342.5325 | 394.297 | 342.5325
7680 | 396.5822 | 331.7354 | 396.5822 | 331.7354
7681 | 384.5813 | 316.9328 | 384.5813 | 316.9328
7682 | 380.5821 | 320.9067 | 380.5821 | 320.9067
7683 | 376.6739 | 318.6158 | 376.6739 | 318.6158
7684 | 378.6352 | 337.1085 | 378.6352 | 337.1085
7685 | 385.7822 | 355.2227 | 385.7822 | 355.2227
7686 | 377.4949 | 347.2544 | 377.4949 | 347.2544
7687 | 366.1804 | 336.0749 | 366.1804 | 336.0749
7688 | 360.1683 | 325.3139 | 360.1683 | 325.3139
7689 | 366.8365 | 314.4118 | 366.8365 | 314.4118
7690 | 371.7888 | 284.2359 | 371.7888 | 284.2359
7691 | 356.7544 | 265.9906 | 356.7544 | 265.9906
7692 | 334.663 | 257.4308 | 334.663 | 257.4308
7693 | 318.2497 | 255.7028 | 318.2497 | 255.7028
7694 | 309.0928 | 258.4645 | 309.0928 | 258.4645
7695 | 301.2591 | 263.9929 | 301.2591 | 263.9929
7696 | 289.7331 | 290.847 | 289.7331 | 290.847
7697 | 287.0529 | 375.2853 | 287.0529 | 375.2853
7698 | 292.6473 | 400.5851 | 292.6473 | 400.5851
7699 | 308.4335 | 402.6824 | 308.4335 | 402.6824
7700 | 336.0733 | 385.1422 | 336.0733 | 385.1422
7701 | 354.7166 | 369.8789 | 354.7166 | 369.8789
7702 | 377.311 | 348.0851 | 377.311 | 348.0851
7703 | 406.0773 | 328.6507 | 406.0773 | 328.6507
7704 | 405.9094 | 310.1557 | 405.9094 | 310.1557
7705 | 387.067 | 291.2211 | 387.067 | 291.2211
7706 | 380.5792 | 290.3413 | 380.5792 | 290.3413
7707 | 387.767 | 285.4466 | 387.767 | 285.4466
7708 | 388.7711 | 306.7129 | 388.7711 | 306.7129
7709 | 393.135 | 330.1336 | 393.135 | 330.1336
7710 | 385.2673 | 328.6605 | 385.2673 | 328.6605
7711 | 371.9336 | 323.495 | 371.9336 | 323.495
7712 | 365.8071 | 318.5216 | 365.8071 | 318.5216
7713 | 368.1176 | 310.959 | 368.1176 | 310.959
7714 | 375.8896 | 281.1511 | 375.8896 | 281.1511
7715 | 358.7318 | 263.8963 | 358.7318 | 263.8963
7716 | 336.4505 | 256.6525 | 336.4505 | 256.6525
7717 | 318.1496 | 255.816 | 318.1496 | 255.816
7718 | 309.5318 | 259.0729 | 309.5318 | 259.0729
7719 | 300.1239 | 264.757 | 300.1239 | 264.757
7720 | 289.1858 | 291.2998 | 289.1858 | 291.2998
7721 | 286.5005 | 375.3278 | 286.5005 | 375.3278
7722 | 292.3303 | 400.0191 | 292.3303 | 400.0191
7723 | 315.4621 | 401.2532 | 315.4621 | 401.2532
7724 | 351.165 | 382.6517 | 351.165 | 382.6517
7725 | 374.174 | 365.1808 | 374.174 | 365.1808
7726 | 396.5669 | 340.8258 | 396.5669 | 340.8258
7727 | 428.8258 | 319.6226 | 428.8258 | 319.6226
7728 | 425.356 | 299.3163 | 425.356 | 299.3163
7729 | 401.5582 | 277.3676 | 401.5582 | 277.3676
7730 | 396.6478 | 278.0868 | 396.6478 | 278.0868
7731 | 399.3185 | 274.1261 | 399.3185 | 274.1261
7732 | 402.8445 | 292.2368 | 402.8445 | 292.2368
7733 | 406.1389 | 307.2237 | 406.1389 | 307.2237
7734 | 401.8892 | 298.7035 | 401.8892 | 298.7035
7735 | 381.7441 | 291.6136 | 381.7441 | 291.6136
7736 | 375.734 | 285.9468 | 375.734 | 285.9468
7737 | 377.7283 | 280.054 | 377.7283 | 280.054
7738 | 379.3626 | 254.0243 | 379.3626 | 254.0243
7739 | 358.696 | 242.5288 | 358.696 | 242.5288
7740 | 335.8225 | 240.1387 | 335.8225 | 240.1387
7741 | 316.8793 | 242.5568 | 316.8793 | 242.5568
7742 | 308.649 | 247.6534 | 308.649 | 247.6534
7743 | 301.1933 | 255.5449 | 301.1933 | 255.5449
7744 | 290.9114 | 284.1396 | 290.9114 | 284.1396
7745 | 286.4544 | 369.2006 | 286.4544 | 369.2006
7746 | 295.9261 | 394.3305 | 295.9261 | 394.3305
7747 | 320.0118 | 395.6495 | 320.0118 | 395.6495
7748 | 362.7303 | 376.9773 | 362.7303 | 376.9773
7749 | 390.2861 | 363.412 | 390.2861 | 363.412
7750 | 411.483 | 344.505 | 411.483 | 344.505
7751 | 444.7174 | 328.9904 | 444.7174 | 328.9904
7752 | 439.6487 | 311.8962 | 439.6487 | 311.8962
7753 | 412.6419 | 290.0466 | 412.6419 | 290.0466
7754 | 403.3808 | 286.0254 | 403.3808 | 286.0254
7755 | 404.7237 | 279.0222 | 404.7237 | 279.0222
7756 | 408.0889 | 293.4821 | 408.0889 | 293.4821
7757 | 409.4648 | 312.8132 | 409.4648 | 312.8132
7758 | 402.6406 | 308.4533 | 402.6406 | 308.4533
7759 | 381.9913 | 301.9011 | 381.9913 | 301.9011
7760 | 368.9464 | 296.2909 | 368.9464 | 296.2909
7761 | 374.3338 | 290.8368 | 374.3338 | 290.8368
7762 | 377.9517 | 265.5146 | 377.9517 | 265.5146
7763 | 358.0008 | 250.2409 | 358.0008 | 250.2409
7764 | 334.0481 | 243.6339 | 334.0481 | 243.6339
7765 | 316.1833 | 243.0662 | 316.1833 | 243.0662
7766 | 307.4282 | 245.4742 | 307.4282 | 245.4742
7767 | 300.0528 | 249.8988 | 300.0528 | 249.8988
7768 | 289.7913 | 276.6681 | 289.7913 | 276.6681
7769 | 285.9977 | 362.295 | 285.9977 | 362.295
7770 | 293.7313 | 388.5146 | 293.7313 | 388.5146
7771 | 317.634 | 390.3572 | 317.634 | 390.3572
7772 | 357.0727 | 372.4915 | 357.0727 | 372.4915
7773 | 389.4986 | 357.0725 | 389.4986 | 357.0725
7774 | 411.096 | 334.5005 | 411.096 | 334.5005
7775 | 440.4266 | 311.8256 | 440.4266 | 311.8256
7776 | 437.4905 | 282.3638 | 437.4905 | 282.3638
7777 | 410.9517 | 248.8116 | 410.9517 | 248.8116
7778 | 407.5082 | 246.3752 | 407.5082 | 246.3752
7779 | 405.7163 | 254.1454 | 405.7163 | 254.1454
7780 | 402.02 | 285.8124 | 402.02 | 285.8124
7781 | 406.6997 | 317.1292 | 406.6997 | 317.1292
7782 | 403.162 | 319.2078 | 403.162 | 319.2078
7783 | 380.5805 | 315.882 | 380.5805 | 315.882
7784 | 367.0733 | 310.3708 | 367.0733 | 310.3708
7785 | 366.8871 | 302.0158 | 366.8871 | 302.0158
7786 | 370.2093 | 270.439 | 370.2093 | 270.439
7787 | 356.1025 | 251.189 | 356.1025 | 251.189
7788 | 334.1879 | 242.7425 | 334.1879 | 242.7425
7789 | 315.5747 | 240.3352 | 315.5747 | 240.3352
7790 | 306.4751 | 241.6959 | 306.4751 | 241.6959
7791 | 298.5271 | 246.2196 | 298.5271 | 246.2196
7792 | 286.2825 | 272.2531 | 286.2825 | 272.2531
7793 | 282.7399 | 356.7197 | 282.7399 | 356.7197
7794 | 289.8776 | 379.6704 | 289.8776 | 379.6704
7795 | 308.9055 | 379.3055 | 308.9055 | 379.3055
7796 | 343.0258 | 362.1049 | 343.0258 | 362.1049
7797 | 368.5956 | 350.5774 | 368.5956 | 350.5774
7798 | 391.5055 | 335.9297 | 391.5055 | 335.9297
7799 | 420.0771 | 323.8112 | 420.0771 | 323.8112
7800 | 418.4841 | 312.0377 | 418.4841 | 312.0377
7801 | 401.0338 | 299.6549 | 401.0338 | 299.6549
7802 | 396.2779 | 301.1807 | 396.2779 | 301.1807
7803 | 395.7113 | 295.9181 | 395.7113 | 295.9181
7804 | 396.826 | 319.5051 | 396.826 | 319.5051
7805 | 398.9589 | 343.7182 | 398.9589 | 343.7182
7806 | 391.9326 | 338.2405 | 391.9326 | 338.2405
7807 | 375.6233 | 326.5232 | 375.6233 | 326.5232
7808 | 364.8156 | 316.7527 | 364.8156 | 316.7527
7809 | 365.2132 | 304.4922 | 365.2132 | 304.4922
7810 | 369.5818 | 269.9155 | 369.5818 | 269.9155
7811 | 355.7097 | 247.241 | 355.7097 | 247.241
7812 | 336.1501 | 235.9218 | 336.1501 | 235.9218
7813 | 319.38 | 232.3967 | 319.38 | 232.3967
7814 | 308.5835 | 232.8659 | 308.5835 | 232.8659
7815 | 299.6926 | 236.5406 | 299.6926 | 236.5406
7816 | 288.2032 | 263.2816 | 288.2032 | 263.2816
7817 | 284.1525 | 348.3142 | 284.1525 | 348.3142
7818 | 288.5288 | 374.2083 | 288.5288 | 374.2083
7819 | 303.3607 | 377.0131 | 303.3607 | 377.0131
7820 | 328.897 | 360.9304 | 328.897 | 360.9304
7821 | 354.7328 | 346.7991 | 354.7328 | 346.7991
7822 | 377.202 | 326.279 | 377.202 | 326.279
7823 | 404.8877 | 307.2125 | 404.8877 | 307.2125
7824 | 407.5038 | 274.9913 | 407.5038 | 274.9913
7825 | 389.4324 | 236.2034 | 389.4324 | 236.2034
7826 | 387.8555 | 223.7342 | 387.8555 | 223.7342
7827 | 387.0619 | 216.3349 | 387.0619 | 216.3349
7828 | 390.0317 | 237.6153 | 390.0317 | 237.6153
7829 | 390.6698 | 264.4746 | 390.6698 | 264.4746
7830 | 383.4022 | 265.3363 | 383.4022 | 265.3363
7831 | 367.0296 | 260.5812 | 367.0296 | 260.5812
7832 | 360.864 | 254.1219 | 360.864 | 254.1219
7833 | 363.0245 | 246.0076 | 363.0245 | 246.0076
7834 | 367.7409 | 219.4259 | 367.7409 | 219.4259
7835 | 353.7897 | 210.9021 | 353.7897 | 210.9021
7836 | 333.3313 | 212.545 | 333.3313 | 212.545
7837 | 316.1556 | 216.7885 | 316.1556 | 216.7885
7838 | 305.9243 | 224.0501 | 305.9243 | 224.0501
7839 | 297.1565 | 233.852 | 297.1565 | 233.852
7840 | 287.8656 | 263.8617 | 287.8656 | 263.8617
7841 | 283.5898 | 350.1962 | 283.5898 | 350.1962
7842 | 288.701 | 376.8969 | 288.701 | 376.8969
7843 | 304.4842 | 380.2253 | 304.4842 | 380.2253
7844 | 331.5686 | 364.086 | 331.5686 | 364.086
7845 | 354.1239 | 348.5963 | 354.1239 | 348.5963
7846 | 374.848 | 324.5101 | 374.848 | 324.5101
7847 | 403.9856 | 299.5287 | 403.9856 | 299.5287
7848 | 404.1195 | 269.7414 | 404.1195 | 269.7414
7849 | 388.0366 | 223.3829 | 388.0366 | 223.3829
7850 | 382.5573 | 199.1262 | 382.5573 | 199.1262
7851 | 383.4903 | 177.8309 | 383.4903 | 177.8309
7852 | 389.006 | 185.8239 | 389.006 | 185.8239
7853 | 392.3954 | 200.0042 | 392.3954 | 200.0042
7854 | 384.6333 | 193.734 | 384.6333 | 193.734
7855 | 374.4688 | 192.5166 | 374.4688 | 192.5166
7856 | 363.9113 | 188.378 | 363.9113 | 188.378
7857 | 364.6609 | 187.155 | 364.6609 | 187.155
7858 | 370.8217 | 171.809 | 370.8217 | 171.809
7859 | 354.7165 | 180.4216 | 354.7165 | 180.4216
7860 | 333.7959 | 191.602 | 333.7959 | 191.602
7861 | 315.5357 | 205.0434 | 315.5357 | 205.0434
7862 | 306.175 | 218.8992 | 306.175 | 218.8992
7863 | 297.6223 | 231.6303 | 297.6223 | 231.6303
7864 | 287.9138 | 266.7768 | 287.9138 | 266.7768
7865 | 287.712 | 356.2527 | 287.712 | 356.2527
7866 | 293.3115 | 385.6279 | 293.3115 | 385.6279
7867 | 313.2267 | 394.7439 | 313.2267 | 394.7439
7868 | 347.5667 | 371.7132 | 347.5667 | 371.7132
7869 | 370.4705 | 344.719 | 370.4705 | 344.719
7870 | 392.8855 | 308.9586 | 392.8855 | 308.9586
7871 | 424.4247 | 271.6802 | 424.4247 | 271.6802
7872 | 419.7511 | 239.8269 | 419.7511 | 239.8269
7873 | 396.8131 | 210.6331 | 396.8131 | 210.6331
7874 | 389.6046 | 198.8573 | 389.6046 | 198.8573
7875 | 393.6414 | 184.9346 | 393.6414 | 184.9346
7876 | 395.774 | 196.7765 | 395.774 | 196.7765
7877 | 403.4013 | 217.1973 | 403.4013 | 217.1973
7878 | 393.7201 | 218.4269 | 393.7201 | 218.4269
7879 | 376.7282 | 217.8179 | 376.7282 | 217.8179
7880 | 365.3352 | 215.5473 | 365.3352 | 215.5473
7881 | 369.0956 | 216.2912 | 369.0956 | 216.2912
7882 | 375.1168 | 199.5726 | 375.1168 | 199.5726
7883 | 359.8107 | 202.4825 | 359.8107 | 202.4825
7884 | 333.8742 | 212.8421 | 333.8742 | 212.8421
7885 | 315.7888 | 222.1799 | 315.7888 | 222.1799
7886 | 305.7074 | 231.5075 | 305.7074 | 231.5075
7887 | 296.8626 | 241.4367 | 296.8626 | 241.4367
7888 | 286.1449 | 270.9371 | 286.1449 | 270.9371
7889 | 285.8646 | 356.0688 | 285.8646 | 356.0688
7890 | 292.648 | 381.7506 | 292.648 | 381.7506
7891 | 317.7663 | 385.5601 | 317.7663 | 385.5601
7892 | 356.9025 | 363.5341 | 356.9025 | 363.5341
7893 | 383.9656 | 342.6672 | 383.9656 | 342.6672
7894 | 405.9138 | 313.8405 | 405.9138 | 313.8405
7895 | 438.3233 | 286.6375 | 438.3233 | 286.6375
7896 | 430.9664 | 258.2511 | 430.9664 | 258.2511
7897 | 403.98 | 228.5054 | 403.98 | 228.5054
7898 | 398.312 | 217.522 | 398.312 | 217.522
7899 | 402.0687 | 204.9153 | 402.0687 | 204.9153
7900 | 403.1738 | 220.3232 | 403.1738 | 220.3232
7901 | 408.9688 | 241.5364 | 408.9688 | 241.5364
7902 | 399.2049 | 238.6057 | 399.2049 | 238.6057
7903 | 378.3846 | 236.4968 | 378.3846 | 236.4968
7904 | 366.9988 | 237.9902 | 366.9988 | 237.9902
7905 | 369.2483 | 239.1445 | 369.2483 | 239.1445
7906 | 372.8874 | 219.5674 | 372.8874 | 219.5674
7907 | 357.5925 | 212.8549 | 357.5925 | 212.8549
7908 | 332.0933 | 216.8326 | 332.0933 | 216.8326
7909 | 313.4788 | 225.3779 | 313.4788 | 225.3779
7910 | 304.6984 | 235.1159 | 304.6984 | 235.1159
7911 | 294.9246 | 244.1961 | 294.9246 | 244.1961
7912 | 285.9735 | 272.5219 | 285.9735 | 272.5219
7913 | 283.2181 | 358.0215 | 283.2181 | 358.0215
7914 | 291.3607 | 384.0571 | 291.3607 | 384.0571
7915 | 316.5072 | 385.9988 | 316.5072 | 385.9988
7916 | 357.7565 | 367.4256 | 357.7565 | 367.4256
7917 | 386.8708 | 351.7519 | 386.8708 | 351.7519
7918 | 409.4442 | 327.9346 | 409.4442 | 327.9346
7919 | 442.4665 | 304.6088 | 442.4665 | 304.6088
7920 | 433.0765 | 279.6893 | 433.0765 | 279.6893
7921 | 406.4314 | 246.8447 | 406.4314 | 246.8447
7922 | 406.3862 | 238.7905 | 406.3862 | 238.7905
7923 | 407.6368 | 228.179 | 407.6368 | 228.179
7924 | 408.3947 | 249.2613 | 408.3947 | 249.2613
7925 | 413.6916 | 275.7244 | 413.6916 | 275.7244
7926 | 406.0408 | 276.3031 | 406.0408 | 276.3031
7927 | 385.66 | 274.7602 | 385.66 | 274.7602
7928 | 373.7203 | 273.5791 | 373.7203 | 273.5791
7929 | 374.726 | 273.0353 | 374.726 | 273.0353
7930 | 380.032 | 250.897 | 380.032 | 250.897
7931 | 360.121 | 238.1987 | 360.121 | 238.1987
7932 | 337.2296 | 234.8464 | 337.2296 | 234.8464
7933 | 318.563 | 239.939 | 318.563 | 239.939
7934 | 307.0806 | 246.6062 | 307.0806 | 246.6062
7935 | 299.1118 | 254.1157 | 299.1118 | 254.1157
7936 | 287.8767 | 283.2198 | 287.8767 | 283.2198
7937 | 286.9712 | 369.243 | 286.9712 | 369.243
7938 | 295.0886 | 395.0097 | 295.0886 | 395.0097
7939 | 318.3789 | 397.3193 | 318.3789 | 397.3193
7940 | 359.2493 | 379.7225 | 359.2493 | 379.7225
7941 | 387.6109 | 366.9497 | 387.6109 | 366.9497
7942 | 404.9388 | 349.6558 | 404.9388 | 349.6558
7943 | 438.3004 | 334.1553 | 438.3004 | 334.1553
7944 | 433.4765 | 318.2923 | 433.4765 | 318.2923
7945 | 405.8643 | 297.2776 | 405.8643 | 297.2776
7946 | 400.5619 | 295.8176 | 400.5619 | 295.8176
7947 | 402.5822 | 288.4607 | 402.5822 | 288.4607
7948 | 401.0573 | 304.8167 | 401.0573 | 304.8167
7949 | 405.4652 | 322.9309 | 405.4652 | 322.9309
7950 | 397.2809 | 315.9249 | 397.2809 | 315.9249
7951 | 378.2969 | 307.3633 | 378.2969 | 307.3633
7952 | 366.0659 | 299.9842 | 366.0659 | 299.9842
7953 | 369.114 | 293.1434 | 369.114 | 293.1434
7954 | 373.1231 | 266.6184 | 373.1231 | 266.6184
7955 | 360.3185 | 252.0239 | 360.3185 | 252.0239
7956 | 336.9515 | 249.8885 | 336.9515 | 249.8885
7957 | 317.8751 | 253.0708 | 317.8751 | 253.0708
7958 | 306.0052 | 256.6673 | 306.0052 | 256.6673
7959 | 296.2164 | 262.6344 | 296.2164 | 262.6344
7960 | 284.4199 | 290.0121 | 284.4199 | 290.0121
7961 | 282.0131 | 376.0212 | 282.0131 | 376.0212
7962 | 288.1746 | 402.736 | 288.1746 | 402.736
7963 | 306.7494 | 404.0267 | 306.7494 | 404.0267
7964 | 341.2635 | 384.7601 | 341.2635 | 384.7601
7965 | 369.5484 | 365.9167 | 369.5484 | 365.9167
7966 | 392.259 | 339.0145 | 392.259 | 339.0145
7967 | 423.1441 | 311.5285 | 423.1441 | 311.5285
7968 | 415.3345 | 278.5431 | 415.3345 | 278.5431
7969 | 395.1651 | 243.8589 | 395.1651 | 243.8589
7970 | 391.4916 | 235.9603 | 391.4916 | 235.9603
7971 | 393.0784 | 227.4573 | 393.0784 | 227.4573
7972 | 393.5672 | 250.733 | 393.5672 | 250.733
7973 | 397.5528 | 272.9508 | 397.5528 | 272.9508
7974 | 391.2079 | 268.1806 | 391.2079 | 268.1806
7975 | 376.2541 | 263.2981 | 376.2541 | 263.2981
7976 | 364.7904 | 260.1218 | 364.7904 | 260.1218
7977 | 359.936 | 257.1724 | 359.936 | 257.1724
7978 | 365.1379 | 235.7841 | 365.1379 | 235.7841
7979 | 355.0849 | 233.9535 | 355.0849 | 233.9535
7980 | 333.7544 | 247.9782 | 333.7544 | 247.9782
7981 | 315.4506 | 251.118 | 315.4506 | 251.118
7982 | 304.5861 | 249.9741 | 304.5861 | 249.9741
7983 | 295.2916 | 250.012 | 295.2916 | 250.012
7984 | 282.8462 | 277.7294 | 282.8462 | 277.7294
7985 | 280.4365 | 366.0874 | 280.4365 | 366.0874
7986 | 285.3504 | 394.3305 | 285.3504 | 394.3305
7987 | 298.5886 | 398.9042 | 298.5886 | 398.9042
7988 | 324.6385 | 381.1659 | 324.6385 | 381.1659
7989 | 348.6335 | 363.7233 | 348.6335 | 363.7233
7990 | 371.6527 | 337.3448 | 371.6527 | 337.3448
7991 | 404.4375 | 311.2879 | 404.4375 | 311.2879
7992 | 405.2472 | 283.6656 | 405.2472 | 283.6656
7993 | 389.4053 | 256.5662 | 389.4053 | 256.5662
7994 | 385.2852 | 253.6204 | 385.2852 | 253.6204
7995 | 384.5116 | 247.537 | 384.5116 | 247.537
7996 | 387.6299 | 265.0817 | 387.6299 | 265.0817
7997 | 390.1986 | 291.7854 | 390.1986 | 291.7854
7998 | 379.494 | 303.8544 | 379.494 | 303.8544
7999 | 367.2662 | 308.9906 | 367.2662 | 308.9906
8000 | 358.9605 | 308.8991 | 358.9605 | 308.8991
8001 | 358.7719 | 302.0583 | 358.7719 | 302.0583
8002 | 362.7713 | 271.7692 | 362.7713 | 271.7692
8003 | 351.4157 | 254.2172 | 351.4157 | 254.2172
8004 | 332.8789 | 50.9131 | 332.8789 | 50.9131
8005 | 311.8734 | 44.9645 | 311.8734 | 44.9645
8006 | 301.3829 | 47.3702 | 301.3829 | 47.3702
8007 | 292.3458 | 52.4824 | 292.3458 | 52.4824
8008 | 280.4201 | 76.6215 | 280.4201 | 76.6215
8009 | 277.3119 | 157.6783 | 277.3119 | 157.6783
8010 | 281.4787 | 184.192 | 281.4787 | 184.192
8011 | 296.0589 | 183.713 | 296.0589 | 183.713
8012 | 322.1576 | 167.1741 | 322.1576 | 167.1741
8013 | 346.6834 | 156.6302 | 346.6834 | 156.6302
8014 | 368.411 | 143.3537 | 368.411 | 143.3537
8015 | 398.0573 | 132.0133 | 398.0573 | 132.0133
8016 | 397.9605 | 119.3401 | 397.9605 | 119.3401
8017 | 382.8393 | 107.6742 | 382.8393 | 107.6742
8018 | 380.4475 | 108.9166 | 380.4475 | 108.9166
8019 | 378.6972 | 109.4501 | 378.6972 | 109.4501
8020 | 382.5582 | 134.6241 | 382.5582 | 134.6241
8021 | 385.9494 | 152.3103 | 385.9494 | 152.3103
8022 | 377.1254 | 145.7423 | 377.1254 | 145.7423
8023 | 364.0785 | 136.2008 | 364.0785 | 136.2008
8024 | 353.833 | 125.1492 | 353.833 | 125.1492
8025 | 355.1729 | 109.787 | 355.1729 | 109.787
8026 | 359.2445 | 77.2194 | 359.2445 | 77.2194
8027 | 350.7427 | 55.2563 | 350.7427 | 55.2563
8028 | 329.701 | 47.213 | 329.701 | 47.213
8029 | 313.2677 | 41.1758 | 313.2677 | 41.1758
8030 | 302.7125 | 42.7871 | 302.7125 | 42.7871
8031 | 293.2513 | 47.8285 | 293.2513 | 47.8285
8032 | 280.9487 | 72.1578 | 280.9487 | 72.1578
8033 | 278.6397 | 153.2523 | 278.6397 | 153.2523
8034 | 284.8836 | 179.9895 | 284.8836 | 179.9895
8035 | 301.1136 | 179.5836 | 301.1136 | 179.5836
8036 | 334.6346 | 160.8051 | 334.6346 | 160.8051
8037 | 356.8592 | 149.0728 | 356.8592 | 149.0728
8038 | 380.1614 | 136.427 | 380.1614 | 136.427
8039 | 411.1476 | 125.9342 | 411.1476 | 125.9342
8040 | 412.1969 | 112.4931 | 412.1969 | 112.4931
8041 | 390.0227 | 95.5801 | 390.0227 | 95.5801
8042 | 382.4736 | 92.1664 | 382.4736 | 92.1664
8043 | 384.0559 | 90.9272 | 384.0559 | 90.9272
8044 | 383.3667 | 115.1098 | 383.3667 | 115.1098
8045 | 387.4983 | 132.65 | 387.4983 | 132.65
8046 | 380.1383 | 126.3542 | 380.1383 | 126.3542
8047 | 362.4695 | 116.9189 | 362.4695 | 116.9189
8048 | 355.0439 | 106.83 | 355.0439 | 106.83
8049 | 355.7958 | 92.6075 | 355.7958 | 92.6075
8050 | 361.3347 | 62.3104 | 361.3347 | 62.3104
8051 | 352.4761 | 42.6842 | 352.4761 | 42.6842
8052 | 329.4651 | 34.5546 | 329.4651 | 34.5546
8053 | 309.9684 | 29.978 | 309.9684 | 29.978
8054 | 298.1976 | 33.4991 | 298.1976 | 33.4991
8055 | 287.5474 | 40.2489 | 287.5474 | 40.2489
8056 | 277.0164 | 66.2248 | 277.0164 | 66.2248
8057 | 277.5364 | 148.7134 | 277.5364 | 148.7134
8058 | 283.5098 | 176.4089 | 283.5098 | 176.4089
8059 | 306.2929 | 176.9302 | 306.2929 | 176.9302
8060 | 346.572 | 161.0331 | 346.572 | 161.0331
8061 | 379.2752 | 151.8877 | 379.2752 | 151.8877
8062 | 398.2624 | 140.6184 | 398.2624 | 140.6184
8063 | 430.4354 | 132.7259 | 430.4354 | 132.7259
8064 | 428.1403 | 123.0049 | 428.1403 | 123.0049
8065 | 398.4204 | 113.6294 | 398.4204 | 113.6294
8066 | 392.4393 | 117.346 | 392.4393 | 117.346
8067 | 398.2924 | 120.1101 | 398.2924 | 120.1101
8068 | 397.245 | 145.3726 | 397.245 | 145.3726
8069 | 402.5912 | 162.7026 | 402.5912 | 162.7026
8070 | 396.3015 | 155.3069 | 396.3015 | 155.3069
8071 | 376.7612 | 144.7652 | 376.7612 | 144.7652
8072 | 368.0862 | 132.6137 | 368.0862 | 132.6137
8073 | 365.2975 | 115.7112 | 365.2975 | 115.7112
8074 | 366.8603 | 81.6211 | 366.8603 | 81.6211
8075 | 349.5703 | 58.0381 | 349.5703 | 58.0381
8076 | 325.4779 | 47.7375 | 325.4779 | 47.7375
8077 | 307.7159 | 41.6317 | 307.7159 | 41.6317
8078 | 298.1223 | 43.4399 | 298.1223 | 43.4399
8079 | 289.2198 | 48.3751 | 289.2198 | 48.3751
8080 | 279.306 | 72.3105 | 279.306 | 72.3105
8081 | 279.4656 | 153.5643 | 279.4656 | 153.5643
8082 | 285.2376 | 180.4565 | 285.2376 | 180.4565
8083 | 309.1696 | 180.2563 | 309.1696 | 180.2563
8084 | 352.1395 | 163.0447 | 352.1395 | 163.0447
8085 | 382.1883 | 152.2285 | 382.1883 | 152.2285
8086 | 403.4656 | 138.8923 | 403.4656 | 138.8923
8087 | 438.91 | 127.5054 | 438.91 | 127.5054
8088 | 431.8556 | 114.7415 | 431.8556 | 114.7415
8089 | 407.3017 | 102.1903 | 407.3017 | 102.1903
8090 | 402.633 | 101.4123 | 402.633 | 101.4123
8091 | 405.863 | 99.5823 | 405.863 | 99.5823
8092 | 408.1211 | 122.457 | 408.1211 | 122.457
8093 | 412.0081 | 137.9944 | 412.0081 | 137.9944
8094 | 404.5808 | 129.355 | 404.5808 | 129.355
8095 | 382.1658 | 119.5458 | 382.1658 | 119.5458
8096 | 369.1842 | 108.908 | 369.1842 | 108.908
8097 | 366.4504 | 95.0661 | 366.4504 | 95.0661
8098 | 368.7678 | 64.6872 | 368.7678 | 64.6872
8099 | 353.0892 | 43.3437 | 353.0892 | 43.3437
8100 | 330.3255 | 33.645 | 330.3255 | 33.645
8101 | 311.9545 | 28.0394 | 311.9545 | 28.0394
8102 | 300.6872 | 30.7461 | 300.6872 | 30.7461
8103 | 289.3327 | 36.759 | 289.3327 | 36.759
8104 | 279.788 | 61.1858 | 279.788 | 61.1858
8105 | 280.5277 | 142.9596 | 280.5277 | 142.9596
8106 | 289.2908 | 170.3563 | 289.2908 | 170.3563
8107 | 312.5862 | 170.3907 | 312.5862 | 170.3907
8108 | 353.7521 | 154.0621 | 353.7521 | 154.0621
8109 | 380.9118 | 143.6155 | 380.9118 | 143.6155
8110 | 402.9607 | 130.2948 | 402.9607 | 130.2948
8111 | 432.9147 | 116.9206 | 432.9147 | 116.9206
8112 | 428.7452 | 101.4834 | 428.7452 | 101.4834
8113 | 404.2237 | 89.3173 | 404.2237 | 89.3173
8114 | 396.545 | 90.4159 | 396.545 | 90.4159
8115 | 401.1455 | 91.257 | 401.1455 | 91.257
8116 | 402.3227 | 117.6415 | 402.3227 | 117.6415
8117 | 404.7917 | 137.0539 | 404.7917 | 137.0539
8118 | 398.637 | 132.2518 | 398.637 | 132.2518
8119 | 377.626 | 124.0846 | 377.626 | 124.0846
8120 | 364.0494 | 115.2239 | 364.0494 | 115.2239
8121 | 362.8055 | 100.9549 | 362.8055 | 100.9549
8122 | 369.5002 | 68.5002 | 369.5002 | 68.5002
8123 | 355.9656 | 47.3979 | 355.9656 | 47.3979
8124 | 333.8692 | 39.5516 | 333.8692 | 39.5516
8125 | 315.1797 | 34.7338 | 315.1797 | 34.7338
8126 | 301.4998 | 37.2258 | 301.4998 | 37.2258
8127 | 290.3325 | 42.1588 | 290.3325 | 42.1588
8128 | 278.9201 | 66.4062 | 278.9201 | 66.4062
8129 | 279.2511 | 147.8946 | 279.2511 | 147.8946
8130 | 285.8149 | 175.0966 | 285.8149 | 175.0966
8131 | 303.9497 | 174.8123 | 303.9497 | 174.8123
8132 | 334.7423 | 158.0676 | 334.7423 | 158.0676
8133 | 366.9763 | 146.7403 | 366.9763 | 146.7403
8134 | 388.1823 | 131.0782 | 388.1823 | 131.0782
8135 | 417.4477 | 116.8719 | 417.4477 | 116.8719
8136 | 413.7619 | 102.2579 | 413.7619 | 102.2579
8137 | 394.1739 | 90.229 | 394.1739 | 90.229
8138 | 389.5082 | 91.5025 | 389.5082 | 91.5025
8139 | 389.0148 | 92.2683 | 389.0148 | 92.2683
8140 | 388.2237 | 118.6727 | 388.2237 | 118.6727
8141 | 389.2789 | 137.8771 | 389.2789 | 137.8771
8142 | 381.4872 | 132.4798 | 381.4872 | 132.4798
8143 | 365.6788 | 123.2282 | 365.6788 | 123.2282
8144 | 356.3749 | 112.0947 | 356.3749 | 112.0947
8145 | 352.0806 | 96.7192 | 352.0806 | 96.7192
8146 | 357.8581 | 64.9771 | 357.8581 | 64.9771
8147 | 349.8067 | 44.3816 | 349.8067 | 44.3816
8148 | 332.2187 | 35.712 | 332.2187 | 35.712
8149 | 312.1392 | 30.5069 | 312.1392 | 30.5069
8150 | 298.9824 | 33.2999 | 298.9824 | 33.2999
8151 | 284.7514 | 39.6802 | 284.7514 | 39.6802
8152 | 276.1349 | 64.3614 | 276.1349 | 64.3614
8153 | 275.3037 | 145.3651 | 275.3037 | 145.3651
8154 | 279.0077 | 172.078 | 279.0077 | 172.078
8155 | 291.9236 | 171.8535 | 291.9236 | 171.8535
8156 | 317.3718 | 155.1288 | 317.3718 | 155.1288
8157 | 343.4208 | 143.7859 | 343.4208 | 143.7859
8158 | 368.5567 | 129.4826 | 368.5567 | 129.4826
8159 | 395.5966 | 117.8058 | 395.5966 | 117.8058
8160 | 398.9262 | 104.1257 | 398.9262 | 104.1257
8161 | 380.5618 | 89.4102 | 380.5618 | 89.4102
8162 | 378.0107 | 90.6682 | 378.0107 | 90.6682
8163 | 377.6756 | 92.5029 | 377.6756 | 92.5029
8164 | 377.727 | 118.821 | 377.727 | 118.821
8165 | 376.5489 | 138.7911 | 376.5489 | 138.7911
8166 | 368.4478 | 133.9404 | 368.4478 | 133.9404
8167 | 356.5744 | 124.3082 | 356.5744 | 124.3082
8168 | 346.2812 | 112.6767 | 346.2812 | 112.6767
8169 | 343.2559 | 95.2985 | 343.2559 | 95.2985
8170 | 349.4634 | 61.6022 | 349.4634 | 61.6022
8171 | 344.5984 | 41.0776 | 344.5984 | 41.0776
8172 | 327.2361 | 35.4818 | 327.2361 | 35.4818
8173 | 309.0297 | 30.4671 | 309.0297 | 30.4671
8174 | 297.3896 | 31.2374 | 297.3896 | 31.2374
8175 | 285.7129 | 36.8033 | 285.7129 | 36.8033
8176 | 276.5581 | 61.4469 | 276.5581 | 61.4469
8177 | 275.6022 | 143.3358 | 275.6022 | 143.3358
8178 | 279.7928 | 170.3475 | 279.7928 | 170.3475
8179 | 294.234 | 169.6782 | 294.234 | 169.6782
8180 | 319.8024 | 153.0308 | 319.8024 | 153.0308
8181 | 342.9581 | 142.3762 | 342.9581 | 142.3762
8182 | 361.1231 | 128.8829 | 361.1231 | 128.8829
8183 | 392.5317 | 117.4075 | 392.5317 | 117.4075
8184 | 395.7992 | 104.7011 | 395.7992 | 104.7011
8185 | 378.4326 | 94.987 | 378.4326 | 94.987
8186 | 367.688 | 98.2854 | 367.688 | 98.2854
8187 | 365.2846 | 99.5159 | 365.2846 | 99.5159
8188 | 363.5517 | 125.7256 | 363.5517 | 125.7256
8189 | 363.6756 | 146.125 | 363.6756 | 146.125
8190 | 355.1133 | 142.8853 | 355.1133 | 142.8853
8191 | 345.3696 | 135.4285 | 345.3696 | 135.4285
8192 | 341.02 | 124.1578 | 341.02 | 124.1578
8193 | 342.9669 | 106.9854 | 342.9669 | 106.9854
8194 | 346.3717 | 72.6186 | 346.3717 | 72.6186
8195 | 335.9433 | 51.1335 | 335.9433 | 51.1335
8196 | 317.6118 | 43.8182 | 317.6118 | 43.8182
8197 | 299.5957 | 39.4962 | 299.5957 | 39.4962
8198 | 288.5043 | 41.5301 | 288.5043 | 41.5301
8199 | 276.7845 | 47.0008 | 276.7845 | 47.0008
8200 | 267.4252 | 71.1775 | 267.4252 | 71.1775
8201 | 267.4113 | 151.6191 | 267.4113 | 151.6191
8202 | 274.3179 | 177.9779 | 274.3179 | 177.9779
8203 | 292.5129 | 177.302 | 292.5129 | 177.302
8204 | 324.8205 | 160.3537 | 324.8205 | 160.3537
8205 | 350.8878 | 149.8208 | 350.8878 | 149.8208
8206 | 370.5031 | 137.3476 | 370.5031 | 137.3476
8207 | 404.9722 | 127.4434 | 404.9722 | 127.4434
8208 | 402.7401 | 117.1957 | 402.7401 | 117.1957
8209 | 379.4957 | 106.9417 | 379.4957 | 106.9417
8210 | 371.3148 | 109.0273 | 371.3148 | 109.0273
8211 | 375.7063 | 109.9746 | 375.7063 | 109.9746
8212 | 377.1791 | 135.6575 | 377.1791 | 135.6575
8213 | 385.8294 | 153.5806 | 385.8294 | 153.5806
8214 | 377.4736 | 147.391 | 377.4736 | 147.391
8215 | 360.3569 | 138.0819 | 360.3569 | 138.0819
8216 | 350.8499 | 126.9241 | 350.8499 | 126.9241
8217 | 347.0403 | 111.4667 | 347.0403 | 111.4667
8218 | 352.1799 | 78.8725 | 352.1799 | 78.8725
8219 | 342.7454 | 56.4447 | 342.7454 | 56.4447
8220 | 320.8763 | 46.9607 | 320.8763 | 46.9607
8221 | 300.9348 | 41.4945 | 300.9348 | 41.4945
8222 | 287.4151 | 43.7431 | 287.4151 | 43.7431
8223 | 276.5282 | 48.6893 | 276.5282 | 48.6893
8224 | 265.9945 | 72.2596 | 265.9945 | 72.2596
8225 | 268.7351 | 152.7875 | 268.7351 | 152.7875
8226 | 276.5863 | 178.7148 | 276.5863 | 178.7148
8227 | 299.4392 | 177.5874 | 299.4392 | 177.5874
8228 | 338.5951 | 160.3802 | 338.5951 | 160.3802
8229 | 370.5319 | 149.4578 | 370.5319 | 149.4578
8230 | 388.6513 | 137.0201 | 388.6513 | 137.0201
8231 | 418.3578 | 127.5386 | 418.3578 | 127.5386
8232 | 417.6469 | 116.7531 | 417.6469 | 116.7531
8233 | 393.193 | 105.2354 | 393.193 | 105.2354
8234 | 387.5823 | 104.9531 | 387.5823 | 104.9531
8235 | 388.4299 | 104.836 | 388.4299 | 104.836
8236 | 387.245 | 131.5347 | 387.245 | 131.5347
8237 | 390.4591 | 149.8937 | 390.4591 | 149.8937
8238 | 382.2492 | 143.246 | 382.2492 | 143.246
8239 | 360.2922 | 133.0429 | 360.2922 | 133.0429
8240 | 346.302 | 121.8319 | 346.302 | 121.8319
8241 | 342.6245 | 106.7552 | 342.6245 | 106.7552
8242 | 348.4299 | 74.5041 | 348.4299 | 74.5041
8243 | 339.558 | 52.5255 | 339.558 | 52.5255
8244 | 321.9652 | 43.6921 | 321.9652 | 43.6921
8245 | 303.2464 | 38.4251 | 303.2464 | 38.4251
8246 | 290.5568 | 40.9746 | 290.5568 | 40.9746
8247 | 277.6549 | 46.3834 | 277.6549 | 46.3834
8248 | 267.1318 | 70.6707 | 267.1318 | 70.6707
8249 | 269.5302 | 152.0019 | 269.5302 | 152.0019
8250 | 279.3025 | 178.7436 | 279.3025 | 178.7436
8251 | 302.7068 | 178.2248 | 302.7068 | 178.2248
8252 | 344.0284 | 161.5885 | 344.0284 | 161.5885
8253 | 371.2488 | 151.6222 | 371.2488 | 151.6222
8254 | 392.8353 | 138.6798 | 392.8353 | 138.6798
8255 | 423.4899 | 125.4982 | 423.4899 | 125.4982
8256 | 423.7083 | 109.1979 | 423.7083 | 109.1979
8257 | 394.6044 | 94.4758 | 394.6044 | 94.4758
8258 | 391.2444 | 93.326 | 391.2444 | 93.326
8259 | 394.2776 | 92.1754 | 394.2776 | 92.1754
8260 | 391.9287 | 116.3358 | 391.9287 | 116.3358
8261 | 395.6062 | 133.4577 | 395.6062 | 133.4577
8262 | 388.9262 | 126.7547 | 388.9262 | 126.7547
8263 | 367.1525 | 116.9698 | 367.1525 | 116.9698
8264 | 356.0275 | 107.3766 | 356.0275 | 107.3766
8265 | 354.703 | 94.7054 | 354.703 | 94.7054
8266 | 358.6505 | 65.9442 | 358.6505 | 65.9442
8267 | 345.9468 | 46.1277 | 345.9468 | 46.1277
8268 | 323.9293 | 38.2149 | 323.9293 | 38.2149
8269 | 304.263 | 33.282 | 304.263 | 33.282
8270 | 290.9906 | 36.3074 | 290.9906 | 36.3074
8271 | 279.2901 | 42.2738 | 279.2901 | 42.2738
8272 | 270.5991 | 66.373 | 270.5991 | 66.373
8273 | 271.8425 | 147.3657 | 271.8425 | 147.3657
8274 | 278.6405 | 174.1361 | 278.6405 | 174.1361
8275 | 300.3997 | 173.7434 | 300.3997 | 173.7434
8276 | 340.5964 | 156.1799 | 340.5964 | 156.1799
8277 | 372.858 | 144.2706 | 372.858 | 144.2706
8278 | 390.7237 | 129.8013 | 390.7237 | 129.8013
8279 | 424.6352 | 118.2683 | 424.6352 | 118.2683
8280 | 427.9357 | 107.2792 | 427.9357 | 107.2792
8281 | 399.4395 | 98.0476 | 399.4395 | 98.0476
8282 | 393.6712 | 100.8148 | 393.6712 | 100.8148
8283 | 392.2887 | 99.7151 | 392.2887 | 99.7151
8284 | 395.3241 | 121.2885 | 395.3241 | 121.2885
8285 | 399.2268 | 138.2334 | 399.2268 | 138.2334
8286 | 387.9988 | 130.6563 | 387.9988 | 130.6563
8287 | 367.3063 | 120.172 | 367.3063 | 120.172
8288 | 353.9389 | 111.2029 | 353.9389 | 111.2029
8289 | 349.302 | 96.3032 | 349.302 | 96.3032
8290 | 356.3888 | 64.3552 | 356.3888 | 64.3552
8291 | 348.9976 | 44.1869 | 348.9976 | 44.1869
8292 | 327.6969 | 36.9734 | 327.6969 | 36.9734
8293 | 308.0406 | 34.0035 | 308.0406 | 34.0035
8294 | 293.5358 | 36.8961 | 293.5358 | 36.8961
8295 | 282.0213 | 41.5148 | 282.0213 | 41.5148
8296 | 273.0083 | 65.7445 | 273.0083 | 65.7445
8297 | 272.6789 | 146.8722 | 272.6789 | 146.8722
8298 | 279.9835 | 172.961 | 279.9835 | 172.961
8299 | 296.4815 | 171.6367 | 296.4815 | 171.6367
8300 | 329.5716 | 154.5556 | 329.5716 | 154.5556
8301 | 359.0226 | 144.4719 | 359.0226 | 144.4719
8302 | 381.4447 | 133.3775 | 381.4447 | 133.3775
8303 | 409.3009 | 125.3256 | 409.3009 | 125.3256
8304 | 407.6785 | 116.2021 | 407.6785 | 116.2021
8305 | 389.697 | 107.517 | 389.697 | 107.517
8306 | 386.2593 | 110.9637 | 386.2593 | 110.9637
8307 | 388.0168 | 112.4819 | 388.0168 | 112.4819
8308 | 384.3362 | 137.8573 | 384.3362 | 137.8573
8309 | 389.259 | 155.0943 | 389.259 | 155.0943
8310 | 382.1984 | 147.1852 | 382.1984 | 147.1852
8311 | 363.1855 | 135.517 | 363.1855 | 135.517
8312 | 352.7623 | 122.8079 | 352.7623 | 122.8079
8313 | 350.4516 | 105.839 | 350.4516 | 105.839
8314 | 354.8944 | 72.3862 | 354.8944 | 72.3862
8315 | 346.3175 | 50.0447 | 346.3175 | 50.0447
8316 | 328.515 | 40.5208 | 328.515 | 40.5208
8317 | 309.5498 | 35.0524 | 309.5498 | 35.0524
8318 | 295.7314 | 37.5047 | 295.7314 | 37.5047
8319 | 282.689 | 42.9931 | 282.689 | 42.9931
8320 | 274.3839 | 67.1963 | 274.3839 | 67.1963
8321 | 273.0029 | 148.2819 | 273.0029 | 148.2819
8322 | 278.5988 | 174.8487 | 278.5988 | 174.8487
8323 | 292.3221 | 174.4383 | 292.3221 | 174.4383
8324 | 315.2346 | 158.2048 | 315.2346 | 158.2048
8325 | 336.2591 | 148.2805 | 336.2591 | 148.2805
8326 | 359.8159 | 136.0486 | 359.8159 | 136.0486
8327 | 390.3397 | 126.2329 | 390.3397 | 126.2329
8328 | 393.2182 | 115.5891 | 393.2182 | 115.5891
8329 | 378.5675 | 105.5386 | 378.5675 | 105.5386
8330 | 375.2146 | 107.4738 | 375.2146 | 107.4738
8331 | 374.5146 | 108.3569 | 374.5146 | 108.3569
8332 | 379.5673 | 133.9115 | 379.5673 | 133.9115
8333 | 378.0916 | 152.047 | 378.0916 | 152.047
8334 | 368.3119 | 146.1229 | 368.3119 | 146.1229
8335 | 355.6382 | 136.6213 | 355.6382 | 136.6213
8336 | 345.8677 | 125.085 | 345.8677 | 125.085
8337 | 344.5616 | 108.8974 | 344.5616 | 108.8974
8338 | 346.8625 | 75.3516 | 346.8625 | 75.3516
8339 | 342.6135 | 52.3285 | 342.6135 | 52.3285
8340 | 326.4748 | 42.6099 | 326.4748 | 42.6099
8341 | 305.8341 | 36.7675 | 305.8341 | 36.7675
8342 | 294.5601 | 38.786 | 294.5601 | 38.786
8343 | 282.3733 | 44.1859 | 282.3733 | 44.1859
8344 | 271.9404 | 68.378 | 271.9404 | 68.378
8345 | 272.03 | 149.53 | 272.03 | 149.53
8346 | 275.4112 | 176.3624 | 275.4112 | 176.3624
8347 | 289.0591 | 176.2618 | 289.0591 | 176.2618
8348 | 316.5795 | 160.2408 | 316.5795 | 160.2408
8349 | 339.2836 | 150.2811 | 339.2836 | 150.2811
8350 | 361.7532 | 137.4605 | 361.7532 | 137.4605
8351 | 391.0727 | 126.6822 | 391.0727 | 126.6822
8352 | 394.1956 | 114.248 | 394.1956 | 114.248
8353 | 377.6798 | 102.4006 | 377.6798 | 102.4006
8354 | 374.2075 | 102.3684 | 374.2075 | 102.3684
8355 | 373.519 | 101.3217 | 373.519 | 101.3217
8356 | 377.3689 | 127.153 | 377.3689 | 127.153
8357 | 377.199 | 146.0918 | 377.199 | 146.0918
8358 | 370.2592 | 140.7852 | 370.2592 | 140.7852
8359 | 354.9614 | 132.1864 | 354.9614 | 132.1864
8360 | 347.3927 | 121.978 | 347.3927 | 121.978
8361 | 346.2421 | 107.0805 | 346.2421 | 107.0805
8362 | 347.1477 | 74.9666 | 347.1477 | 74.9666
8363 | 341.045 | 53.1938 | 341.045 | 53.1938
8364 | 327.7949 | 44.5861 | 327.7949 | 44.5861
8365 | 306.9145 | 39.578 | 306.9145 | 39.578
8366 | 295.0637 | 42.3268 | 295.0637 | 42.3268
8367 | 285.6611 | 48.0431 | 285.6611 | 48.0431
8368 | 272.1961 | 72.3659 | 272.1961 | 72.3659
8369 | 271.9541 | 153.4869 | 271.9541 | 153.4869
8370 | 280.031 | 180.0448 | 280.031 | 180.0448
8371 | 294.994 | 179.5437 | 294.994 | 179.5437
8372 | 328.275 | 162.7636 | 328.275 | 162.7636
8373 | 352.8871 | 151.9762 | 352.8871 | 151.9762
8374 | 373.9383 | 138.5006 | 373.9383 | 138.5006
8375 | 400.7023 | 126.8813 | 400.7023 | 126.8813
8376 | 406.6548 | 113.4469 | 406.6548 | 113.4469
8377 | 385.3586 | 99.7737 | 385.3586 | 99.7737
8378 | 381.6322 | 98.2323 | 381.6322 | 98.2323
8379 | 384.0741 | 96.6678 | 384.0741 | 96.6678
8380 | 385.256 | 121.4655 | 385.256 | 121.4655
8381 | 392.3448 | 139.3576 | 392.3448 | 139.3576
8382 | 382.3477 | 133.7345 | 382.3477 | 133.7345
8383 | 366.2428 | 124.7596 | 366.2428 | 124.7596
8384 | 357.2959 | 113.9094 | 357.2959 | 113.9094
8385 | 351.8851 | 98.8636 | 351.8851 | 98.8636
8386 | 353.3259 | 67.2808 | 353.3259 | 67.2808
8387 | 347.3381 | 46.8912 | 347.3381 | 46.8912
8388 | 328.3424 | 39.9897 | 328.3424 | 39.9897
8389 | 305.7503 | 35.63 | 305.7503 | 35.63
8390 | 293.4057 | 38.2372 | 293.4057 | 38.2372
8391 | 282.1846 | 43.4489 | 282.1846 | 43.4489
8392 | 272.4136 | 67.4043 | 272.4136 | 67.4043
8393 | 274.1924 | 148.47 | 274.1924 | 148.47
8394 | 282.6105 | 175.3356 | 282.6105 | 175.3356
8395 | 304.0106 | 175.4231 | 304.0106 | 175.4231
8396 | 343.5769 | 158.3752 | 343.5769 | 158.3752
8397 | 369.4936 | 146.7381 | 369.4936 | 146.7381
8398 | 388.9085 | 132.656 | 388.9085 | 132.656
8399 | 418.6237 | 121.0988 | 418.6237 | 121.0988
8400 | 418.5216 | 109.0165 | 418.5216 | 109.0165
8401 | 393.856 | 97.5187 | 393.856 | 97.5187
8402 | 388.5529 | 98.9714 | 388.5529 | 98.9714
8403 | 393.1163 | 99.6575 | 393.1163 | 99.6575
8404 | 393.1501 | 125.055 | 393.1501 | 125.055
8405 | 395.6702 | 143.0754 | 395.6702 | 143.0754
8406 | 388.3443 | 136.43 | 388.3443 | 136.43
8407 | 370.2093 | 126.0564 | 370.2093 | 126.0564
8408 | 354.3589 | 113.7899 | 354.3589 | 113.7899
8409 | 351.5539 | 97.6863 | 351.5539 | 97.6863
8410 | 353.2397 | 65.2736 | 353.2397 | 65.2736
8411 | 341.7064 | 44.001 | 341.7064 | 44.001
8412 | 324.8246 | 35.6899 | 324.8246 | 35.6899
8413 | 302.3126 | 30.56 | 302.3126 | 30.56
8414 | 291.717 | 33.1649 | 291.717 | 33.1649
8415 | 280.3688 | 38.7729 | 280.3688 | 38.7729
8416 | 271.4138 | 63.1354 | 271.4138 | 63.1354
8417 | 274.0673 | 144.387 | 274.0673 | 144.387
8418 | 283.2127 | 171.1043 | 283.2127 | 171.1043
8419 | 305.5424 | 170.8887 | 305.5424 | 170.8887
8420 | 341.5835 | 154.6065 | 341.5835 | 154.6065
8421 | 370.6618 | 144.4056 | 370.6618 | 144.4056
8422 | 389.1113 | 131.6049 | 389.1113 | 131.6049
8423 | 415.3011 | 120.862 | 415.3011 | 120.862
8424 | 415.3159 | 109.3196 | 415.3159 | 109.3196
8425 | 394.4683 | 98.9461 | 394.4683 | 98.9461
8426 | 388.6961 | 100.8724 | 388.6961 | 100.8724
8427 | 390.5751 | 101.377 | 390.5751 | 101.377
8428 | 395.1429 | 126.1859 | 395.1429 | 126.1859
8429 | 396.6757 | 144.0647 | 396.6757 | 144.0647
8430 | 387.4185 | 137.8552 | 387.4185 | 137.8552
8431 | 365.8416 | 128.0614 | 365.8416 | 128.0614
8432 | 357.0994 | 116.6978 | 357.0994 | 116.6978
8433 | 355.226 | 101.0877 | 355.226 | 101.0877
8434 | 358.0694 | 68.405 | 358.0694 | 68.405
8435 | 343.4551 | 46.1631 | 343.4551 | 46.1631
8436 | 324.6368 | 37.3297 | 324.6368 | 37.3297
8437 | 304.3597 | 32.0096 | 304.3597 | 32.0096
8438 | 292.9414 | 34.7849 | 292.9414 | 34.7849
8439 | 281.2696 | 40.4038 | 281.2696 | 40.4038
8440 | 271.9 | 64.6845 | 271.9 | 64.6845
8441 | 274.5689 | 145.8321 | 274.5689 | 145.8321
8442 | 283.6835 | 172.3392 | 283.6835 | 172.3392
8443 | 303.426 | 171.8049 | 303.426 | 171.8049
8444 | 340.3197 | 154.4826 | 340.3197 | 154.4826
8445 | 368.8977 | 143.4805 | 368.8977 | 143.4805
8446 | 386.7203 | 129.4118 | 386.7203 | 129.4118
8447 | 413.3296 | 116.956 | 413.3296 | 116.956
8448 | 412.7441 | 104.9224 | 412.7441 | 104.9224
8449 | 390.1542 | 94.239 | 390.1542 | 94.239
8450 | 385.8749 | 95.8156 | 385.8749 | 95.8156
8451 | 390.4948 | 96.0658 | 390.4948 | 96.0658
8452 | 389.3718 | 120.8525 | 389.3718 | 120.8525
8453 | 389.2799 | 138.1294 | 389.2799 | 138.1294
8454 | 382.4882 | 131.8225 | 382.4882 | 131.8225
8455 | 362.9451 | 123.2371 | 362.9451 | 123.2371
8456 | 351.0095 | 112.4134 | 351.0095 | 112.4134
8457 | 351.269 | 96.9627 | 351.269 | 96.9627
8458 | 355.6183 | 64.1892 | 355.6183 | 64.1892
8459 | 344.5154 | 43.2994 | 344.5154 | 43.2994
8460 | 324.4453 | 36.7964 | 324.4453 | 36.7964
8461 | 301.4353 | 32.6026 | 301.4353 | 32.6026
8462 | 289.2975 | 35.8006 | 289.2975 | 35.8006
8463 | 279.9146 | 41.9485 | 279.9146 | 41.9485
8464 | 271.7638 | 66.6541 | 271.7638 | 66.6541
8465 | 271.7702 | 147.5848 | 271.7702 | 147.5848
8466 | 279.206 | 173.1624 | 279.206 | 173.1624
8467 | 294.1341 | 172.5462 | 294.1341 | 172.5462
8468 | 327.4965 | 155.8391 | 327.4965 | 155.8391
8469 | 355.1421 | 145.0672 | 355.1421 | 145.0672
8470 | 376.7006 | 131.1733 | 376.7006 | 131.1733
8471 | 405.9405 | 117.6597 | 405.9405 | 117.6597
8472 | 406.8414 | 101.8839 | 406.8414 | 101.8839
8473 | 388.835 | 87.7638 | 388.835 | 87.7638
8474 | 386.855 | 86.9172 | 386.855 | 86.9172
8475 | 389.0209 | 85.7289 | 389.0209 | 85.7289
8476 | 385.6442 | 111.1109 | 385.6442 | 111.1109
8477 | 384.3482 | 129.7089 | 384.3482 | 129.7089
8478 | 381.4849 | 123.7251 | 381.4849 | 123.7251
8479 | 366.9347 | 117.1137 | 366.9347 | 117.1137
8480 | 352.6393 | 108.337 | 352.6393 | 108.337
8481 | 348.5113 | 94.5084 | 348.5113 | 94.5084
8482 | 351.4765 | 62.815 | 351.4765 | 62.815
8483 | 342.3978 | 41.5844 | 342.3978 | 41.5844
8484 | 327.2115 | 33.6539 | 327.2115 | 33.6539
8485 | 304.9076 | 29.0353 | 304.9076 | 29.0353
8486 | 291.8486 | 31.9721 | 291.8486 | 31.9721
8487 | 278.3557 | 37.6553 | 278.3557 | 37.6553
8488 | 269.7141 | 62.0223 | 269.7141 | 62.0223
8489 | 268.7334 | 143.3203 | 268.7334 | 143.3203
8490 | 274.6163 | 170.0974 | 274.6163 | 170.0974
8491 | 287.8849 | 169.625 | 287.8849 | 169.625
8492 | 312.5746 | 153.0153 | 312.5746 | 153.0153
8493 | 335.0602 | 143.0069 | 335.0602 | 143.0069
8494 | 356.5786 | 130.8281 | 356.5786 | 130.8281
8495 | 386.2879 | 121.2492 | 386.2879 | 121.2492
8496 | 389.8834 | 110.8887 | 389.8834 | 110.8887
8497 | 369.9109 | 100.5439 | 369.9109 | 100.5439
8498 | 362.4281 | 101.8328 | 362.4281 | 101.8328
8499 | 362.8834 | 101.3638 | 362.8834 | 101.3638
8500 | 365.6362 | 125.0019 | 365.6362 | 125.0019
8501 | 369.0463 | 141.5794 | 369.0463 | 141.5794
8502 | 361.1612 | 133.6836 | 361.1612 | 133.6836
8503 | 346.8431 | 123.6797 | 346.8431 | 123.6797
8504 | 334.3682 | 113.3274 | 334.3682 | 113.3274
8505 | 333.3707 | 99.0429 | 333.3707 | 99.0429
8506 | 339.5716 | 67.2189 | 339.5716 | 67.2189
8507 | 335.4611 | 45.643 | 335.4611 | 45.643
8508 | 319.3541 | 37.1416 | 319.3541 | 37.1416
8509 | 299.8294 | 32.2176 | 299.8294 | 32.2176
8510 | 288.5574 | 34.9818 | 288.5574 | 34.9818
8511 | 276.3259 | 40.8221 | 276.3259 | 40.8221
8512 | 265.8705 | 65.3042 | 265.8705 | 65.3042
8513 | 266.6497 | 146.5956 | 266.6497 | 146.5956
8514 | 272.1243 | 173.3439 | 272.1243 | 173.3439
8515 | 285.1366 | 173.0884 | 285.1366 | 173.0884
8516 | 308.5362 | 156.8018 | 308.5362 | 156.8018
8517 | 329.1245 | 146.8952 | 329.1245 | 146.8952
8518 | 350.1379 | 134.6765 | 350.1379 | 134.6765
8519 | 380.0579 | 124.9029 | 380.0579 | 124.9029
8520 | 385.4384 | 114.1307 | 385.4384 | 114.1307
8521 | 368.6501 | 103.8125 | 368.6501 | 103.8125
8522 | 362.3823 | 105.9158 | 362.3823 | 105.9158
8523 | 363.5568 | 107.6332 | 363.5568 | 107.6332
8524 | 367.8417 | 134.1837 | 367.8417 | 134.1837
8525 | 366.5975 | 151.1861 | 366.5975 | 151.1861
8526 | 360.5203 | 146.7426 | 360.5203 | 146.7426
8527 | 348.6519 | 138.3098 | 348.6519 | 138.3098
8528 | 341.5162 | 126.1938 | 341.5162 | 126.1938
8529 | 342.1742 | 109.5591 | 342.1742 | 109.5591
8530 | 343.1393 | 75.9978 | 343.1393 | 75.9978
8531 | 336.759 | 52.5188 | 336.759 | 52.5188
8532 | 319.2415 | 42.486 | 319.2415 | 42.486
8533 | 299.8506 | 36.5838 | 299.8506 | 36.5838
8534 | 287.4431 | 38.6266 | 287.4431 | 38.6266
8535 | 277.0786 | 43.8185 | 277.0786 | 43.8185
8536 | 266.7337 | 67.8226 | 266.7337 | 67.8226
8537 | 267.029 | 148.7333 | 267.029 | 148.7333
8538 | 273.0886 | 175.1364 | 273.0886 | 175.1364
8539 | 286.6031 | 174.6264 | 286.6031 | 174.6264
8540 | 314.8587 | 158.1207 | 314.8587 | 158.1207
8541 | 340.2163 | 148.1101 | 340.2163 | 148.1101
8542 | 360.8066 | 135.8892 | 360.8066 | 135.8892
8543 | 391.2836 | 126.1378 | 391.2836 | 126.1378
8544 | 391.652 | 113.4137 | 391.652 | 113.4137
8545 | 374.9527 | 102.7215 | 374.9527 | 102.7215
8546 | 371.199 | 107.5224 | 371.199 | 107.5224
8547 | 369.3968 | 111.0346 | 369.3968 | 111.0346
8548 | 369.9327 | 137.8263 | 369.9327 | 137.8263
8549 | 373.5466 | 156.65 | 373.5466 | 156.65
8550 | 366.2307 | 150.5755 | 366.2307 | 150.5755
8551 | 352.3518 | 140.6246 | 352.3518 | 140.6246
8552 | 341.0234 | 128.6259 | 341.0234 | 128.6259
8553 | 340.1387 | 111.896 | 340.1387 | 111.896
8554 | 343.6426 | 77.735 | 343.6426 | 77.735
8555 | 336.6963 | 54.0126 | 336.6963 | 54.0126
8556 | 322.4944 | 43.8359 | 322.4944 | 43.8359
8557 | 301.5748 | 37.9338 | 301.5748 | 37.9338
8558 | 289.2434 | 39.9699 | 289.2434 | 39.9699
8559 | 276.7277 | 45.133 | 276.7277 | 45.133
8560 | 269.3202 | 69.1481 | 269.3202 | 69.1481
8561 | 270.7289 | 150.1142 | 270.7289 | 150.1142
8562 | 274.9917 | 176.6501 | 274.9917 | 176.6501
8563 | 290.1963 | 176.2441 | 290.1963 | 176.2441
8564 | 313.1958 | 159.6477 | 313.1958 | 159.6477
8565 | 339.6655 | 148.9223 | 339.6655 | 148.9223
8566 | 359.2485 | 135.7321 | 359.2485 | 135.7321
8567 | 387.6513 | 124.4824 | 387.6513 | 124.4824
8568 | 387.0013 | 111.7407 | 387.0013 | 111.7407
8569 | 371.7832 | 100.1101 | 371.7832 | 100.1101
8570 | 367.8625 | 102.3639 | 367.8625 | 102.3639
8571 | 365.8776 | 104.3403 | 365.8776 | 104.3403
8572 | 366.8153 | 131.475 | 366.8153 | 131.475
8573 | 365.6209 | 150.593 | 365.6209 | 150.593
8574 | 358.2839 | 144.5805 | 358.2839 | 144.5805
8575 | 345.5214 | 134.9549 | 345.5214 | 134.9549
8576 | 340.6991 | 123.1664 | 340.6991 | 123.1664
8577 | 341.1263 | 106.722 | 341.1263 | 106.722
8578 | 344.6657 | 72.9483 | 344.6657 | 72.9483
8579 | 337.4981 | 51.0073 | 337.4981 | 51.0073
8580 | 320.8364 | 42.3244 | 320.8364 | 42.3244
8581 | 299.2954 | 37.0132 | 299.2954 | 37.0132
8582 | 288.0541 | 40.054 | 288.0541 | 40.054
8583 | 276.4677 | 46.9698 | 276.4677 | 46.9698
8584 | 268.058 | 72.2818 | 268.058 | 72.2818
8585 | 269.2652 | 153.5687 | 269.2652 | 153.5687
8586 | 275.2996 | 180.078 | 275.2996 | 180.078
8587 | 291.4384 | 179.1941 | 291.4384 | 179.1941
8588 | 325.5093 | 161.0508 | 325.5093 | 161.0508
8589 | 350.1509 | 149.2299 | 350.1509 | 149.2299
8590 | 370.2795 | 134.1963 | 370.2795 | 134.1963
8591 | 399.2441 | 121.6918 | 399.2441 | 121.6918
8592 | 404.4683 | 109.4812 | 404.4683 | 109.4812
8593 | 379.4425 | 99.3201 | 379.4425 | 99.3201
8594 | 375.5031 | 101.1667 | 375.5031 | 101.1667
8595 | 381.5537 | 101.9945 | 381.5537 | 101.9945
8596 | 380.8432 | 127.5823 | 380.8432 | 127.5823
8597 | 377.9605 | 145.3482 | 377.9605 | 145.3482
8598 | 373.1275 | 138.3442 | 373.1275 | 138.3442
8599 | 353.2278 | 128.2584 | 353.2278 | 128.2584
8600 | 340.1554 | 116.5716 | 340.1554 | 116.5716
8601 | 336.7688 | 100.1361 | 336.7688 | 100.1361
8602 | 341.3324 | 66.535 | 341.3324 | 66.535
8603 | 335.9697 | 44.9813 | 335.9697 | 44.9813
8604 | 318.7378 | 36.4578 | 318.7378 | 36.4578
8605 | 297.7055 | 31.8015 | 297.7055 | 31.8015
8606 | 284.7225 | 35.3824 | 284.7225 | 35.3824
8607 | 270.8624 | 41.7117 | 270.8624 | 41.7117
8608 | 262.5053 | 66.1407 | 262.5053 | 66.1407
8609 | 265.1136 | 147.5427 | 265.1136 | 147.5427
8610 | 271.5514 | 173.5408 | 271.5514 | 173.5408
8611 | 289.86 | 171.5769 | 289.86 | 171.5769
8612 | 323.1656 | 153.4115 | 323.1656 | 153.4115
8613 | 347.1432 | 141.5618 | 347.1432 | 141.5618
8614 | 364.2211 | 126.7606 | 364.2211 | 126.7606
8615 | 397.4157 | 113.8268 | 397.4157 | 113.8268
8616 | 399.3408 | 98.4892 | 399.3408 | 98.4892
8617 | 377.7394 | 84.2407 | 377.7394 | 84.2407
8618 | 371.2727 | 83.5158 | 371.2727 | 83.5158
8619 | 374.4424 | 84.6755 | 374.4424 | 84.6755
8620 | 374.5303 | 111.1109 | 374.5303 | 111.1109
8621 | 373.68 | 129.7089 | 373.68 | 129.7089
8622 | 371.3458 | 123.4706 | 371.3458 | 123.4706
8623 | 351.9124 | 113.1878 | 351.9124 | 113.1878
8624 | 342.1091 | 100.7619 | 342.1091 | 100.7619
8625 | 339.0786 | 85.6476 | 339.0786 | 85.6476
8626 | 343.5915 | 53.9298 | 343.5915 | 53.9298
8627 | 335.8789 | 32.8209 | 335.8789 | 32.8209
8628 | 319.0448 | 24.9059 | 319.0448 | 24.9059
8629 | 296.1515 | 19.962 | 296.1515 | 19.962
8630 | 283.2605 | 22.547 | 283.2605 | 22.547
8631 | 269.9192 | 28.2567 | 269.9192 | 28.2567
8632 | 260.5657 | 52.7918 | 260.5657 | 52.7918
8633 | 259.6719 | 134.2979 | 259.6719 | 134.2979
8634 | 267.596 | 161.356 | 267.596 | 161.356
8635 | 283.1069 | 161.4989 | 283.1069 | 161.4989
8636 | 312.869 | 145.1481 | 312.869 | 145.1481
8637 | 340.4001 | 133.834 | 340.4001 | 133.834
8638 | 362.2687 | 118.1852 | 362.2687 | 118.1852
8639 | 392.8456 | 104.0498 | 392.8456 | 104.0498
8640 | 398.2565 | 89.4181 | 398.2565 | 89.4181
8641 | 378.1126 | 79.3743 | 378.1126 | 79.3743
8642 | 371.2073 | 82.6239 | 371.2073 | 82.6239
8643 | 370.7975 | 84.6755 | 370.7975 | 84.6755
8644 | 370.3364 | 111.1109 | 370.3364 | 111.1109
8645 | 373.9131 | 129.7089 | 373.9131 | 129.7089
8646 | 367.2191 | 123.4706 | 367.2191 | 123.4706
8647 | 352.0092 | 113.1878 | 352.0092 | 113.1878
8648 | 341.1603 | 100.7619 | 341.1603 | 100.7619
8649 | 336.1551 | 83.5983 | 336.1551 | 83.5983
8650 | 342.1446 | 49.6786 | 342.1446 | 49.6786
8651 | 337.3553 | 30.7849 | 337.3553 | 30.7849
8652 | 318.2048 | 23.64 | 318.2048 | 23.64
8653 | 298.4352 | 18.5965 | 298.4352 | 18.5965
8654 | 285.9073 | 22.4673 | 285.9073 | 22.4673
8655 | 272.654 | 29.7128 | 272.654 | 29.7128
8656 | 261.9958 | 54.9694 | 261.9958 | 54.9694
8657 | 261.7625 | 136.6326 | 261.7625 | 136.6326
8658 | 267.3805 | 163.6089 | 267.3805 | 163.6089
8659 | 280.2783 | 163.3003 | 280.2783 | 163.3003
8660 | 305.8919 | 143.2007 | 305.8919 | 143.2007
8661 | 331.3186 | 129.6448 | 331.3186 | 129.6448
8662 | 349.9524 | 112.5797 | 349.9524 | 112.5797
8663 | 377.4738 | 98.1565 | 377.4738 | 98.1565
8664 | 382.8854 | 88.3603 | 382.8854 | 88.3603
8665 | 370.3317 | 79.3743 | 370.3317 | 79.3743
8666 | 362.1426 | 82.6239 | 362.1426 | 82.6239
8667 | 358.7982 | 84.6755 | 358.7982 | 84.6755
8668 | 358.6813 | 111.1109 | 358.6813 | 111.1109
8669 | 360.3656 | 129.7089 | 360.3656 | 129.7089
8670 | 354.5129 | 123.4706 | 354.5129 | 123.4706
8671 | 339.9477 | 113.1878 | 339.9477 | 113.1878
8672 | 330.1611 | 100.7619 | 330.1611 | 100.7619
8673 | 331.0974 | 83.5983 | 331.0974 | 83.5983
8674 | 340.2795 | 52.8233 | 340.2795 | 52.8233
8675 | 334.3736 | 32.916 | 334.3736 | 32.916
8676 | 316.499 | 25.7225 | 316.499 | 25.7225
8677 | 296.8983 | 21.5686 | 296.8983 | 21.5686
8678 | 285.2765 | 24.6714 | 285.2765 | 24.6714
8679 | 273.2129 | 30.6932 | 273.2129 | 30.6932
8680 | 261.1387 | 55.5116 | 261.1387 | 55.5116
8681 | 260.192 | 137.1128 | 260.192 | 137.1128
8682 | 264.9339 | 164.2108 | 264.9339 | 164.2108
8683 | 278.224 | 164.2165 | 278.224 | 164.2165
8684 | 301.163 | 147.8922 | 301.163 | 147.8922
8685 | 323.3763 | 137.7665 | 323.3763 | 137.7665
8686 | 344.9374 | 125.3974 | 344.9374 | 125.3974
8687 | 373.0823 | 115.5463 | 373.0823 | 115.5463
8688 | 378.4703 | 104.5462 | 378.4703 | 104.5462
8689 | 364.3419 | 94.1505 | 364.3419 | 94.1505
8690 | 359.4633 | 96.0834 | 359.4633 | 96.0834
8691 | 362.5057 | 96.7253 | 362.5057 | 96.7253
8692 | 364.0563 | 121.5784 | 364.0563 | 121.5784
8693 | 365.2308 | 139.154 | 365.2308 | 139.154
8694 | 358.15 | 132.5108 | 358.15 | 132.5108
8695 | 344.0254 | 122.4913 | 344.0254 | 122.4913
8696 | 337.4764 | 111.1498 | 337.4764 | 111.1498
8697 | 336.4302 | 95.7898 | 336.4302 | 95.7898
8698 | 337.8175 | 63.3372 | 337.8175 | 63.3372
8699 | 332.6226 | 41.4051 | 332.6226 | 41.4051
8700 | 316.1711 | 32.5784 | 316.1711 | 32.5784
8701 | 295.1512 | 27.4087 | 295.1512 | 27.4087
8702 | 282.5162 | 30.0446 | 282.5162 | 30.0446
8703 | 270.8005 | 35.8849 | 270.8005 | 35.8849
8704 | 260.1704 | 60.4798 | 260.1704 | 60.4798
8705 | 259.7511 | 141.873 | 259.7511 | 141.873
8706 | 265.5959 | 168.8404 | 265.5959 | 168.8404
8707 | 280.5098 | 168.6712 | 280.5098 | 168.6712
8708 | 307.7097 | 152.5041 | 307.7097 | 152.5041
8709 | 331.0973 | 142.7768 | 331.0973 | 142.7768
8710 | 353.1937 | 130.3346 | 353.1937 | 130.3346
8711 | 385.1498 | 120.0232 | 385.1498 | 120.0232
8712 | 391.0799 | 108.5916 | 391.0799 | 108.5916
8713 | 373.6574 | 97.5939 | 373.6574 | 97.5939
8714 | 367.7028 | 99.0643 | 367.7028 | 99.0643
8715 | 369.7499 | 99.6421 | 369.7499 | 99.6421
8716 | 370.2249 | 125.1281 | 370.2249 | 125.1281
8717 | 367.7736 | 143.2503 | 367.7736 | 143.2503
8718 | 364.2245 | 137.3572 | 364.2245 | 137.3572
8719 | 352.848 | 127.9972 | 352.848 | 127.9972
8720 | 343.7739 | 116.8505 | 343.7739 | 116.8505
8721 | 343.2257 | 101.1231 | 343.2257 | 101.1231
8722 | 343.876 | 67.9868 | 343.876 | 67.9868
8723 | 336.6106 | 45.6585 | 336.6106 | 45.6585
8724 | 319.1991 | 38.0719 | 319.1991 | 38.0719
8725 | 303.5577 | 33.7611 | 303.5577 | 33.7611
8726 | 291.0451 | 35.5791 | 291.0451 | 35.5791
8727 | 278.802 | 41.6632 | 278.802 | 41.6632
8728 | 267.74 | 65.3195 | 267.74 | 65.3195
8729 | 266.6644 | 143.513 | 266.6644 | 143.513
8730 | 271.7352 | 168.8743 | 271.7352 | 168.8743
8731 | 283.7168 | 169.226 | 283.7168 | 169.226
8732 | 306.7789 | 152.9491 | 306.7789 | 152.9491
8733 | 324.6127 | 143.6435 | 324.6127 | 143.6435
8734 | 341.7753 | 125.4819 | 341.7753 | 125.4819
8735 | 373.5505 | 115.7547 | 373.5505 | 115.7547
8736 | 374.493 | 102.6844 | 374.493 | 102.6844
8737 | 355.2168 | 93.1365 | 355.2168 | 93.1365
8738 | 349.4963 | 93.2393 | 349.4963 | 93.2393
8739 | 345.8587 | 93.0078 | 345.8587 | 93.0078
8740 | 347.5585 | 112.0011 | 347.5585 | 112.0011
8741 | 352.6676 | 132.5378 | 352.6676 | 132.5378
8742 | 345.2133 | 124.6498 | 345.2133 | 124.6498
8743 | 338.6327 | 114.8445 | 338.6327 | 114.8445
8744 | 331.3549 | 103.3448 | 331.3549 | 103.3448
8745 | 332.7863 | 93.7198 | 332.7863 | 93.7198
8746 | 340.1781 | 61.4922 | 340.1781 | 61.4922
8747 | 332.2067 | 44.5439 | 332.2067 | 44.5439
8748 | 318.3111 | 39.1227 | 318.3111 | 39.1227
8749 | 300.7385 | 36.0405 | 300.7385 | 36.0405
8750 | 285.8512 | 38.3204 | 285.8512 | 38.3204
8751 | 276.1365 | 44.8086 | 276.1365 | 44.8086
8752 | 266.3999 | 68.8414 | 266.3999 | 68.8414
8753 | 266.2057 | 147.3328 | 266.2057 | 147.3328
8754 | 271.7321 | 172.6734 | 271.7321 | 172.6734
8755 | 286.8021 | 172.7617 | 286.8021 | 172.7617
8756 | 317.1832 | 156.6326 | 317.1832 | 156.6326
8757 | 345.5696 | 148.0891 | 345.5696 | 148.0891
8758 | 370.1603 | 132.1123 | 370.1603 | 132.1123
8759 | 405.7412 | 124.5398 | 405.7412 | 124.5398