## Summary Scalars
Parameter | Value
Total Cost ($) | 5808333.1033
Capital Cost (CAPEX) | 101803.7545
Operating Cost (OPEX) | 5706529.3489
Annual Fuel Consumption Genset (L) | 1013947.3684
Annual Fuel Consumption Diesel Furnace (L) | 1636934.735

## Generator Summary
Size | Built | Capacity (kW) | Capital Cost ($) | Operating Cost ($)
100 kW | 7 | 700 | 44700.0481 | 104300
500 kW | 0 | 0 | 0 | 0
1000 kW | 0 | 0 | 0 | 0
2000 kW | 0 | 0 | 0 | 0
Total | 7 | 700 | 44700.0481 | 104300

## Diesel Furnace Summary
Size | Built | Capacity (MW) | Capital Cost ($) | Operating Cost ($)
17.58 kW | 253 | 4447.74 | 57103.7064 | 71163.84
Total | 253 | 4447.74 | 57103.7064 | 71163.84

## Time Series
Time | Electric Load (kW) | Thermal Load (kW) | Diesel Generation (kW) | Thermal Generation (kW)
0 | 453.8003 | 85.4943 | 453.8003 | 85.4943
1 | 430.8063 | 76.498 | 430.8063 | 76.498
2 | 428.7864 | 79.0589 | 428.7864 | 79.0589
3 | 431.7478 | 80.3692 | 431.7478 | 80.3692
4 | 427.167 | 98.5765 | 427.167 | 98.5765
5 | 435.5685 | 114.5937 | 435.5685 | 114.5937
6 | 431.7783 | 110.0321 | 431.7783 | 110.0321
7 | 406.004 | 103.2246 | 406.004 | 103.2246
8 | 388.4276 | 91.317 | 388.4276 | 91.317
9 | 384.1449 | 82.1497 | 384.1449 | 82.1497
10 | 388.1032 | 56.2749 | 388.1032 | 56.2749
11 | 375.9795 | 38.9905 | 375.9795 | 38.9905
12 | 355.0088 | 34.7024 | 355.0088 | 34.7024
13 | 333.2676 | 29.8843 | 333.2676 | 29.8843
14 | 317.8889 | 30.9041 | 317.8889 | 30.9041
15 | 305.9293 | 35.0553 | 305.9293 | 35.0553
16 | 293.6764 | 54.419 | 293.6764 | 54.419
17 | 292.8971 | 119.3466 | 292.8971 | 119.3466
18 | 301.1997 | 131.5338 | 301.1997 | 131.5338
19 | 319.3608 | 133.0266 | 319.3608 | 133.0266
20 | 354.9792 | 122.2694 | 354.9792 | 122.2694
21 | 387.5298 | 115.8013 | 387.5298 | 115.8013
22 | 413.4624 | 100.1937 | 413.4624 | 100.1937
23 | 450.4084 | 93.6337 | 450.4084 | 93.6337
24 | 457.2987 | 86.0838 | 457.2987 | 86.0838
25 | 434.4314 | 78.3803 | 434.4314 | 78.3803
26 | 425.8382 | 81.7514 | 425.8382 | 81.7514
27 | 426.6304 | 82.7204 | 426.6304 | 82.7204
28 | 426.5617 | 99.7521 | 426.5617 | 99.7521
29 | 428.3924 | 114.4179 | 428.3924 | 114.4179
30 | 423.138 | 108.9737 | 423.138 | 108.9737
31 | 402.5465 | 102.2868 | 402.5465 | 102.2868
32 | 386.0757 | 91.5204 | 386.0757 | 91.5204
33 | 380.8392 | 83.9596 | 380.8392 | 83.9596
34 | 384.7749 | 59.2639 | 384.7749 | 59.2639
35 | 375.8793 | 43.1205 | 375.8793 | 43.1205
36 | 351.5138 | 40.6768 | 351.5138 | 40.6768
37 | 329.4426 | 37.6928 | 329.4426 | 37.6928
38 | 318.4326 | 39.6434 | 318.4326 | 39.6434
39 | 307.1397 | 45.0874 | 307.1397 | 45.0874
40 | 295.5133 | 65.5508 | 295.5133 | 65.5508
41 | 294.2543 | 130.8473 | 294.2543 | 130.8473
42 | 299.8046 | 142.5346 | 299.8046 | 142.5346
43 | 314.7129 | 143.0725 | 314.7129 | 143.0725
44 | 347.7853 | 131.2465 | 347.7853 | 131.2465
45 | 381.5036 | 123.1547 | 381.5036 | 123.1547
46 | 405.4229 | 105.8165 | 405.4229 | 105.8165
47 | 439.985 | 97.7223 | 439.985 | 97.7223
48 | 442.8215 | 89.2038 | 442.8215 | 89.2038
49 | 425.8975 | 80.2695 | 425.8975 | 80.2695
50 | 419.7326 | 82.9683 | 419.7326 | 82.9683
51 | 422.5253 | 83.2651 | 422.5253 | 83.2651
52 | 420.8002 | 99.3419 | 420.8002 | 99.3419
53 | 426.7429 | 113.0803 | 426.7429 | 113.0803
54 | 420.1827 | 106.757 | 420.1827 | 106.757
55 | 398.3871 | 99.1773 | 398.3871 | 99.1773
56 | 380.7048 | 87.9902 | 380.7048 | 87.9902
57 | 374.9235 | 80.1019 | 374.9235 | 80.1019
58 | 382.1205 | 55.1993 | 382.1205 | 55.1993
59 | 372.4224 | 39.2111 | 372.4224 | 39.2111
60 | 349.6645 | 36.795 | 349.6645 | 36.795
61 | 330.9609 | 33.6144 | 330.9609 | 33.6144
62 | 317.7512 | 35.7754 | 317.7512 | 35.7754
63 | 305.6003 | 41.6641 | 305.6003 | 41.6641
64 | 295.4137 | 62.4516 | 295.4137 | 62.4516
65 | 292.2084 | 128.1962 | 292.2084 | 128.1962
66 | 297.6461 | 140.2282 | 297.6461 | 140.2282
67 | 310.2028 | 141.2971 | 310.2028 | 141.2971
68 | 338.1028 | 129.3573 | 338.1028 | 129.3573
69 | 364.3396 | 120.5277 | 364.3396 | 120.5277
70 | 390.2392 | 102.1587 | 390.2392 | 102.1587
71 | 419.8252 | 92.9511 | 419.8252 | 92.9511
72 | 429.7502 | 82.4295 | 429.7502 | 82.4295
73 | 414.1655 | 71.682 | 414.1655 | 71.682
74 | 407.7537 | 73.0776 | 407.7537 | 73.0776
75 | 409.9472 | 72.7159 | 409.9472 | 72.7159
76 | 406.9644 | 88.9926 | 406.9644 | 88.9926
77 | 408.2166 | 104.0342 | 408.2166 | 104.0342
78 | 396.1736 | 99.0968 | 396.1736 | 99.0968
79 | 384.4051 | 91.6928 | 384.4051 | 91.6928
80 | 374.1583 | 79.7784 | 374.1583 | 79.7784
81 | 372.8614 | 71.4523 | 372.8614 | 71.4523
82 | 375.3771 | 46.9737 | 375.3771 | 46.9737
83 | 370.4477 | 31.7508 | 370.4477 | 31.7508
84 | 348.3516 | 27.7351 | 348.3516 | 27.7351
85 | 326.5484 | 22.9205 | 326.5484 | 22.9205
86 | 315.6106 | 24.1713 | 315.6106 | 24.1713
87 | 306.4519 | 29.2498 | 306.4519 | 29.2498
88 | 293.6061 | 50.2855 | 293.6061 | 50.2855
89 | 290.9178 | 116.4783 | 290.9178 | 116.4783
90 | 295.7151 | 129.1102 | 295.7151 | 129.1102
91 | 311.0569 | 131.1443 | 311.0569 | 131.1443
92 | 335.2717 | 120.9525 | 335.2717 | 120.9525
93 | 365.6624 | 113.7638 | 365.6624 | 113.7638
94 | 387.8637 | 98.5251 | 387.8637 | 98.5251
95 | 415.9454 | 92.9373 | 415.9454 | 92.9373
96 | 427.3237 | 86.1045 | 427.3237 | 86.1045
97 | 406.9483 | 78.763 | 406.9483 | 78.763
98 | 402.1388 | 82.6374 | 402.1388 | 82.6374
99 | 401.4127 | 84.0442 | 401.4127 | 84.0442
100 | 407.614 | 101.4724 | 407.614 | 101.4724
101 | 416.0893 | 116.2967 | 416.0893 | 116.2967
102 | 405.524 | 110.8526 | 405.524 | 110.8526
103 | 393.4676 | 104.1174 | 393.4676 | 104.1174
104 | 382.6815 | 92.4408 | 382.6815 | 92.4408
105 | 376.0095 | 83.0702 | 376.0095 | 83.0702
106 | 376.8863 | 56.9231 | 376.8863 | 56.9231
107 | 365.7267 | 39.7075 | 365.7267 | 39.7075
108 | 346.4483 | 36.1745 | 346.4483 | 36.1745
109 | 328.6224 | 32.1045 | 328.6224 | 32.1045
110 | 315.6263 | 32.8657 | 315.6263 | 32.8657
111 | 304.2558 | 37.079 | 304.2558 | 37.079
112 | 293.6514 | 57.0253 | 293.6514 | 57.0253
113 | 290.711 | 122.6768 | 290.711 | 122.6768
114 | 298.4237 | 134.0642 | 298.4237 | 134.0642
115 | 314.1647 | 133.3886 | 314.1647 | 133.3886
116 | 344.1664 | 120.6801 | 344.1664 | 120.6801
117 | 369.5395 | 111.6712 | 369.5395 | 111.6712
118 | 394.2491 | 93.5608 | 394.2491 | 93.5608
119 | 426.3953 | 84.6806 | 426.3953 | 84.6806
120 | 429.9926 | 76.1379 | 429.9926 | 76.1379
121 | 408.3484 | 67.3933 | 408.3484 | 67.3933
122 | 405.5873 | 70.3024 | 405.5873 | 70.3024
123 | 409.4626 | 71.2059 | 409.4626 | 71.2059
124 | 408.9013 | 88.5445 | 408.9013 | 88.5445
125 | 410.6916 | 104.0997 | 410.6916 | 104.0997
126 | 403.6038 | 99.3588 | 403.6038 | 99.3588
127 | 387.0457 | 92.3927 | 387.0457 | 92.3927
128 | 375.7538 | 80.9332 | 375.7538 | 80.9332
129 | 372.1079 | 72.9519 | 372.1079 | 72.9519
130 | 374.9945 | 48.6354 | 374.9945 | 48.6354
131 | 367.0476 | 33.709 | 367.0476 | 33.709
132 | 346.8659 | 31.3963 | 346.8659 | 31.3963
133 | 327.3006 | 28.2675 | 327.3006 | 28.2675
134 | 314.4761 | 30.9524 | 314.4761 | 30.9524
135 | 303.0449 | 37.3686 | 303.0449 | 37.3686
136 | 290.7925 | 58.7283 | 290.7925 | 58.7283
137 | 291.3505 | 124.7453 | 291.3505 | 124.7453
138 | 300.0393 | 136.867 | 300.0393 | 136.867
139 | 318.4116 | 138.1013 | 318.4116 | 138.1013
140 | 355.4545 | 126.3822 | 355.4545 | 126.3822
141 | 384.9214 | 118.0835 | 384.9214 | 118.0835
142 | 409.7761 | 100.8728 | 409.7761 | 100.8728
143 | 441.9326 | 92.2306 | 441.9326 | 92.2306
144 | 446.8383 | 82.9053 | 446.8383 | 82.9053
145 | 421.7665 | 73.4884 | 421.7665 | 73.4884
146 | 414.8127 | 76.7043 | 414.8127 | 76.7043
147 | 422.0854 | 77.4148 | 422.0854 | 77.4148
148 | 418.834 | 93.7225 | 418.834 | 93.7225
149 | 419.0921 | 107.8367 | 419.0921 | 107.8367
150 | 410.8084 | 102.0754 | 410.8084 | 102.0754
151 | 393.9622 | 94.6887 | 393.9622 | 94.6887
152 | 377.6284 | 82.5398 | 377.6284 | 82.5398
153 | 375.0698 | 73.7311 | 375.0698 | 73.7311
154 | 378.2997 | 48.8974 | 378.2997 | 48.8974
155 | 367.8934 | 33.5504 | 367.8934 | 33.5504
156 | 347.3718 | 30.369 | 347.3718 | 30.369
157 | 325.7568 | 25.9956 | 325.7568 | 25.9956
158 | 311.7935 | 26.6672 | 311.7935 | 26.6672
159 | 298.0509 | 31.4321 | 298.0509 | 31.4321
160 | 286.3872 | 51.8369 | 286.3872 | 51.8369
161 | 286.295 | 117.5263 | 286.295 | 117.5263
162 | 296.6281 | 129.5825 | 296.6281 | 129.5825
163 | 313.1419 | 130.4583 | 313.1419 | 130.4583
164 | 348.1723 | 119.2149 | 348.1723 | 119.2149
165 | 379.5428 | 112.1987 | 379.5428 | 112.1987
166 | 400.7912 | 97.022 | 400.7912 | 97.022
167 | 430.8772 | 91.217 | 430.8772 | 91.217
168 | 434.1542 | 83.8844 | 434.1542 | 83.8844
169 | 412.8272 | 75.8085 | 412.8272 | 75.8085
170 | 407.3145 | 79.483 | 407.3145 | 79.483
171 | 412.8034 | 79.7659 | 412.8034 | 79.7659
172 | 409.9962 | 95.6221 | 409.9962 | 95.6221
173 | 410.9914 | 110.274 | 410.9914 | 110.274
174 | 403.4236 | 105.2574 | 403.4236 | 105.2574
175 | 385.0645 | 98.3843 | 385.0645 | 98.3843
176 | 370.3577 | 86.7077 | 370.3577 | 86.7077
177 | 366.7461 | 77.9749 | 366.7461 | 77.9749
178 | 373.713 | 52.5724 | 373.713 | 52.5724
179 | 363.6228 | 36.3256 | 363.6228 | 36.3256
180 | 343.0493 | 33.5061 | 343.0493 | 33.5061
181 | 323.5762 | 29.9739 | 323.5762 | 29.9739
182 | 308.8381 | 32.3417 | 308.8381 | 32.3417
183 | 296.7556 | 38.5373 | 296.7556 | 38.5373
184 | 286.1938 | 60.0004 | 286.1938 | 60.0004
185 | 287.5715 | 126.2794 | 287.5715 | 126.2794
186 | 295.5556 | 138.7769 | 295.5556 | 138.7769
187 | 315.4798 | 140.0043 | 315.4798 | 140.0043
188 | 351.7434 | 128.6437 | 351.7434 | 128.6437
189 | 382.3096 | 120.2002 | 382.3096 | 120.2002
190 | 409.2858 | 102.2622 | 409.2858 | 102.2622
191 | 440.2849 | 94.1784 | 440.2849 | 94.1784
192 | 443.7615 | 86.4217 | 443.7615 | 86.4217
193 | 425.976 | 78.0632 | 425.976 | 78.0632
194 | 412.5159 | 81.4618 | 412.5159 | 81.4618
195 | 418.0112 | 82.317 | 418.0112 | 82.317
196 | 420.5308 | 98.8765 | 420.5308 | 98.8765
197 | 425.1936 | 113.9283 | 425.1936 | 113.9283
198 | 417.0505 | 109.0358 | 417.0505 | 109.0358
199 | 396.6261 | 102.6523 | 396.6261 | 102.6523
200 | 386.9592 | 92.5684 | 386.9592 | 92.5684
201 | 379.9571 | 85.2076 | 379.9571 | 85.2076
202 | 382.3292 | 60.3395 | 382.3292 | 60.3395
203 | 366.3844 | 43.6618 | 366.3844 | 43.6618
204 | 346.6513 | 40.0735 | 346.6513 | 40.0735
205 | 325.7732 | 36.269 | 325.7732 | 36.269
206 | 313.6201 | 38.1851 | 313.6201 | 38.1851
207 | 303.0154 | 43.7774 | 303.0154 | 43.7774
208 | 294.1277 | 64.5648 | 294.1277 | 64.5648
209 | 292.0891 | 130.3267 | 292.0891 | 130.3267
210 | 298.3165 | 142.2209 | 298.3165 | 142.2209
211 | 316.2204 | 142.6243 | 316.2204 | 142.6243
212 | 345.6145 | 129.8675 | 345.6145 | 129.8675
213 | 373.3423 | 120.7863 | 373.3423 | 120.7863
214 | 397.2202 | 102.9103 | 397.2202 | 102.9103
215 | 434.3773 | 94.861 | 434.3773 | 94.861
216 | 441.2053 | 86.6285 | 441.2053 | 86.6285
217 | 423.8882 | 78.1563 | 423.8882 | 78.1563
218 | 421.7598 | 81.2653 | 421.7598 | 81.2653
219 | 420.0147 | 81.2863 | 420.0147 | 81.2863
220 | 421.8565 | 96.5529 | 421.8565 | 96.5529
221 | 422.3495 | 109.7948 | 422.3495 | 109.7948
222 | 417.0465 | 103.282 | 417.0465 | 103.282
223 | 399.5675 | 95.7539 | 399.5675 | 95.7539
224 | 383.815 | 84.3566 | 383.815 | 84.3566
225 | 379.6952 | 76.2098 | 379.6952 | 76.2098
226 | 383.1319 | 51.4485 | 383.1319 | 51.4485
227 | 369.3688 | 36.2739 | 369.3688 | 36.2739
228 | 349.6107 | 33.9164 | 349.6107 | 33.9164
229 | 329.2095 | 30.6876 | 329.2095 | 30.6876
230 | 314.8663 | 33.0863 | 314.8663 | 33.0863
231 | 304.7154 | 38.6579 | 304.7154 | 38.6579
232 | 292.3927 | 58.7904 | 292.3927 | 58.7904
233 | 292.4218 | 124.0661 | 292.4218 | 124.0661
234 | 297.2926 | 135.8982 | 297.2926 | 135.8982
235 | 309.0501 | 136.7154 | 309.0501 | 136.7154
236 | 335.6661 | 125.1239 | 335.6661 | 125.1239
237 | 360.8353 | 116.9596 | 360.8353 | 116.9596
238 | 383.916 | 100.0868 | 383.916 | 100.0868
239 | 419.0466 | 93.3337 | 419.0466 | 93.3337
240 | 422.6343 | 86.139 | 422.6343 | 86.139
241 | 408.4226 | 78.5458 | 408.4226 | 78.5458
242 | 404.2849 | 82.3926 | 404.2849 | 82.3926
243 | 402.1548 | 83.4271 | 402.1548 | 83.4271
244 | 407.5044 | 100.2554 | 407.5044 | 100.2554
245 | 411.3168 | 115.0108 | 411.3168 | 115.0108
246 | 402.7677 | 109.8563 | 402.7677 | 109.8563
247 | 387.8377 | 103.428 | 387.8377 | 103.428
248 | 375.041 | 92.4546 | 375.041 | 92.4546
249 | 370.7174 | 84.0975 | 370.7174 | 84.0975
250 | 375.0339 | 58.5537 | 375.0339 | 58.5537
251 | 361.7528 | 41.3347 | 361.7528 | 41.3347
252 | 344.333 | 37.1984 | 344.333 | 37.1984
253 | 326.2102 | 32.3699 | 326.2102 | 32.3699
254 | 313.5317 | 33.3173 | 313.5317 | 33.3173
255 | 304.3763 | 38.0063 | 304.3763 | 38.0063
256 | 291.6588 | 57.7424 | 291.6588 | 57.7424
257 | 292.2369 | 122.4941 | 292.2369 | 122.4941
258 | 295.0262 | 133.8539 | 295.0262 | 133.8539
259 | 307.885 | 134.285 | 307.885 | 134.285
260 | 329.801 | 122.6072 | 329.801 | 122.6072
261 | 354.2475 | 115.0187 | 354.2475 | 115.0187
262 | 378.9804 | 99.0112 | 378.9804 | 99.0112
263 | 407.9823 | 92.6891 | 407.9823 | 92.6891
264 | 416.7397 | 85.7046 | 416.7397 | 85.7046
265 | 403.3997 | 77.9149 | 403.3997 | 77.9149
266 | 401.0655 | 81.2377 | 401.0655 | 81.2377
267 | 399.1958 | 81.0622 | 399.1958 | 81.0622
268 | 399.8116 | 96.7218 | 399.8116 | 96.7218
269 | 402.7273 | 111.0566 | 402.7273 | 111.0566
270 | 392.383 | 105.7297 | 392.383 | 105.7297
271 | 379.6652 | 98.3878 | 379.6652 | 98.3878
272 | 370.3653 | 86.1079 | 370.3653 | 86.1079
273 | 371.6527 | 77.0372 | 371.6527 | 77.0372
274 | 376.5774 | 51.2899 | 376.5774 | 51.2899
275 | 366.2437 | 34.0572 | 366.2437 | 34.0572
276 | 345.8027 | 30.0415 | 345.8027 | 30.0415
277 | 325.0909 | 26.0094 | 325.0909 | 26.0094
278 | 313.8326 | 27.7014 | 313.8326 | 27.7014
279 | 304.5005 | 32.7662 | 304.5005 | 32.7662
280 | 295.0586 | 52.5505 | 295.0586 | 52.5505
281 | 291.2944 | 117.4401 | 291.2944 | 117.4401
282 | 296.2673 | 129.0482 | 296.2673 | 129.0482
283 | 308.6858 | 129.8722 | 308.6858 | 129.8722
284 | 336.1145 | 118.4772 | 336.1145 | 118.4772
285 | 362.078 | 110.5508 | 362.078 | 110.5508
286 | 383.9264 | 92.7438 | 383.9264 | 92.7438
287 | 415.609 | 83.7533 | 415.609 | 83.7533
288 | 423.9734 | 73.7523 | 423.9734 | 73.7523
289 | 407.2831 | 63.4495 | 407.2831 | 63.4495
290 | 401.6529 | 65.8345 | 401.6529 | 65.8345
291 | 402.7245 | 66.5312 | 402.7245 | 66.5312
292 | 403.5971 | 83.4147 | 403.5971 | 83.4147
293 | 410.7578 | 98.7251 | 410.7578 | 98.7251
294 | 405.2376 | 94.8151 | 405.2376 | 94.8151
295 | 388.7887 | 89.6175 | 388.7887 | 89.6175
296 | 379.2535 | 79.8714 | 379.2535 | 79.8714
297 | 376.3344 | 73.3105 | 376.3344 | 73.3105
298 | 374.1167 | 50.0971 | 374.1167 | 50.0971
299 | 363.2094 | 34.9776 | 363.2094 | 34.9776
300 | 342.4745 | 31.6859 | 342.4745 | 31.6859
301 | 321.9464 | 27.3263 | 321.9464 | 27.3263
302 | 310.5019 | 28.7046 | 310.5019 | 28.7046
303 | 299.9942 | 33.8108 | 299.9942 | 33.8108
304 | 287.3085 | 54.0191 | 287.3085 | 54.0191
305 | 286.9999 | 119.3431 | 286.9999 | 119.3431
306 | 295.4211 | 131.2097 | 295.4211 | 131.2097
307 | 311.4434 | 132.0234 | 311.4434 | 132.0234
308 | 346.4944 | 120.6836 | 346.4944 | 120.6836
309 | 377.9702 | 113.5949 | 377.9702 | 113.5949
310 | 397.9156 | 97.5667 | 397.9156 | 97.5667
311 | 433.3141 | 91.3101 | 433.3141 | 91.3101
312 | 430.8226 | 84.4049 | 430.8226 | 84.4049
313 | 410.5353 | 76.9186 | 410.5353 | 76.9186
314 | 405.5548 | 80.7413 | 405.5548 | 80.7413
315 | 407.9539 | 81.4414 | 407.9539 | 81.4414
316 | 406.1847 | 98.2249 | 406.1847 | 98.2249
317 | 410.8774 | 112.9699 | 410.8774 | 112.9699
318 | 403.656 | 107.5913 | 403.656 | 107.5913
319 | 384.3191 | 100.4252 | 384.3191 | 100.4252
320 | 371.2429 | 88.328 | 371.2429 | 88.328
321 | 367.8475 | 78.723 | 367.8475 | 78.723
322 | 373.9011 | 52.1173 | 373.9011 | 52.1173
323 | 361.8222 | 34.3433 | 361.8222 | 34.3433
324 | 336.1214 | 29.976 | 336.1214 | 29.976
325 | 314.5781 | 25.1716 | 314.5781 | 25.1716
326 | 304.6142 | 25.9777 | 304.6142 | 25.9777
327 | 293.1269 | 30.6012 | 293.1269 | 30.6012
328 | 281.1494 | 50.6889 | 281.1494 | 50.6889
329 | 280.9083 | 115.7785 | 280.9083 | 115.7785
330 | 291.001 | 126.9969 | 291.001 | 126.9969
331 | 305.8505 | 127.0763 | 305.8505 | 127.0763
332 | 340.3497 | 114.8953 | 340.3497 | 114.8953
333 | 372.4648 | 105.9761 | 372.4648 | 105.9761
334 | 397.3879 | 89.1412 | 397.3879 | 89.1412
335 | 425.2449 | 81.4021 | 425.2449 | 81.4021
336 | 431.3094 | 72.7422 | 431.3094 | 72.7422
337 | 409.4245 | 64.3596 | 409.4245 | 64.3596
338 | 405.6113 | 67.7961 | 405.6113 | 67.7961
339 | 405.8867 | 68.7272 | 405.8867 | 68.7272
340 | 404.9716 | 85.2901 | 404.9716 | 85.2901
341 | 408.2927 | 99.5077 | 408.2927 | 99.5077
342 | 401.8756 | 93.5602 | 401.8756 | 93.5602
343 | 383.5254 | 86.5941 | 383.5254 | 86.5941
344 | 370.8315 | 74.7037 | 370.8315 | 74.7037
345 | 369.0011 | 65.571 | 369.0011 | 65.571
346 | 374.8872 | 39.7824 | 374.8872 | 39.7824
347 | 358.9544 | 23.8183 | 358.9544 | 23.8183
348 | 335.5171 | 20.7299 | 335.5171 | 20.7299
349 | 316.5343 | 17.4046 | 316.5343 | 17.4046
350 | 303.6523 | 19.9619 | 303.6523 | 19.9619
351 | 293.6839 | 26.0575 | 293.6839 | 26.0575
352 | 283.8282 | 47.1518 | 283.8282 | 47.1518
353 | 283.6976 | 112.7344 | 283.6976 | 112.7344
354 | 292.8776 | 124.0528 | 292.8776 | 124.0528
355 | 309.4594 | 124.2874 | 309.4594 | 124.2874
356 | 342.1032 | 112.4028 | 342.1032 | 112.4028
357 | 372.8138 | 105.0556 | 372.8138 | 105.0556
358 | 400.2045 | 89.7755 | 400.2045 | 89.7755
359 | 428.9711 | 84.36 | 428.9711 | 84.36
360 | 429.9334 | 77.5273 | 429.9334 | 77.5273
361 | 413.2926 | 69.4032 | 413.2926 | 69.4032
362 | 405.3418 | 72.8501 | 405.3418 | 72.8501
363 | 406.0288 | 74.1362 | 406.0288 | 74.1362
364 | 406.0163 | 91.0542 | 406.0163 | 91.0542
365 | 412.2486 | 106.0681 | 412.2486 | 106.0681
366 | 403.7676 | 101.7031 | 403.7676 | 101.7031
367 | 385.9999 | 95.4333 | 385.9999 | 95.4333
368 | 373.0349 | 83.8946 | 373.0349 | 83.8946
369 | 368.5975 | 75.3514 | 368.5975 | 75.3514
370 | 375.8402 | 50.7383 | 375.8402 | 50.7383
371 | 363.3142 | 33.678 | 363.3142 | 33.678
372 | 341.1412 | 28.8486 | 341.1412 | 28.8486
373 | 320.0525 | 24.0443 | 320.0525 | 24.0443
374 | 305.2136 | 24.9125 | 305.2136 | 24.9125
375 | 296.2501 | 29.7842 | 296.2501 | 29.7842
376 | 284.8868 | 49.8408 | 284.8868 | 49.8408
377 | 283.1517 | 115.1821 | 283.1517 | 115.1821
378 | 289.9343 | 127.1521 | 289.9343 | 127.1521
379 | 304.122 | 128.1382 | 304.122 | 128.1382
380 | 335.257 | 116.5949 | 335.257 | 116.5949
381 | 365.1388 | 108.3651 | 365.1388 | 108.3651
382 | 389.6831 | 89.8755 | 389.6831 | 89.8755
383 | 421.1751 | 81.1194 | 421.1751 | 81.1194
384 | 425.3455 | 73.5558 | 425.3455 | 73.5558
385 | 404.8845 | 65.8592 | 404.8845 | 65.8592
386 | 399.8083 | 69.3268 | 399.8083 | 69.3268
387 | 400.6979 | 70.0097 | 400.6979 | 70.0097
388 | 403.4866 | 86.6932 | 403.4866 | 86.6932
389 | 400.3456 | 101.5934 | 400.3456 | 101.5934
390 | 396.4817 | 96.918 | 396.4817 | 96.918
391 | 382.1517 | 91.0895 | 382.1517 | 91.0895
392 | 362.5495 | 80.754 | 362.5495 | 80.754
393 | 359.0339 | 72.8933 | 359.0339 | 72.8933
394 | 367.1671 | 48.2665 | 367.1671 | 48.2665
395 | 358.8167 | 32.5403 | 358.8167 | 32.5403
396 | 339.5169 | 29.3347 | 339.5169 | 29.3347
397 | 318.8195 | 25.7439 | 318.8195 | 25.7439
398 | 307.6168 | 27.7876 | 307.6168 | 27.7876
399 | 298.0347 | 33.535 | 298.0347 | 33.535
400 | 286.5898 | 54.0674 | 286.5898 | 54.0674
401 | 284.6711 | 119.3087 | 284.6711 | 119.3087
402 | 289.2909 | 130.8339 | 289.2909 | 130.8339
403 | 298.3376 | 131.0788 | 298.3376 | 131.0788
404 | 326.3079 | 119.5356 | 326.3079 | 119.5356
405 | 352.3836 | 111.2575 | 352.3836 | 111.2575
406 | 376.6516 | 94.1538 | 376.6516 | 94.1538
407 | 410.975 | 85.5977 | 410.975 | 85.5977
408 | 418.8535 | 75.3106 | 418.8535 | 75.3106
409 | 402.5776 | 65.6731 | 402.5776 | 65.6731
410 | 398.0519 | 68.1684 | 398.0519 | 68.1684
411 | 396.2016 | 68.7065 | 396.2016 | 68.7065
412 | 399.2563 | 85.4831 | 399.2563 | 85.4831
413 | 401.611 | 100.2213 | 401.611 | 100.2213
414 | 390.8871 | 94.7496 | 390.8871 | 94.7496
415 | 375.3307 | 87.2698 | 375.3307 | 87.2698
416 | 363.363 | 75.307 | 363.363 | 75.307
417 | 362.0627 | 66.9499 | 362.0627 | 66.9499
418 | 370.4058 | 42.661 | 370.4058 | 42.661
419 | 357.1317 | 27.0933 | 357.1317 | 27.0933
420 | 335.7157 | 22.6191 | 335.7157 | 22.6191
421 | 318.5307 | 18.1182 | 318.5307 | 18.1182
422 | 306.7995 | 19.8413 | 306.7995 | 19.8413
423 | 297.6082 | 25.5611 | 297.6082 | 25.5611
424 | 285.864 | 46.2761 | 285.864 | 46.2761
425 | 284.9688 | 112.0001 | 284.9688 | 112.0001
426 | 287.3161 | 124.2907 | 287.3161 | 124.2907
427 | 298.8189 | 125.6457 | 298.8189 | 125.6457
428 | 322.5055 | 114.3092 | 322.5055 | 114.3092
429 | 345.9215 | 106.076 | 345.9215 | 106.076
430 | 370.0818 | 89.1033 | 370.0818 | 89.1033
431 | 402.2248 | 80.5678 | 402.2248 | 80.5678
432 | 409.3217 | 70.9323 | 409.3217 | 70.9323
433 | 395.5694 | 62.0636 | 395.5694 | 62.0636
434 | 390.1331 | 65.0485 | 390.1331 | 65.0485
435 | 392.4418 | 65.952 | 392.4418 | 65.952
436 | 395.0565 | 83.1837 | 395.0565 | 83.1837
437 | 396.588 | 98.3803 | 396.588 | 98.3803
438 | 392.1464 | 93.4085 | 392.1464 | 93.4085
439 | 379.1286 | 86.6872 | 379.1286 | 86.6872
440 | 368.6816 | 75.6587 | 368.6816 | 75.6587
441 | 368.984 | 67.4877 | 368.984 | 67.4877
442 | 372.1452 | 43.0919 | 372.1452 | 43.0919
443 | 356.2077 | 27.4002 | 356.2077 | 27.4002
444 | 334.3255 | 23.8499 | 334.3255 | 23.8499
445 | 315.5628 | 19.5316 | 315.5628 | 19.5316
446 | 303.7083 | 20.7928 | 303.7083 | 20.7928
447 | 295.209 | 25.8334 | 295.209 | 25.8334
448 | 286.6432 | 46.3623 | 286.6432 | 46.3623
449 | 281.7921 | 112.0139 | 281.7921 | 112.0139
450 | 286.4816 | 124.0769 | 286.4816 | 124.0769
451 | 300.073 | 124.8941 | 300.073 | 124.8941
452 | 327.5968 | 113.2991 | 327.5968 | 113.2991
453 | 355.984 | 105.914 | 355.984 | 105.914
454 | 379.5734 | 89.8169 | 379.5734 | 89.8169
455 | 412.455 | 83.6947 | 412.455 | 83.6947
456 | 415.1655 | 77.0515 | 415.1655 | 77.0515
457 | 401.7316 | 70.1478 | 401.7316 | 70.1478
458 | 394.192 | 74.8358 | 394.192 | 74.8358
459 | 398.0455 | 76.4426 | 398.0455 | 76.4426
460 | 397.2927 | 93.5398 | 397.2927 | 93.5398
461 | 402.101 | 109.0812 | 402.101 | 109.0812
462 | 397.6827 | 104.492 | 397.6827 | 104.492
463 | 384.8042 | 97.7362 | 384.8042 | 97.7362
464 | 370.1519 | 85.9562 | 370.1519 | 85.9562
465 | 370.1218 | 76.8682 | 370.1218 | 76.8682
466 | 372.5964 | 50.8555 | 372.5964 | 50.8555
467 | 357.9461 | 33.1884 | 357.9461 | 33.1884
468 | 341.3573 | 28.6797 | 341.3573 | 28.6797
469 | 321.4418 | 23.9581 | 321.4418 | 23.9581
470 | 309.9408 | 24.9366 | 309.9408 | 24.9366
471 | 301.5742 | 29.5015 | 301.5742 | 29.5015
472 | 294.3256 | 48.9238 | 294.3256 | 48.9238
473 | 290.8155 | 113.2549 | 290.8155 | 113.2549
474 | 297.7471 | 124.2286 | 297.7471 | 124.2286
475 | 315.6328 | 124.1219 | 315.6328 | 124.1219
476 | 353.0664 | 111.9788 | 353.0664 | 111.9788
477 | 386.6619 | 104.242 | 386.6619 | 104.242
478 | 410.0837 | 87.3451 | 410.0837 | 87.3451
479 | 444.3151 | 79.0096 | 444.3151 | 79.0096
480 | 447.8948 | 70.5358 | 447.8948 | 70.5358
481 | 423.8181 | 62.4152 | 423.8181 | 62.4152
482 | 422.9106 | 66.1517 | 422.9106 | 66.1517
483 | 428.1636 | 67.1724 | 428.1636 | 67.1724
484 | 422.9097 | 83.8835 | 422.9097 | 83.8835
485 | 424.9668 | 98.3493 | 424.9668 | 98.3493
486 | 420.5957 | 92.9362 | 420.5957 | 92.9362
487 | 397.9985 | 85.7046 | 397.9985 | 85.7046
488 | 382.4623 | 74.0556 | 382.4623 | 74.0556
489 | 380.129 | 65.8364 | 380.129 | 65.8364
490 | 382.9115 | 41.5819 | 382.9115 | 41.5819
491 | 365.4302 | 26.921 | 365.4302 | 26.921
492 | 340.9868 | 24.0843 | 340.9868 | 24.0843
493 | 321.4212 | 20.5452 | 321.4212 | 20.5452
494 | 310.4289 | 22.551 | 310.4289 | 22.551
495 | 303.2559 | 27.7261 | 303.2559 | 27.7261
496 | 294.2547 | 47.7137 | 294.2547 | 47.7137
497 | 291.3417 | 112.1621 | 291.3417 | 112.1621
498 | 297.323 | 123.4357 | 297.323 | 123.4357
499 | 313.3507 | 124.4149 | 313.3507 | 124.4149
500 | 348.601 | 114.1679 | 348.601 | 114.1679
501 | 380.5983 | 107.5688 | 380.5983 | 107.5688
502 | 407.7336 | 91.7233 | 407.7336 | 91.7233
503 | 436.4835 | 85.2667 | 436.4835 | 85.2667
504 | 443.352 | 77.6652 | 443.352 | 77.6652
505 | 420.9713 | 69.679 | 420.9713 | 69.679
506 | 416.544 | 73.3706 | 416.544 | 73.3706
507 | 417.7754 | 74.9016 | 417.7754 | 74.9016
508 | 416.3697 | 92.9434 | 416.3697 | 92.9434
509 | 415.0815 | 108.1194 | 415.0815 | 108.1194
510 | 411.3498 | 102.7925 | 411.3498 | 102.7925
511 | 393.1632 | 95.654 | 393.1632 | 95.654
512 | 380.846 | 83.7429 | 380.846 | 83.7429
513 | 380.6939 | 74.5481 | 380.6939 | 74.5481
514 | 380.6674 | 48.6078 | 380.6674 | 48.6078
515 | 364.6571 | 31.5888 | 364.6571 | 31.5888
516 | 340.31 | 27.5593 | 340.31 | 27.5593
517 | 321.2057 | 22.9653 | 321.2057 | 22.9653
518 | 310.9518 | 24.1126 | 310.9518 | 24.1126
519 | 302.3626 | 29.1188 | 302.3626 | 29.1188
520 | 295.8011 | 49.1927 | 295.8011 | 49.1927
521 | 293.6901 | 114.1134 | 293.6901 | 114.1134
522 | 299.9811 | 125.4835 | 299.9811 | 125.4835
523 | 317.4912 | 125.8973 | 317.4912 | 125.8973
524 | 351.8038 | 114.3058 | 351.8038 | 114.3058
525 | 382.894 | 106.8103 | 382.894 | 106.8103
526 | 409.2955 | 90.2375 | 409.2955 | 90.2375
527 | 439.0501 | 82.9535 | 439.0501 | 82.9535
528 | 435.9467 | 74.6176 | 435.9467 | 74.6176
529 | 415.0974 | 64.4975 | 415.0974 | 64.4975
530 | 407.6244 | 65.3829 | 407.6244 | 65.3829
531 | 415.8056 | 66.0141 | 415.8056 | 66.0141
532 | 415.4802 | 84.0352 | 415.4802 | 84.0352
533 | 415.6999 | 99.1733 | 415.6999 | 99.1733
534 | 403.4847 | 94.0187 | 403.4847 | 94.0187
535 | 388.1622 | 87.2974 | 388.1622 | 87.2974
536 | 377.1017 | 76.062 | 377.1017 | 76.062
537 | 376.7466 | 68.6771 | 376.7466 | 68.6771
538 | 377.7655 | 44.6881 | 377.7655 | 44.6881
539 | 362.4492 | 28.493 | 362.4492 | 28.493
540 | 339.6526 | 24.7496 | 339.6526 | 24.7496
541 | 319.7776 | 20.6038 | 319.7776 | 20.6038
542 | 308.094 | 22.3855 | 308.094 | 22.3855
543 | 301.3328 | 27.5675 | 301.3328 | 27.5675
544 | 293.1235 | 47.8516 | 293.1235 | 47.8516
545 | 288.0106 | 113.0481 | 288.0106 | 113.0481
546 | 293.2249 | 124.5941 | 293.2249 | 124.5941
547 | 308.4343 | 125.032 | 308.4343 | 125.032
548 | 340.5159 | 113.1061 | 340.5159 | 113.1061
549 | 368.9921 | 104.4282 | 368.9921 | 104.4282
550 | 399.1462 | 87.4175 | 399.1462 | 87.4175
551 | 424.7806 | 78.8889 | 424.7806 | 78.8889
552 | 428.4853 | 69.3879 | 428.4853 | 69.3879
553 | 409.9526 | 59.4711 | 409.9526 | 59.4711
554 | 405.4862 | 63.6454 | 405.4862 | 63.6454
555 | 408.8057 | 65.297 | 408.8057 | 65.297
556 | 406.8932 | 82.6769 | 406.8932 | 82.6769
557 | 408.6996 | 97.6978 | 408.6996 | 97.6978
558 | 398.8808 | 92.4191 | 398.8808 | 92.4191
559 | 387.4087 | 85.1772 | 387.4087 | 85.1772
560 | 371.7438 | 73.011 | 371.7438 | 73.011
561 | 371.4395 | 63.4508 | 371.4395 | 63.4508
562 | 374.3382 | 37.9518 | 374.3382 | 37.9518
563 | 362.0408 | 21.9325 | 362.0408 | 21.9325
564 | 340.5301 | 17.9892 | 340.5301 | 17.9892
565 | 321.8949 | 14.426 | 321.8949 | 14.426
566 | 311.5144 | 16.9902 | 311.5144 | 16.9902
567 | 303.4341 | 23.5409 | 303.4341 | 23.5409
568 | 293.267 | 44.9937 | 293.267 | 44.9937
569 | 290.1532 | 111.1623 | 290.1532 | 111.1623
570 | 293.2949 | 123.7322 | 293.2949 | 123.7322
571 | 304.6648 | 125.4733 | 304.6648 | 125.4733
572 | 332.0095 | 114.8505 | 332.0095 | 114.8505
573 | 355.2356 | 106.8069 | 355.2356 | 106.8069
574 | 378.1316 | 90.0789 | 378.1316 | 90.0789
575 | 408.5642 | 81.3022 | 408.5642 | 81.3022
576 | 414.1906 | 71.4322 | 414.1906 | 71.4322
577 | 398.2971 | 61.7878 | 398.2971 | 61.7878
578 | 392.0285 | 63.935 | 392.0285 | 63.935
579 | 395.6119 | 65.297 | 395.6119 | 65.297
580 | 397.9837 | 82.6769 | 397.9837 | 82.6769
581 | 397.6138 | 97.6978 | 397.6138 | 97.6978
582 | 387.3774 | 92.4191 | 387.3774 | 92.4191
583 | 371.2024 | 85.1772 | 371.2024 | 85.1772
584 | 360.3963 | 73.011 | 360.3963 | 73.011
585 | 365.4053 | 63.4508 | 365.4053 | 63.4508
586 | 371.4209 | 36.8003 | 371.4209 | 36.8003
587 | 354.9019 | 19.9606 | 354.9019 | 19.9606
588 | 333.8714 | 17.2445 | 333.8714 | 17.2445
589 | 316.5354 | 14.4604 | 316.5354 | 14.4604
590 | 307.1128 | 17.2005 | 307.1128 | 17.2005
591 | 299.0848 | 23.1168 | 299.0848 | 23.1168
592 | 288.408 | 44.0974 | 288.408 | 44.0974
593 | 285.1493 | 109.9557 | 285.1493 | 109.9557
594 | 289.1768 | 122.2119 | 289.1768 | 122.2119
595 | 302.372 | 123.3703 | 302.372 | 123.3703
596 | 324.7574 | 112.2511 | 324.7574 | 112.2511
597 | 346.9161 | 103.4594 | 346.9161 | 103.4594
598 | 372.7692 | 86.9245 | 372.7692 | 86.9245
599 | 401.5436 | 79.6577 | 401.5436 | 79.6577
600 | 402.6782 | 71.7287 | 402.6782 | 71.7287
601 | 390.1073 | 63.739 | 390.1073 | 63.739
602 | 382.9657 | 67.0997 | 382.9657 | 67.0997
603 | 387.851 | 67.924 | 387.851 | 67.924
604 | 390.6896 | 84.6833 | 390.6896 | 84.6833
605 | 392.1821 | 99.3525 | 392.1821 | 99.3525
606 | 383.2691 | 93.9291 | 383.2691 | 93.9291
607 | 369.7967 | 86.7768 | 369.7967 | 86.7768
608 | 361.2603 | 75.207 | 361.2603 | 75.207
609 | 363.1689 | 67.0016 | 363.1689 | 67.0016
610 | 366.4727 | 42.6989 | 366.4727 | 42.6989
611 | 353.3953 | 26.7486 | 353.3953 | 26.7486
612 | 333.0919 | 22.7363 | 333.0919 | 22.7363
613 | 313.2957 | 18.0113 | 313.2957 | 18.0113
614 | 302.6797 | 19.0725 | 302.6797 | 19.0725
615 | 295.7128 | 23.9994 | 295.7128 | 23.9994
616 | 287.1544 | 44.1698 | 287.1544 | 44.1698
617 | 282.8918 | 109.1628 | 282.8918 | 109.1628
618 | 287.9608 | 120.6054 | 287.9608 | 120.6054
619 | 302.6001 | 121.0502 | 302.6001 | 121.0502
620 | 330.5396 | 109.3932 | 330.5396 | 109.3932
621 | 357.0867 | 101.5082 | 357.0867 | 101.5082
622 | 381.137 | 85.3076 | 381.137 | 85.3076
623 | 409.554 | 79.4095 | 409.554 | 79.4095
624 | 412.7752 | 72.6181 | 412.7752 | 72.6181
625 | 394.0555 | 64.9629 | 394.0555 | 64.9629
626 | 390.4099 | 67.7961 | 390.4099 | 67.7961
627 | 393.1262 | 68.5342 | 393.1262 | 68.5342
628 | 393.6152 | 86.1933 | 393.6152 | 86.1933
629 | 399.0489 | 101.1624 | 399.0489 | 101.1624
630 | 392.0029 | 96.0355 | 392.0029 | 96.0355
631 | 375.0004 | 89.4968 | 375.0004 | 89.4968
632 | 367.1653 | 78.389 | 367.1653 | 78.389
633 | 369.2353 | 69.9837 | 369.2353 | 69.9837
634 | 374.6464 | 45.0432 | 374.6464 | 45.0432
635 | 357.6186 | 29.0929 | 357.6186 | 29.0929
636 | 331.5425 | 25.1944 | 331.5425 | 25.1944
637 | 313.5518 | 20.5348 | 313.5518 | 20.5348
638 | 303.0322 | 21.6443 | 303.0322 | 21.6443
639 | 296.9451 | 26.7022 | 296.9451 | 26.7022
640 | 289.2535 | 47.0105 | 289.2535 | 47.0105
641 | 285.8066 | 112.3172 | 285.8066 | 112.3172
642 | 290.9261 | 124.0701 | 290.9261 | 124.0701
643 | 309.0835 | 124.801 | 309.0835 | 124.801
644 | 344.6784 | 113.044 | 344.6784 | 113.044
645 | 380.4969 | 103.5284 | 380.4969 | 103.5284
646 | 406.576 | 86.3867 | 406.576 | 86.3867
647 | 442.2793 | 79.4578 | 442.2793 | 79.4578
648 | 442.5794 | 72.0251 | 442.5794 | 72.0251
649 | 424.3688 | 64.1838 | 424.3688 | 64.1838
650 | 417.7687 | 68.0788 | 417.7687 | 68.0788
651 | 419.5539 | 69.4029 | 419.5539 | 69.4029
652 | 419.8526 | 86.5139 | 419.8526 | 86.5139
653 | 419.2575 | 101.5554 | 419.2575 | 101.5554
654 | 410.3477 | 96.4147 | 410.3477 | 96.4147
655 | 392.1999 | 89.5899 | 392.1999 | 89.5899
656 | 383.6162 | 78.1339 | 383.6162 | 78.1339
657 | 385.6615 | 69.6803 | 385.6615 | 69.6803
658 | 383.2237 | 43.9641 | 383.2237 | 43.9641
659 | 361.5453 | 26.3659 | 361.5453 | 26.3659
660 | 325.6363 | 21.1643 | 325.6363 | 21.1643
661 | 306.7174 | 15.9497 | 306.7174 | 15.9497
662 | 295.0291 | 16.7317 | 295.0291 | 16.7317
663 | 289.5508 | 21.5207 | 289.5508 | 21.5207
664 | 283.5957 | 41.5807 | 283.5957 | 41.5807
665 | 277.864 | 106.66 | 277.864 | 106.66
666 | 283.1709 | 118.1749 | 283.1709 | 118.1749
667 | 300.3712 | 118.6853 | 300.3712 | 118.6853
668 | 333.4632 | 107.1627 | 333.4632 | 107.1627
669 | 367.6595 | 98.3262 | 367.6595 | 98.3262
670 | 393.7468 | 81.6085 | 393.7468 | 81.6085
671 | 422.5711 | 74.2556 | 422.5711 | 74.2556
672 | 423.4197 | 65.968 | 423.4197 | 65.968
673 | 403.331 | 59.2022 | 403.331 | 59.2022
674 | 400.5545 | 63.6454 | 400.5545 | 63.6454
675 | 402.1073 | 65.297 | 402.1073 | 65.297
676 | 402.4686 | 82.6769 | 402.4686 | 82.6769
677 | 402.5077 | 97.6978 | 402.5077 | 97.6978
678 | 394.2783 | 92.4191 | 394.2783 | 92.4191
679 | 376.7467 | 85.1772 | 376.7467 | 85.1772
680 | 364.3331 | 73.011 | 364.3331 | 73.011
681 | 368.3886 | 63.4508 | 368.3886 | 63.4508
682 | 369.5232 | 36.8003 | 369.5232 | 36.8003
683 | 351.7742 | 18.4782 | 351.7742 | 18.4782
684 | 327.4721 | 13.4627 | 327.4721 | 13.4627
685 | 309.1186 | 8.6653 | 309.1186 | 8.6653
686 | 297.1749 | 9.6713 | 297.1749 | 9.6713
687 | 291.9524 | 14.6258 | 291.9524 | 14.6258
688 | 282.3636 | 35.3926 | 282.3636 | 35.3926
689 | 277.0004 | 101.0751 | 277.0004 | 101.0751
690 | 285.7224 | 113.0038 | 285.7224 | 113.0038
691 | 302.5744 | 114.0347 | 302.5744 | 114.0347
692 | 334.0326 | 103.0671 | 334.0326 | 103.0671
693 | 364.6032 | 95.1028 | 364.6032 | 95.1028
694 | 385.5019 | 78.8885 | 385.5019 | 78.8885
695 | 413.6166 | 72.6904 | 413.6166 | 72.6904
696 | 415.599 | 66.1128 | 415.599 | 66.1128
697 | 396.4764 | 59.2022 | 396.4764 | 59.2022
698 | 391.989 | 63.6454 | 391.989 | 63.6454
699 | 394.7941 | 65.297 | 394.7941 | 65.297
700 | 392.7026 | 82.6769 | 392.7026 | 82.6769
701 | 392.629 | 97.6978 | 392.629 | 97.6978
702 | 387.607 | 92.4191 | 387.607 | 92.4191
703 | 368.8411 | 85.1772 | 368.8411 | 85.1772
704 | 355.6543 | 73.011 | 355.6543 | 73.011
705 | 360.5591 | 63.4508 | 360.5591 | 63.4508
706 | 363.3098 | 36.8003 | 363.3098 | 36.8003
707 | 346.3554 | 20.4811 | 346.3554 | 20.4811
708 | 331.7976 | 58.7595 | 331.7976 | 58.7595
709 | 312.7764 | 66.1753 | 312.7764 | 66.1753
710 | 301.829 | 74.6361 | 301.829 | 74.6361
711 | 294.2808 | 83.5417 | 294.2808 | 83.5417
712 | 287.9637 | 109.1281 | 287.9637 | 109.1281
713 | 282.5711 | 173.3346 | 282.5711 | 173.3346
714 | 290.3259 | 188.5414 | 290.3259 | 188.5414
715 | 306.2214 | 191.8656 | 306.2214 | 191.8656
716 | 336.9011 | 178.4093 | 336.9011 | 178.4093
717 | 364.6853 | 154.3324 | 364.6853 | 154.3324
718 | 390.8342 | 127.3223 | 390.8342 | 127.3223
719 | 416.3029 | 99.2748 | 416.3029 | 99.2748
720 | 423.4 | 68.8347 | 423.4 | 68.8347
721 | 404.4998 | 56.1767 | 404.4998 | 56.1767
722 | 402.7056 | 61.0144 | 402.7056 | 61.0144
723 | 403.3064 | 63.7437 | 403.3064 | 63.7437
724 | 403.3583 | 79.4288 | 403.3583 | 79.4288
725 | 409.6932 | 94.1635 | 409.6932 | 94.1635
726 | 404.9294 | 89.1382 | 404.9294 | 89.1382
727 | 380.9193 | 81.7865 | 380.9193 | 81.7865
728 | 365.9256 | 71.6395 | 365.9256 | 71.6395
729 | 372.2643 | 60.9603 | 372.2643 | 60.9603
730 | 372.8394 | 35.988 | 372.8394 | 35.988
731 | 354.2416 | 16.3354 | 354.2416 | 16.3354
732 | 332.1428 | 11.6962 | 332.1428 | 11.6962
733 | 311.7379 | 7.4553 | 311.7379 | 7.4553
734 | 301.0033 | 8.3879 | 301.0033 | 8.3879
735 | 298.0401 | 15.9336 | 298.0401 | 15.9336
736 | 289.2857 | 43.3171 | 289.2857 | 43.3171
737 | 284.775 | 114.6632 | 284.775 | 114.6632
738 | 287.9362 | 137.1554 | 287.9362 | 137.1554
739 | 300.021 | 152.5732 | 300.021 | 152.5732
740 | 325.4225 | 155.339 | 325.4225 | 155.339
741 | 355.7113 | 128.008 | 355.7113 | 128.008
742 | 384.1134 | 98.3751 | 384.1134 | 98.3751
743 | 409.1823 | 69.5506 | 409.1823 | 69.5506
744 | 418.8622 | 62.3264 | 418.8622 | 62.3264
745 | 399.0947 | 56.1767 | 399.0947 | 56.1767
746 | 394.5126 | 61.0144 | 394.5126 | 61.0144
747 | 392.9668 | 63.7437 | 392.9668 | 63.7437
748 | 394.1418 | 79.4288 | 394.1418 | 79.4288
749 | 399.9466 | 94.1635 | 399.9466 | 94.1635
750 | 390.4607 | 89.1382 | 390.4607 | 89.1382
751 | 374.3666 | 81.7865 | 374.3666 | 81.7865
752 | 367.84 | 71.6395 | 367.84 | 71.6395
753 | 371.9944 | 60.9603 | 371.9944 | 60.9603
754 | 369.4415 | 35.988 | 369.4415 | 35.988
755 | 351.8006 | 39.1143 | 351.8006 | 39.1143
756 | 330.2342 | 52.9798 | 330.2342 | 52.9798
757 | 311.8623 | 65.9324 | 311.8623 | 65.9324
758 | 299.8086 | 80.3187 | 299.8086 | 80.3187
759 | 296.2291 | 95.6353 | 296.2291 | 95.6353
760 | 290.916 | 128.5557 | 290.916 | 128.5557
761 | 283.5158 | 200.1933 | 283.5158 | 200.1933
762 | 286.8991 | 221.0341 | 286.8991 | 221.0341
763 | 300.3021 | 229.8951 | 300.3021 | 229.8951
764 | 324.4733 | 222.3157 | 324.4733 | 222.3157
765 | 348.1596 | 183.0853 | 348.1596 | 183.0853
766 | 371.2167 | 146.8956 | 371.2167 | 146.8956
767 | 398.7723 | 99.5662 | 398.7723 | 99.5662
768 | 404.5636 | 62.3264 | 404.5636 | 62.3264
769 | 392.6161 | 56.1767 | 392.6161 | 56.1767
770 | 385.6416 | 61.0144 | 385.6416 | 61.0144
771 | 385.1636 | 63.7437 | 385.1636 | 63.7437
772 | 386.9974 | 79.4288 | 386.9974 | 79.4288
773 | 394.4919 | 94.1635 | 394.4919 | 94.1635
774 | 389.9452 | 89.1382 | 389.9452 | 89.1382
775 | 375.7576 | 81.7865 | 375.7576 | 81.7865
776 | 369.8256 | 71.6395 | 369.8256 | 71.6395
777 | 378.3353 | 60.9603 | 378.3353 | 60.9603
778 | 373.5182 | 35.988 | 373.5182 | 35.988
779 | 353.6111 | 22.698 | 353.6111 | 22.698
780 | 330.6937 | 37.9234 | 330.6937 | 37.9234
781 | 313.0721 | 47.1362 | 313.0721 | 47.1362
782 | 302.6482 | 58.1712 | 302.6482 | 58.1712
783 | 298.2776 | 67.4167 | 298.2776 | 67.4167
784 | 290.979 | 92.7604 | 290.979 | 92.7604
785 | 285.6348 | 151.6728 | 285.6348 | 151.6728
786 | 288.4518 | 162.3142 | 288.4518 | 162.3142
787 | 301.8029 | 169.5238 | 301.8029 | 169.5238
788 | 330.9849 | 166.4613 | 330.9849 | 166.4613
789 | 358.3176 | 137.0418 | 358.3176 | 137.0418
790 | 380.3807 | 109.3032 | 380.3807 | 109.3032
791 | 409.2177 | 89.6582 | 409.2177 | 89.6582
792 | 418.2991 | 67.2319 | 418.2991 | 67.2319
793 | 398.0386 | 56.1767 | 398.0386 | 56.1767
794 | 395.5743 | 61.0144 | 395.5743 | 61.0144
795 | 396.2022 | 63.7437 | 396.2022 | 63.7437
796 | 397.2572 | 79.4288 | 397.2572 | 79.4288
797 | 404.3262 | 94.1635 | 404.3262 | 94.1635
798 | 396.6514 | 89.1382 | 396.6514 | 89.1382
799 | 378.0635 | 81.7865 | 378.0635 | 81.7865
800 | 370.1752 | 71.6395 | 370.1752 | 71.6395
801 | 377.4567 | 60.9603 | 377.4567 | 60.9603
802 | 372.4039 | 35.988 | 372.4039 | 35.988
803 | 353.7139 | 27.8463 | 353.7139 | 27.8463
804 | 328.1813 | 29.4239 | 328.1813 | 29.4239
805 | 311.896 | 30.3314 | 311.896 | 30.3314
806 | 301.1565 | 35.538 | 301.1565 | 35.538
807 | 296.8668 | 46.6778 | 296.8668 | 46.6778
808 | 291.6327 | 74.4984 | 291.6327 | 74.4984
809 | 287.6442 | 139.3363 | 287.6442 | 139.3363
810 | 290.744 | 165.0826 | 290.744 | 165.0826
811 | 309.3519 | 184.4831 | 309.3519 | 184.4831
812 | 345.7695 | 188.9974 | 345.7695 | 188.9974
813 | 376.0483 | 172.7886 | 376.0483 | 172.7886
814 | 403.9806 | 145.39 | 403.9806 | 145.39
815 | 435.396 | 108.0173 | 435.396 | 108.0173
816 | 439.4212 | 72.4774 | 439.4212 | 72.4774
817 | 413.7299 | 56.1767 | 413.7299 | 56.1767
818 | 408.8627 | 61.0144 | 408.8627 | 61.0144
819 | 413.9446 | 63.7437 | 413.9446 | 63.7437
820 | 414.2541 | 79.4288 | 414.2541 | 79.4288
821 | 415.8601 | 94.1635 | 415.8601 | 94.1635
822 | 411.0617 | 89.1382 | 411.0617 | 89.1382
823 | 382.7996 | 81.7865 | 382.7996 | 81.7865
824 | 374.6243 | 75.0394 | 374.6243 | 75.0394
825 | 384.9484 | 82.6707 | 384.9484 | 82.6707
826 | 378.387 | 79.7001 | 378.387 | 79.7001
827 | 357.5752 | 86.1291 | 357.5752 | 86.1291
828 | 328.8256 | 96.4977 | 328.8256 | 96.4977
829 | 311.5258 | 106.5847 | 311.5258 | 106.5847
830 | 302.2787 | 124.7593 | 302.2787 | 124.7593
831 | 298.0782 | 144.6415 | 298.0782 | 144.6415
832 | 293.158 | 179.8446 | 293.158 | 179.8446
833 | 287.7896 | 251.4822 | 287.7896 | 251.4822
834 | 292.2623 | 271.5945 | 292.2623 | 271.5945
835 | 310.2605 | 281.5725 | 310.2605 | 281.5725
836 | 347.39 | 279.1415 | 347.39 | 279.1415
837 | 380.6119 | 249.042 | 380.6119 | 249.042
838 | 407.355 | 208.6268 | 407.355 | 208.6268
839 | 431.9568 | 165.523 | 431.9568 | 165.523
840 | 434.0889 | 120.3179 | 434.0889 | 120.3179
841 | 412.1711 | 86.2895 | 412.1711 | 86.2895
842 | 407.634 | 68.834 | 407.634 | 68.834
843 | 409.3535 | 63.7437 | 409.3535 | 63.7437
844 | 407.5655 | 79.4288 | 407.5655 | 79.4288
845 | 409.2602 | 94.1635 | 409.2602 | 94.1635
846 | 403.6438 | 89.1382 | 403.6438 | 89.1382
847 | 385.5472 | 81.7865 | 385.5472 | 81.7865
848 | 371.8725 | 71.6395 | 371.8725 | 71.6395
849 | 382.7228 | 60.9603 | 382.7228 | 60.9603
850 | 379.2393 | 48.8102 | 379.2393 | 48.8102
851 | 357.0638 | 66.7015 | 357.0638 | 66.7015
852 | 330.7548 | 77.8472 | 330.7548 | 77.8472
853 | 312.4313 | 85.9915 | 312.4313 | 85.9915
854 | 301.3554 | 97.075 | 301.3554 | 97.075
855 | 297.3382 | 103.6492 | 297.3382 | 103.6492
856 | 291.9306 | 125.6416 | 291.9306 | 125.6416
857 | 287.8773 | 215.0068 | 287.8773 | 215.0068
858 | 292.3216 | 251.0012 | 292.3216 | 251.0012
859 | 309.1937 | 265.6905 | 309.1937 | 265.6905
860 | 346.9275 | 265.6879 | 346.9275 | 265.6879
861 | 369.7462 | 230.3429 | 369.7462 | 230.3429
862 | 396.8432 | 183.7595 | 396.8432 | 183.7595
863 | 419.1854 | 132.5446 | 419.1854 | 132.5446
864 | 424.3018 | 91.7593 | 424.3018 | 91.7593
865 | 409.1042 | 60.4508 | 409.1042 | 60.4508
866 | 399.408 | 61.0144 | 399.408 | 61.0144
867 | 401.5343 | 63.7437 | 401.5343 | 63.7437
868 | 402.438 | 79.4288 | 402.438 | 79.4288
869 | 402.5715 | 94.1635 | 402.5715 | 94.1635
870 | 398.5811 | 89.1382 | 398.5811 | 89.1382
871 | 378.2802 | 81.7865 | 378.2802 | 81.7865
872 | 369.8872 | 71.6395 | 369.8872 | 71.6395
873 | 376.9806 | 74.4139 | 376.9806 | 74.4139
874 | 375.1605 | 75.426 | 375.1605 | 75.426
875 | 353.2215 | 83.5064 | 353.2215 | 83.5064
876 | 328.1732 | 92.4179 | 328.1732 | 92.4179
877 | 310.5618 | 102.3106 | 310.5618 | 102.3106
878 | 299.8322 | 114.7541 | 299.8322 | 114.7541
879 | 294.8565 | 126.671 | 294.8565 | 126.671
880 | 289.6557 | 152.2574 | 289.6557 | 152.2574
881 | 281.8603 | 212.9184 | 281.8603 | 212.9184
882 | 286.3859 | 226.5224 | 286.3859 | 226.5224
883 | 303.6539 | 226.4467 | 303.6539 | 226.4467
884 | 336.2796 | 209.6878 | 336.2796 | 209.6878
885 | 364.3009 | 173.2743 | 364.3009 | 173.2743
886 | 391.1176 | 131.6935 | 391.1176 | 131.6935
887 | 416.0466 | 107.7258 | 416.0466 | 107.7258
888 | 424.0565 | 85.9796 | 424.0565 | 85.9796
889 | 400.4566 | 68.0761 | 400.4566 | 68.0761
890 | 398.4633 | 64.8999 | 398.4633 | 64.8999
891 | 396.551 | 63.7437 | 396.551 | 63.7437
892 | 400.061 | 79.4288 | 400.061 | 79.4288
893 | 401.7117 | 96.1548 | 401.7117 | 96.1548
894 | 397.1787 | 98.3663 | 397.1787 | 98.3663
895 | 378.8808 | 100.2427 | 378.8808 | 100.2427
896 | 370.9427 | 103.4037 | 370.9427 | 103.4037
897 | 380.3691 | 111.035 | 380.3691 | 111.035
898 | 373.4143 | 110.3957 | 373.4143 | 110.3957
899 | 352.5146 | 114.3477 | 352.5146 | 114.3477
900 | 328.8211 | 122.6278 | 328.8211 | 122.6278
901 | 312.2694 | 129.8007 | 312.2694 | 129.8007
902 | 301.7269 | 139.2329 | 301.7269 | 139.2329
903 | 297.4914 | 148.0413 | 297.4914 | 148.0413
904 | 291.1408 | 170.8108 | 291.1408 | 170.8108
905 | 284.1645 | 233.9973 | 284.1645 | 233.9973
906 | 288.4803 | 248.2328 | 288.4803 | 248.2328
907 | 302.2771 | 252.674 | 302.2771 | 252.674
908 | 328.9211 | 245.2889 | 328.9211 | 245.2889
909 | 351.0384 | 238.0168 | 351.0384 | 238.0168
910 | 377.8513 | 223.4404 | 377.8513 | 223.4404
911 | 399.9414 | 214.432 | 399.9414 | 214.432
912 | 407.303 | 202.7395 | 407.303 | 202.7395
913 | 393.8589 | 192.4614 | 393.8589 | 192.4614
914 | 390.7031 | 195.4534 | 390.7031 | 195.4534
915 | 391.331 | 197.697 | 391.331 | 197.697
916 | 395.9663 | 211.8766 | 395.9663 | 211.8766
917 | 395.6045 | 220.8315 | 395.6045 | 220.8315
918 | 391.3518 | 206.8695 | 391.3518 | 206.8695
919 | 376.4019 | 191.3582 | 376.4019 | 191.3582
920 | 366.7928 | 176.9372 | 366.7928 | 176.9372
921 | 375.6126 | 159.0697 | 375.6126 | 159.0697
922 | 372.1473 | 130.7947 | 372.1473 | 130.7947
923 | 351.792 | 108.7137 | 351.792 | 108.7137
924 | 327.6267 | 101.0632 | 327.6267 | 101.0632
925 | 312.4178 | 95.7053 | 312.4178 | 95.7053
926 | 299.9307 | 96.5893 | 299.9307 | 96.5893
927 | 295.3848 | 100.8322 | 295.3848 | 100.8322
928 | 291.4282 | 118.5505 | 291.4282 | 118.5505
929 | 283.5152 | 175.2774 | 283.5152 | 175.2774
930 | 284.8424 | 184.5102 | 284.8424 | 184.5102
931 | 299.2146 | 183.9002 | 299.2146 | 183.9002
932 | 320.7366 | 172.6296 | 320.7366 | 172.6296
933 | 347.5972 | 151.3697 | 347.5972 | 151.3697
934 | 370.8688 | 124.8938 | 370.8688 | 124.8938
935 | 395.2789 | 106.4145 | 395.2789 | 106.4145
936 | 402.1967 | 70.486 | 402.1967 | 70.486
937 | 389.7409 | 56.1767 | 389.7409 | 56.1767
938 | 387.5111 | 61.0144 | 387.5111 | 61.0144
939 | 385.6641 | 63.7437 | 385.6641 | 63.7437
940 | 389.9217 | 79.4288 | 389.9217 | 79.4288
941 | 394.3983 | 94.1635 | 394.3983 | 94.1635
942 | 389.9012 | 89.1382 | 389.9012 | 89.1382
943 | 373.9269 | 81.7865 | 373.9269 | 81.7865
944 | 370.259 | 71.6395 | 370.259 | 71.6395
945 | 379.5762 | 67.8571 | 379.5762 | 67.8571
946 | 372.9356 | 67.0721 | 372.9356 | 67.0721
947 | 350.5955 | 71.8984 | 350.5955 | 71.8984
948 | 327.8909 | 71.776 | 327.8909 | 71.776
949 | 310.9117 | 64.9611 | 310.9117 | 64.9611
950 | 302.7351 | 65.5051 | 302.7351 | 65.5051
951 | 297.7219 | 72.0794 | 297.7219 | 72.0794
952 | 293.7454 | 99.8514 | 293.7454 | 99.8514
953 | 288.9374 | 172.0718 | 288.9374 | 172.0718
954 | 290.2102 | 193.9812 | 290.2102 | 193.9812
955 | 304.8781 | 201.1422 | 304.8781 | 201.1422
956 | 331.8381 | 189.9688 | 331.8381 | 189.9688
957 | 361.4734 | 155.5952 | 361.4734 | 155.5952
958 | 385.547 | 120.1826 | 385.547 | 120.1826
959 | 411.5429 | 103.2575 | 411.5429 | 103.2575
960 | 415.8052 | 82.9197 | 415.8052 | 82.9197
961 | 401.1511 | 61.4707 | 401.1511 | 61.4707
962 | 398.1248 | 61.0144 | 398.1248 | 61.0144
963 | 399.8199 | 63.7437 | 399.8199 | 63.7437
964 | 404.9616 | 79.4288 | 404.9616 | 79.4288
965 | 409.3695 | 94.1635 | 409.3695 | 94.1635
966 | 401.4374 | 89.1382 | 401.4374 | 89.1382
967 | 382.8812 | 81.7865 | 382.8812 | 81.7865
968 | 376.3928 | 72.0281 | 376.3928 | 72.0281
969 | 382.7028 | 70.0913 | 382.7028 | 70.0913
970 | 378.3692 | 60.2239 | 378.3692 | 60.2239
971 | 355.6135 | 59.4161 | 355.6135 | 59.4161
972 | 329.5869 | 65.1221 | 329.5869 | 65.1221
973 | 312.0354 | 71.3236 | 312.0354 | 71.3236
974 | 300.8889 | 78.1816 | 300.8889 | 78.1816
975 | 295.6215 | 82.9588 | 295.6215 | 82.9588
976 | 293.2931 | 109.0796 | 293.2931 | 109.0796
977 | 286.9712 | 182.6113 | 286.9712 | 182.6113
978 | 290.6314 | 209.2804 | 290.6314 | 209.2804
979 | 308.5197 | 220.9584 | 308.5197 | 220.9584
980 | 346.1957 | 215.9532 | 346.1957 | 215.9532
981 | 376.6017 | 183.9109 | 376.6017 | 183.9109
982 | 401.9703 | 146.7013 | 401.9703 | 146.7013
983 | 428.1966 | 122.248 | 428.1966 | 122.248
984 | 436.9957 | 98.9961 | 436.9957 | 98.9961
985 | 412.575 | 74.9243 | 412.575 | 74.9243
986 | 406.8659 | 68.2026 | 406.8659 | 68.2026
987 | 410.9506 | 63.7437 | 410.9506 | 63.7437
988 | 408.7365 | 79.4288 | 408.7365 | 79.4288
989 | 410.7516 | 94.1635 | 410.7516 | 94.1635
990 | 404.3345 | 89.1382 | 404.3345 | 89.1382
991 | 382.058 | 81.7865 | 382.058 | 81.7865
992 | 372.1963 | 71.6395 | 372.1963 | 71.6395
993 | 386.587 | 62.2717 | 386.587 | 62.2717
994 | 379.6966 | 52.21 | 379.6966 | 52.21
995 | 354.6404 | 48.5367 | 354.6404 | 48.5367
996 | 328.7812 | 55.214 | 328.7812 | 55.214
997 | 311.1719 | 60.3956 | 311.1719 | 60.3956
998 | 299.5089 | 72.1105 | 299.5089 | 72.1105
999 | 294.7384 | 78.3933 | 294.7384 | 78.3933
1000 | 293.0147 | 101.4542 | 293.0147 | 101.4542
1001 | 287.9978 | 156.6754 | 287.9978 | 156.6754
1002 | 292.3388 | 168.871 | 292.3388 | 168.871
1003 | 313.1219 | 175.255 | 313.1219 | 175.255
1004 | 348.932 | 157.7189 | 348.932 | 157.7189
1005 | 380.0407 | 148.6013 | 380.0407 | 148.6013
1006 | 400.6821 | 113.9658 | 400.6821 | 113.9658
1007 | 427.3296 | 86.2098 | 427.3296 | 86.2098
1008 | 434.7737 | 62.3264 | 434.7737 | 62.3264
1009 | 413.3125 | 56.1767 | 413.3125 | 56.1767
1010 | 411.392 | 61.0144 | 411.392 | 61.0144
1011 | 412.1277 | 63.7437 | 412.1277 | 63.7437
1012 | 417.2513 | 79.4288 | 417.2513 | 79.4288
1013 | 418.2318 | 94.1635 | 418.2318 | 94.1635
1014 | 412.7027 | 89.1382 | 412.7027 | 89.1382
1015 | 393.5986 | 81.7865 | 393.5986 | 81.7865
1016 | 387.1857 | 72.2709 | 387.1857 | 72.2709
1017 | 392.1423 | 71.8398 | 392.1423 | 71.8398
1018 | 379.9136 | 49.1987 | 379.9136 | 49.1987
1019 | 355.7508 | 36.8316 | 355.7508 | 36.8316
1020 | 331.5641 | 56.0397 | 331.5641 | 56.0397
1021 | 314.2997 | 83.0773 | 314.2997 | 83.0773
1022 | 303.3205 | 113.1999 | 303.3205 | 113.1999
1023 | 297.1852 | 137.6476 | 297.1852 | 137.6476
1024 | 295.649 | 171.5879 | 295.649 | 171.5879
1025 | 296.0062 | 239.0485 | 296.0062 | 239.0485
1026 | 297.4661 | 253.1868 | 297.4661 | 253.1868
1027 | 313.5539 | 253.8396 | 313.5539 | 253.8396
1028 | 347.9886 | 241.2091 | 347.9886 | 241.2091
1029 | 381.8082 | 200.9101 | 381.8082 | 200.9101
1030 | 413.269 | 151.8496 | 413.269 | 151.8496
1031 | 442.6188 | 120.4024 | 442.6188 | 120.4024
1032 | 443.514 | 87.5823 | 443.514 | 87.5823
1033 | 423.4586 | 58.6537 | 423.4586 | 58.6537
1034 | 419.8824 | 61.0144 | 419.8824 | 61.0144
1035 | 422.3528 | 63.7437 | 422.3528 | 63.7437
1036 | 420.063 | 79.4288 | 420.063 | 79.4288
1037 | 419.6239 | 94.1635 | 419.6239 | 94.1635
1038 | 411.5983 | 89.1382 | 411.5983 | 89.1382
1039 | 389.2438 | 81.7865 | 389.2438 | 81.7865
1040 | 380.3253 | 71.6395 | 380.3253 | 71.6395
1041 | 390.3187 | 60.9603 | 390.3187 | 60.9603
1042 | 379.4893 | 45.2646 | 379.4893 | 45.2646
1043 | 355.3237 | 63.8845 | 355.3237 | 63.8845
1044 | 332.4807 | 84.4526 | 332.4807 | 84.4526
1045 | 313.9183 | 103.4763 | 313.9183 | 103.4763
1046 | 304.2108 | 127.8192 | 304.2108 | 127.8192
1047 | 298.1833 | 154.0639 | 298.1833 | 154.0639
1048 | 295.6752 | 197.9609 | 295.6752 | 197.9609
1049 | 290.8654 | 280.7207 | 290.8654 | 280.7207
1050 | 292.9801 | 312.3439 | 292.9801 | 312.3439
1051 | 309.8025 | 329.1216 | 309.8025 | 329.1216
1052 | 340.7171 | 330.0904 | 340.7171 | 330.0904
1053 | 372.5329 | 304.0221 | 372.5329 | 304.0221
1054 | 398.1637 | 262.7813 | 398.1637 | 262.7813
1055 | 420.8657 | 198.3071 | 420.8657 | 198.3071
1056 | 427.2778 | 144.6024 | 427.2778 | 144.6024
1057 | 409.9176 | 103.5315 | 409.9176 | 103.5315
1058 | 402.9483 | 71.2139 | 402.9483 | 71.2139
1059 | 404.0636 | 63.7437 | 404.0636 | 63.7437
1060 | 406.8439 | 79.4288 | 406.8439 | 79.4288
1061 | 407.6035 | 94.1635 | 407.6035 | 94.1635
1062 | 403.8425 | 89.1382 | 403.8425 | 89.1382
1063 | 388.2799 | 81.7865 | 388.2799 | 81.7865
1064 | 381.1097 | 71.6395 | 381.1097 | 71.6395
1065 | 389.1145 | 60.9603 | 389.1145 | 60.9603
1066 | 384.3802 | 35.988 | 384.3802 | 35.988
1067 | 356.4633 | 28.8177 | 356.4633 | 28.8177
1068 | 335.1957 | 48.0258 | 335.1957 | 48.0258
1069 | 317.4642 | 67.6809 | 317.4642 | 67.6809
1070 | 305.5235 | 91.5381 | 305.5235 | 91.5381
1071 | 299.5435 | 117.4914 | 299.5435 | 117.4914
1072 | 296.7585 | 161.8255 | 296.7585 | 161.8255
1073 | 291.3331 | 243.8083 | 291.3331 | 243.8083
1074 | 292.3388 | 271.4002 | 292.3388 | 271.4002
1075 | 306.9379 | 282.2039 | 306.9379 | 282.2039
1076 | 334.3767 | 276.2759 | 334.3767 | 276.2759
1077 | 362.0991 | 242.3395 | 362.0991 | 242.3395
1078 | 386.8987 | 191.3848 | 386.8987 | 191.3848
1079 | 408.8594 | 136.673 | 408.8594 | 136.673
1080 | 414.9514 | 76.1686 | 414.9514 | 76.1686
1081 | 401.2821 | 56.1767 | 401.2821 | 56.1767
1082 | 397.7415 | 61.0144 | 397.7415 | 61.0144
1083 | 395.2317 | 63.7437 | 395.2317 | 63.7437
1084 | 400.8156 | 79.4288 | 400.8156 | 79.4288
1085 | 405.0278 | 94.1635 | 405.0278 | 94.1635
1086 | 396.9298 | 89.1382 | 396.9298 | 89.1382
1087 | 385.4643 | 87.5176 | 385.4643 | 87.5176
1088 | 382.5944 | 85.4817 | 382.5944 | 85.4817
1089 | 389.7042 | 88.8389 | 389.7042 | 88.8389
1090 | 375.7217 | 88.3454 | 375.7217 | 88.3454
1091 | 351.1727 | 89.8204 | 351.1727 | 89.8204
1092 | 329.4177 | 94.2149 | 329.4177 | 94.2149
1093 | 311.7627 | 98.7651 | 311.7627 | 98.7651
1094 | 302.4448 | 103.2918 | 302.4448 | 103.2918
1095 | 297.6863 | 105.7863 | 297.6863 | 105.7863
1096 | 296.7706 | 127.0987 | 296.7706 | 127.0987
1097 | 294.0054 | 190.868 | 294.0054 | 190.868
1098 | 293.3968 | 206.172 | 293.3968 | 206.172
1099 | 308.2205 | 208.8162 | 308.2205 | 208.8162
1100 | 337.2856 | 199.974 | 337.2856 | 199.974
1101 | 362.0583 | 175.9942 | 362.0583 | 175.9942
1102 | 389.3094 | 147.0899 | 389.3094 | 147.0899
1103 | 417.2525 | 129.0962 | 417.2525 | 129.0962
1104 | 424.4934 | 105.3586 | 424.4934 | 105.3586
1105 | 408.488 | 83.5696 | 408.488 | 83.5696
1106 | 403.1524 | 75.5365 | 403.1524 | 75.5365
1107 | 404.1707 | 69.2805 | 404.1707 | 69.2805
1108 | 411.4017 | 79.4288 | 411.4017 | 79.4288
1109 | 418.4622 | 94.1635 | 418.4622 | 94.1635
1110 | 409.5332 | 89.1382 | 409.5332 | 89.1382
1111 | 395.8527 | 83.3892 | 395.8527 | 83.3892
1112 | 393.0504 | 79.5563 | 393.0504 | 79.5563
1113 | 395.9697 | 80.6793 | 395.9697 | 80.6793
1114 | 380.8525 | 77.7573 | 380.8525 | 77.7573
1115 | 357.9901 | 82.1464 | 357.9901 | 82.1464
1116 | 334.6642 | 87.901 | 334.6642 | 87.901
1117 | 315.3125 | 92.6454 | 315.3125 | 92.6454
1118 | 305.1128 | 100.1348 | 305.1128 | 100.1348
1119 | 301.4904 | 107.9719 | 301.4904 | 107.9719
1120 | 299.7853 | 132.0041 | 299.7853 | 132.0041
1121 | 297.0272 | 194.4136 | 297.0272 | 194.4136
1122 | 298.9469 | 206.512 | 298.9469 | 206.512
1123 | 316.5568 | 206.922 | 316.5568 | 206.922
1124 | 348.3465 | 190.5516 | 348.3465 | 190.5516
1125 | 378.3114 | 161.2778 | 378.3114 | 161.2778
1126 | 402.5669 | 122.7082 | 402.5669 | 122.7082
1127 | 433.3779 | 105.4431 | 433.3779 | 105.4431
1128 | 432.7153 | 91.225 | 432.7153 | 91.225
1129 | 414.2072 | 82.064 | 414.2072 | 82.064
1130 | 408.9902 | 81.9476 | 408.9902 | 81.9476
1131 | 410.599 | 77.0516 | 410.599 | 77.0516
1132 | 410.4458 | 79.4288 | 410.4458 | 79.4288
1133 | 420.7966 | 94.1635 | 420.7966 | 94.1635
1134 | 413.1799 | 89.1382 | 413.1799 | 89.1382
1135 | 394.9143 | 81.7865 | 394.9143 | 81.7865
1136 | 392.1328 | 89.8529 | 392.1328 | 89.8529
1137 | 398.3266 | 93.6473 | 398.3266 | 93.6473
1138 | 382.0284 | 78.8258 | 382.0284 | 78.8258
1139 | 354.6438 | 61.3589 | 354.6438 | 61.3589
1140 | 331.6544 | 56.3797 | 331.6544 | 56.3797
1141 | 314.005 | 53.2559 | 314.005 | 53.2559
1142 | 303.7915 | 56.617 | 303.7915 | 56.617
1143 | 298.2138 | 63.8226 | 298.2138 | 63.8226
1144 | 298.603 | 89.9434 | 298.603 | 89.9434
1145 | 295.3637 | 156.0926 | 295.3637 | 156.0926
1146 | 298.3313 | 174.6021 | 298.3313 | 174.6021
1147 | 322.7524 | 178.3634 | 322.7524 | 178.3634
1148 | 360.5456 | 167.3842 | 360.5456 | 167.3842
1149 | 392.9132 | 139.8588 | 392.9132 | 139.8588
1150 | 417.0648 | 97.938 | 417.0648 | 97.938
1151 | 446.359 | 72.6104 | 446.359 | 72.6104
1152 | 449.2737 | 62.3264 | 449.2737 | 62.3264
1153 | 421.9218 | 56.1767 | 421.9218 | 56.1767
1154 | 416.0793 | 61.0144 | 416.0793 | 61.0144
1155 | 419.8838 | 63.7437 | 419.8838 | 63.7437
1156 | 417.5985 | 79.4288 | 417.5985 | 79.4288
1157 | 423.9832 | 94.1635 | 423.9832 | 94.1635
1158 | 421.7076 | 89.1382 | 421.7076 | 89.1382
1159 | 399.4075 | 81.7865 | 399.4075 | 81.7865
1160 | 393.2361 | 71.6395 | 393.2361 | 71.6395
1161 | 403.5057 | 60.9603 | 403.5057 | 60.9603
1162 | 386.5123 | 39.8249 | 386.5123 | 39.8249
1163 | 359.4675 | 34.4517 | 359.4675 | 34.4517
1164 | 335.0258 | 33.1637 | 335.0258 | 33.1637
1165 | 316.2515 | 30.1371 | 316.2515 | 30.1371
1166 | 305.3526 | 32.2839 | 305.3526 | 32.2839
1167 | 301.2936 | 33.8555 | 301.2936 | 33.8555
1168 | 300.9925 | 51.7195 | 300.9925 | 51.7195
1169 | 297.59 | 104.6095 | 297.59 | 104.6095
1170 | 298.3525 | 107.0912 | 298.3525 | 107.0912
1171 | 324.1221 | 107.6954 | 324.1221 | 107.6954
1172 | 365.8848 | 95.9877 | 365.8848 | 95.9877
1173 | 393.8171 | 87.7443 | 393.8171 | 87.7443
1174 | 418.3773 | 74.9649 | 418.3773 | 74.9649
1175 | 455.8727 | 69.5506 | 455.8727 | 69.5506
1176 | 455.2078 | 62.3264 | 455.2078 | 62.3264
1177 | 427.2578 | 56.1767 | 427.2578 | 56.1767
1178 | 419.6466 | 61.0144 | 419.6466 | 61.0144
1179 | 424.3553 | 63.7437 | 424.3553 | 63.7437
1180 | 425.6084 | 79.4288 | 425.6084 | 79.4288
1181 | 435.5385 | 94.1635 | 435.5385 | 94.1635
1182 | 431.7697 | 89.1382 | 431.7697 | 89.1382
1183 | 412.1609 | 81.7865 | 412.1609 | 81.7865
1184 | 409.7561 | 71.6395 | 409.7561 | 71.6395
1185 | 407.2781 | 60.9603 | 407.2781 | 60.9603
1186 | 388.6102 | 35.988 | 388.6102 | 35.988
1187 | 362.7939 | 29.2062 | 362.7939 | 29.2062
1188 | 336.1679 | 50.3085 | 336.1679 | 50.3085
1189 | 320.3483 | 66.3696 | 320.3483 | 66.3696
1190 | 309.8596 | 77.8902 | 309.8596 | 77.8902
1191 | 303.1892 | 85.193 | 303.1892 | 85.193
1192 | 302.7141 | 107.7196 | 302.7141 | 107.7196
1193 | 304.619 | 171.489 | 304.619 | 171.489
1194 | 304.7674 | 187.2301 | 304.7674 | 187.2301
1195 | 331.11 | 189.4371 | 331.11 | 189.4371
1196 | 371.7434 | 177.9722 | 371.7434 | 177.9722
1197 | 402.2508 | 148.9898 | 402.2508 | 148.9898
1198 | 425.9625 | 97.9866 | 425.9625 | 97.9866
1199 | 457.2395 | 69.5506 | 457.2395 | 69.5506
1200 | 457.0455 | 62.3264 | 457.0455 | 62.3264
1201 | 428.4672 | 56.1767 | 428.4672 | 56.1767
1202 | 423.5049 | 61.0144 | 423.5049 | 61.0144
1203 | 429.649 | 63.7437 | 429.649 | 63.7437
1204 | 430.325 | 79.4288 | 430.325 | 79.4288
1205 | 437.4559 | 94.1635 | 437.4559 | 94.1635
1206 | 429.8266 | 89.1382 | 429.8266 | 89.1382
1207 | 408.4726 | 81.7865 | 408.4726 | 81.7865
1208 | 403.2601 | 71.6395 | 403.2601 | 71.6395
1209 | 406.3109 | 60.9603 | 406.3109 | 60.9603
1210 | 390.1238 | 35.988 | 390.1238 | 35.988
1211 | 365.7288 | 16.3354 | 365.7288 | 16.3354
1212 | 339.5648 | 11.6962 | 339.5648 | 11.6962
1213 | 320.6559 | 7.4553 | 320.6559 | 7.4553
1214 | 309.9887 | 11.4478 | 309.9887 | 11.4478
1215 | 305.4869 | 26.1816 | 305.4869 | 26.1816
1216 | 305.9133 | 61.2876 | 305.9133 | 61.2876
1217 | 306.7804 | 131.8567 | 306.7804 | 131.8567
1218 | 306.0545 | 145.7036 | 306.0545 | 145.7036
1219 | 326.0074 | 146.5507 | 326.0074 | 146.5507
1220 | 361.3988 | 133.823 | 361.3988 | 133.823
1221 | 390.1017 | 121.9854 | 390.1017 | 121.9854
1222 | 409.7075 | 94.0039 | 409.7075 | 94.0039
1223 | 443.9575 | 74.8932 | 443.9575 | 74.8932
1224 | 447.6153 | 62.3264 | 447.6153 | 62.3264
1225 | 425.2693 | 56.1767 | 425.2693 | 56.1767
1226 | 420.7343 | 61.0144 | 420.7343 | 61.0144
1227 | 423.3395 | 63.7437 | 423.3395 | 63.7437
1228 | 426.9497 | 80.9345 | 426.9497 | 80.9345
1229 | 429.7101 | 112.2312 | 429.7101 | 112.2312
1230 | 425.8887 | 110.9457 | 425.8887 | 110.9457
1231 | 405.8449 | 106.2167 | 405.8449 | 106.2167
1232 | 401.9225 | 86.0645 | 401.9225 | 86.0645
1233 | 403.7112 | 60.9603 | 403.7112 | 60.9603
1234 | 387.5636 | 35.988 | 387.5636 | 35.988
1235 | 360.4071 | 16.3354 | 360.4071 | 16.3354
1236 | 339.2335 | 11.6962 | 339.2335 | 11.6962
1237 | 322.7248 | 7.4553 | 322.7248 | 7.4553
1238 | 312.7955 | 8.3879 | 312.7955 | 8.3879
1239 | 307.6177 | 11.8052 | 307.6177 | 11.8052
1240 | 307.584 | 33.2147 | 307.584 | 33.2147
1241 | 305.8203 | 94.41 | 305.8203 | 94.41
1242 | 302.0634 | 106.7026 | 302.0634 | 106.7026
1243 | 317.9789 | 107.6954 | 317.9789 | 107.6954
1244 | 348.7966 | 96.8134 | 348.7966 | 96.8134
1245 | 378.172 | 87.7443 | 378.172 | 87.7443
1246 | 400.2989 | 74.9649 | 400.2989 | 74.9649
1247 | 432.3202 | 69.5506 | 432.3202 | 69.5506
1248 | 427.257 | 62.3264 | 427.257 | 62.3264
1249 | 409.6559 | 56.1767 | 409.6559 | 56.1767
1250 | 407.1412 | 61.0144 | 407.1412 | 61.0144
1251 | 403.6106 | 63.7437 | 403.6106 | 63.7437
1252 | 408.6844 | 79.4288 | 408.6844 | 79.4288
1253 | 414.8179 | 94.1635 | 414.8179 | 94.1635
1254 | 406.3985 | 89.1382 | 406.3985 | 89.1382
1255 | 394.1956 | 81.7865 | 394.1956 | 81.7865
1256 | 398.8823 | 71.6395 | 398.8823 | 71.6395
1257 | 396.8768 | 60.9603 | 396.8768 | 60.9603
1258 | 381.0746 | 35.988 | 381.0746 | 35.988
1259 | 356.6303 | 36.3459 | 356.6303 | 36.3459
1260 | 334.3975 | 56.5739 | 334.3975 | 56.5739
1261 | 317.2022 | 73.2664 | 317.2022 | 73.2664
1262 | 308.8177 | 89.8382 | 308.8177 | 89.8382
1263 | 303.7237 | 103.7464 | 303.7237 | 103.7464
1264 | 305.0841 | 130.8385 | 305.0841 | 130.8385
1265 | 303.7839 | 198.5419 | 303.7839 | 198.5419
1266 | 300.4688 | 213.5059 | 300.4688 | 213.5059
1267 | 312.9816 | 214.2073 | 312.9816 | 214.2073
1268 | 345.522 | 202.4996 | 345.522 | 202.4996
1269 | 373.6936 | 183.7167 | 373.6936 | 183.7167
1270 | 397.1375 | 144.6129 | 397.1375 | 144.6129
1271 | 431.9055 | 121.1309 | 431.9055 | 121.1309
1272 | 430.4644 | 106.4757 | 430.4644 | 106.4757
1273 | 412.6036 | 91.9235 | 412.6036 | 91.9235
1274 | 403.9852 | 84.4246 | 403.9852 | 84.4246
1275 | 404.6506 | 79.0429 | 404.6506 | 79.0429
1276 | 408.1434 | 93.5624 | 408.1434 | 93.5624
1277 | 414.2756 | 105.7715 | 414.2756 | 105.7715
1278 | 405.9791 | 97.0064 | 405.9791 | 97.0064
1279 | 391.1086 | 93.5402 | 391.1086 | 93.5402
1280 | 394.1079 | 100.1981 | 394.1079 | 100.1981
1281 | 399.1849 | 116.8147 | 399.1849 | 116.8147
1282 | 381.4529 | 136.4773 | 381.4529 | 136.4773
1283 | 351.6336 | 148.2003 | 351.6336 | 148.2003
1284 | 329.2857 | 172.9939 | 329.2857 | 172.9939
1285 | 312.0329 | 197.0688 | 312.0329 | 197.0688
1286 | 302.9192 | 224.1801 | 302.9192 | 224.1801
1287 | 298.393 | 249.2106 | 298.393 | 249.2106
1288 | 299.8726 | 287.3279 | 299.8726 | 287.3279
1289 | 299.7961 | 361.1996 | 299.7961 | 361.1996
1290 | 299.3509 | 381.5547 | 299.3509 | 381.5547
1291 | 318.0823 | 387.2102 | 318.0823 | 387.2102
1292 | 353.2518 | 379.2422 | 353.2518 | 379.2422
1293 | 383.8739 | 370.8531 | 383.8739 | 370.8531
1294 | 408.44 | 334.8091 | 408.44 | 334.8091
1295 | 441.8257 | 296.805 | 441.8257 | 296.805
1296 | 442.9784 | 250.4828 | 442.9784 | 250.4828
1297 | 418.1304 | 212.1804 | 418.1304 | 212.1804
1298 | 409.4217 | 186.6624 | 409.4217 | 186.6624
1299 | 411.8936 | 158.599 | 411.8936 | 158.599
1300 | 412.5464 | 152.2338 | 412.5464 | 152.2338
1301 | 424.8939 | 153.7091 | 424.8939 | 153.7091
1302 | 418.401 | 141.5928 | 418.401 | 141.5928
1303 | 405.3095 | 134.5324 | 405.3095 | 134.5324
1304 | 406.7969 | 132.0108 | 406.7969 | 132.0108
1305 | 403.7273 | 139.1564 | 403.7273 | 139.1564
1306 | 383.3035 | 147.6967 | 383.3035 | 147.6967
1307 | 354.4437 | 147.4232 | 354.4437 | 147.4232
1308 | 329.4064 | 153.6634 | 329.4064 | 153.6634
1309 | 312.6429 | 160.5449 | 312.6429 | 160.5449
1310 | 303.2602 | 171.1427 | 303.2602 | 171.1427
1311 | 299.5892 | 182.4768 | 299.5892 | 182.4768
1312 | 301.2775 | 211.9487 | 301.2775 | 211.9487
1313 | 301.0862 | 282.4207 | 301.0862 | 282.4207
1314 | 304.1769 | 304.7671 | 304.1769 | 304.7671
1315 | 329.6547 | 316.348 | 329.6547 | 316.348
1316 | 376.3661 | 317.2196 | 376.3661 | 317.2196
1317 | 406.9921 | 307.2763 | 406.9921 | 307.2763
1318 | 433.2053 | 264.0441 | 433.2053 | 264.0441
1319 | 473.166 | 224.1944 | 473.166 | 224.1944
1320 | 464.7107 | 156.2104 | 464.7107 | 156.2104
1321 | 431.7921 | 108.2427 | 431.7921 | 108.2427
1322 | 430.3387 | 86.8531 | 430.3387 | 86.8531
1323 | 431.2898 | 75.8374 | 431.2898 | 75.8374
1324 | 429.9166 | 84.0429 | 429.9166 | 84.0429
1325 | 440.7329 | 97.4176 | 440.7329 | 97.4176
1326 | 432.8594 | 102.8832 | 432.8594 | 102.8832
1327 | 411.7674 | 111.3164 | 411.7674 | 111.3164
1328 | 420.6331 | 117.2944 | 420.6331 | 117.2944
1329 | 416.0426 | 125.7028 | 416.0426 | 125.7028
1330 | 391.9845 | 134.0974 | 391.9845 | 134.0974
1331 | 359.1825 | 124.2558 | 359.1825 | 124.2558
1332 | 332.6839 | 121.9964 | 332.6839 | 121.9964
1333 | 314.5784 | 126.3037 | 314.5784 | 126.3037
1334 | 306.1917 | 137.3873 | 306.1917 | 137.3873
1335 | 301.1569 | 156.4438 | 301.1569 | 156.4438
1336 | 303.1747 | 192.084 | 303.1747 | 192.084
1337 | 303.8137 | 262.8473 | 303.8137 | 262.8473
1338 | 306.5299 | 285.4366 | 306.5299 | 285.4366
1339 | 331.094 | 299.6402 | 331.094 | 299.6402
1340 | 378.9286 | 294.5864 | 378.9286 | 294.5864
1341 | 407.8645 | 290.6656 | 407.8645 | 290.6656
1342 | 432.5863 | 266.3268 | 432.5863 | 266.3268
1343 | 466.1977 | 233.9082 | 466.1977 | 233.9082
1344 | 458.5508 | 195.2113 | 458.5508 | 195.2113
1345 | 430.2533 | 158.6573 | 430.2533 | 158.6573
1346 | 423.7754 | 136.7335 | 423.7754 | 136.7335
1347 | 424.8434 | 123.3379 | 424.8434 | 123.3379
1348 | 427.6505 | 128.4835 | 427.6505 | 128.4835
1349 | 433.5953 | 129.2303 | 433.5953 | 129.2303
1350 | 428.8826 | 125.4678 | 428.8826 | 125.4678
1351 | 409.4099 | 140.895 | 409.4099 | 140.895
1352 | 414.4167 | 162.1236 | 414.4167 | 162.1236
1353 | 415.6145 | 171.212 | 415.6145 | 171.212
1354 | 391.5946 | 154.7878 | 391.5946 | 154.7878
1355 | 361.4651 | 137.6608 | 361.4651 | 137.6608
1356 | 338.5727 | 137.8299 | 338.5727 | 137.8299
1357 | 320.7695 | 140.0488 | 320.7695 | 140.0488
1358 | 310.5452 | 146.324 | 310.5452 | 146.324
1359 | 307.3002 | 154.2096 | 307.3002 | 154.2096
1360 | 307.5189 | 176.979 | 307.5189 | 176.979
1361 | 310.1759 | 237.8829 | 310.1759 | 237.8829
1362 | 311.3379 | 248.4756 | 311.3379 | 248.4756
1363 | 337.7047 | 247.38 | 337.7047 | 247.38
1364 | 383.7414 | 235.9151 | 383.7414 | 235.9151
1365 | 406.3083 | 228.5944 | 406.3083 | 228.5944
1366 | 425.4925 | 210.4724 | 425.4925 | 210.4724
1367 | 458.7726 | 187.3305 | 458.7726 | 187.3305
1368 | 449.645 | 150.4792 | 449.645 | 150.4792
1369 | 424.3755 | 111.9825 | 424.3755 | 111.9825
1370 | 422.4089 | 83.4047 | 422.4089 | 83.4047
1371 | 426.637 | 63.7437 | 426.637 | 63.7437
1372 | 425.9668 | 79.4288 | 425.9668 | 79.4288
1373 | 431.8997 | 94.1635 | 431.8997 | 94.1635
1374 | 425.2423 | 89.1382 | 425.2423 | 89.1382
1375 | 411.3407 | 81.7865 | 411.3407 | 81.7865
1376 | 418.9229 | 71.6395 | 418.9229 | 71.6395
1377 | 415.1925 | 60.9603 | 415.1925 | 60.9603
1378 | 394.159 | 74.5032 | 394.159 | 74.5032
1379 | 363.6829 | 103.0797 | 363.6829 | 103.0797
1380 | 339.6056 | 145.3095 | 339.6056 | 145.3095
1381 | 321.6106 | 194.2032 | 321.6106 | 194.2032
1382 | 312.0675 | 231.3683 | 312.0675 | 231.3683
1383 | 308.5352 | 255.1846 | 308.5352 | 255.1846
1384 | 309.37 | 290.4849 | 309.37 | 290.4849
1385 | 311.7429 | 364.6966 | 311.7429 | 364.6966
1386 | 311.713 | 389.2772 | 311.713 | 389.2772
1387 | 330.6412 | 394.9326 | 330.6412 | 394.9326
1388 | 370.3209 | 385.4591 | 370.3209 | 385.4591
1389 | 397.0915 | 368.4732 | 397.0915 | 368.4732
1390 | 418.3982 | 331.4093 | 418.3982 | 331.4093
1391 | 453.0055 | 292.871 | 453.0055 | 292.871
1392 | 447.2861 | 250.3371 | 447.2861 | 250.3371
1393 | 425.8052 | 203.5837 | 425.8052 | 203.5837
1394 | 425.4562 | 173.5002 | 425.4562 | 173.5002
1395 | 428.0997 | 160.9788 | 428.0997 | 160.9788
1396 | 434.2704 | 174.2356 | 434.2704 | 174.2356
1397 | 442.1706 | 191.0587 | 442.1706 | 191.0587
1398 | 436.0475 | 190.3075 | 436.0475 | 190.3075
1399 | 414.0258 | 190.144 | 414.0258 | 190.144
1400 | 413.4327 | 191.1679 | 413.4327 | 191.1679
1401 | 408.6642 | 195.6422 | 408.6642 | 195.6422
1402 | 390.687 | 190.0975 | 390.687 | 190.0975
1403 | 363.3761 | 177.0989 | 363.3761 | 177.0989
1404 | 340.5071 | 174.2567 | 340.5071 | 174.2567
1405 | 324.226 | 170.9387 | 324.226 | 170.9387
1406 | 314.7774 | 169.6371 | 314.7774 | 169.6371
1407 | 309.5534 | 168.926 | 309.5534 | 168.926
1408 | 309.4428 | 188.5385 | 309.4428 | 188.5385
1409 | 314.7952 | 248.568 | 314.7952 | 248.568
1410 | 311.2505 | 261.5892 | 311.2505 | 261.5892
1411 | 325.1356 | 261.5621 | 325.1356 | 261.5621
1412 | 355.1439 | 247.0374 | 355.1439 | 247.0374
1413 | 384.7682 | 231.3143 | 384.7682 | 231.3143
1414 | 409.9956 | 200.7101 | 409.9956 | 200.7101
1415 | 441.458 | 182.8621 | 441.458 | 182.8621
1416 | 433.8926 | 160.9701 | 433.8926 | 160.9701
1417 | 413.9285 | 139.7154 | 413.9285 | 139.7154
1418 | 406.6615 | 129.8367 | 406.6615 | 129.8367
1419 | 409.9655 | 117.461 | 409.9655 | 117.461
1420 | 412.298 | 123.4324 | 412.298 | 123.4324
1421 | 420.4137 | 130.5903 | 420.4137 | 130.5903
1422 | 411.9864 | 118.9596 | 411.9864 | 118.9596
1423 | 400.8235 | 103.3025 | 400.8235 | 103.3025
1424 | 406.1812 | 86.016 | 406.1812 | 86.016
1425 | 404.3855 | 81.9907 | 404.3855 | 81.9907
1426 | 387.2185 | 84.1199 | 387.2185 | 84.1199
1427 | 362.535 | 88.7518 | 362.535 | 88.7518
1428 | 340.4932 | 104.7058 | 340.4932 | 104.7058
1429 | 325.8663 | 117.0756 | 325.8663 | 117.0756
1430 | 316.9709 | 129.8105 | 316.9709 | 129.8105
1431 | 311.5502 | 144.5444 | 311.5502 | 144.5444
1432 | 312.4975 | 177.5619 | 312.4975 | 177.5619
1433 | 314.1431 | 247.0624 | 314.1431 | 247.0624
1434 | 309.448 | 261.1036 | 309.448 | 261.1036
1435 | 323.1885 | 256.3652 | 323.1885 | 256.3652
1436 | 351.1363 | 236.5464 | 351.1363 | 236.5464
1437 | 378.0166 | 213.3438 | 378.0166 | 213.3438
1438 | 406.7569 | 152.5782 | 406.7569 | 152.5782
1439 | 439.411 | 116.0311 | 439.411 | 116.0311
1440 | 433.0008 | 79.957 | 433.0008 | 79.957
1441 | 411.7571 | 56.1767 | 411.7571 | 56.1767
1442 | 409.4924 | 61.0144 | 409.4924 | 61.0144
1443 | 411.6475 | 63.7437 | 411.6475 | 63.7437
1444 | 411.8272 | 79.4288 | 411.8272 | 79.4288
1445 | 418.8251 | 94.1635 | 418.8251 | 94.1635
1446 | 412.6555 | 89.1382 | 412.6555 | 89.1382
1447 | 403.8893 | 81.7865 | 403.8893 | 81.7865
1448 | 412.2709 | 71.6395 | 412.2709 | 71.6395
1449 | 409.2226 | 88.2075 | 409.2226 | 88.2075
1450 | 387.5951 | 109.0843 | 387.5951 | 109.0843
1451 | 363.9031 | 120.3217 | 363.9031 | 120.3217
1452 | 342.0767 | 184.3602 | 342.0767 | 184.3602
1453 | 325.6527 | 208.2793 | 325.6527 | 208.2793
1454 | 314.2517 | 226.7367 | 314.2517 | 226.7367
1455 | 310.2043 | 242.2675 | 310.2043 | 242.2675
1456 | 311.49 | 268.543 | 311.49 | 268.543
1457 | 312.9284 | 334.3864 | 312.9284 | 334.3864
1458 | 310.8657 | 349.9073 | 310.8657 | 349.9073
1459 | 325.5082 | 356.7804 | 325.5082 | 356.7804
1460 | 353.6802 | 355.2025 | 353.6802 | 355.2025
1461 | 381.6847 | 345.2924 | 381.6847 | 345.2924
1462 | 408.0289 | 278.0449 | 408.0289 | 278.0449
1463 | 440.5576 | 231.0687 | 440.5576 | 231.0687
1464 | 434.6356 | 189.4591 | 434.6356 | 189.4591
1465 | 414.2172 | 159.9429 | 414.2172 | 159.9429
1466 | 407.1167 | 144.6498 | 407.1167 | 144.6498
1467 | 408.1011 | 127.0161 | 408.1011 | 127.0161
1468 | 412.8874 | 131.5774 | 412.8874 | 131.5774
1469 | 421.4687 | 141.1964 | 421.4687 | 141.1964
1470 | 415.9478 | 146.9604 | 415.9478 | 146.9604
1471 | 411.5752 | 164.9642 | 411.5752 | 164.9642
1472 | 416.0909 | 191.613 | 416.0909 | 191.613
1473 | 409.4448 | 238.3896 | 409.4448 | 238.3896
1474 | 388.1158 | 301.5363 | 388.1158 | 301.5363
1475 | 362.254 | 343.2606 | 362.254 | 343.2606
1476 | 340.8733 | 383.5661 | 340.8733 | 383.5661
1477 | 323.8559 | 397.6119 | 323.8559 | 397.6119
1478 | 315.0496 | 408.6484 | 315.0496 | 408.6484
1479 | 309.7269 | 423.0821 | 309.7269 | 423.0821
1480 | 311.3911 | 448.4542 | 311.3911 | 448.4542
1481 | 315.5972 | 506.4249 | 315.5972 | 506.4249
1482 | 314.5475 | 518.9129 | 314.5475 | 518.9129
1483 | 337.536 | 522.2368 | 337.536 | 522.2368
1484 | 378.309 | 508.7853 | 378.309 | 508.7853
1485 | 407.7903 | 489.0665 | 407.7903 | 489.0665
1486 | 432.7432 | 438.4034 | 432.7432 | 438.4034
1487 | 470.7695 | 389.943 | 470.7695 | 389.943
1488 | 463.8665 | 351.6889 | 463.8665 | 351.6889
1489 | 431.4222 | 311.0735 | 431.4222 | 311.0735
1490 | 426.2785 | 293.3282 | 426.2785 | 293.3282
1491 | 430.4219 | 285.5032 | 430.4219 | 285.5032
1492 | 435.1368 | 296.7756 | 435.1368 | 296.7756
1493 | 441.8116 | 308.5887 | 441.8116 | 308.5887
1494 | 433.3816 | 303.5115 | 433.3816 | 303.5115
1495 | 421.8795 | 295.3159 | 421.8795 | 295.3159
1496 | 426.5668 | 289.9575 | 426.5668 | 289.9575
1497 | 418.8067 | 294.4022 | 418.8067 | 294.4022
1498 | 396.3151 | 301.9235 | 396.3151 | 301.9235
1499 | 364.817 | 290.7973 | 364.817 | 290.7973
1500 | 341.4953 | 275.3483 | 341.4953 | 275.3483
1501 | 323.4868 | 259.1293 | 323.4868 | 259.1293
1502 | 315.2279 | 249.8387 | 315.2279 | 249.8387
1503 | 310.8242 | 250.9791 | 310.8242 | 250.9791
1504 | 312.9484 | 275.1251 | 312.9484 | 275.1251
1505 | 316.2899 | 333.2894 | 316.2899 | 333.2894
1506 | 319.4567 | 336.614 | 319.4567 | 336.614
1507 | 345.1808 | 326.5156 | 345.1808 | 326.5156
1508 | 394.6138 | 305.8366 | 394.6138 | 305.8366
1509 | 422.5704 | 285.6016 | 422.5704 | 285.6016
1510 | 445.7014 | 260.6217 | 445.7014 | 260.6217
1511 | 482.7464 | 244.1685 | 482.7464 | 244.1685
1512 | 468.8527 | 230.5651 | 468.8527 | 230.5651
1513 | 439.0757 | 208.4699 | 439.0757 | 208.4699
1514 | 437.1606 | 198.5328 | 437.1606 | 198.5328
1515 | 439.7352 | 192.6437 | 439.7352 | 192.6437
1516 | 444.3497 | 205.0132 | 444.3497 | 205.0132
1517 | 452.0805 | 215.4065 | 452.0805 | 215.4065
1518 | 447.8811 | 212.588 | 447.8811 | 212.588
1519 | 438.227 | 211.039 | 438.227 | 211.039
1520 | 438.388 | 205.0998 | 438.388 | 205.0998
1521 | 427.5877 | 200.3166 | 427.5877 | 200.3166
1522 | 401.2214 | 189.963 | 401.2214 | 189.963
1523 | 369.1865 | 175.3521 | 369.1865 | 175.3521
1524 | 342.1979 | 170.3571 | 342.1979 | 170.3571
1525 | 324.442 | 173.8845 | 324.442 | 173.8845
1526 | 315.4553 | 183.2431 | 315.4553 | 183.2431
1527 | 310.4609 | 210.0667 | 310.4609 | 210.0667
1528 | 312.9253 | 257.3147 | 312.9253 | 257.3147
1529 | 319.5708 | 339.4198 | 319.5708 | 339.4198
1530 | 324.8835 | 373.2028 | 324.8835 | 373.2028
1531 | 351.4679 | 406.2754 | 351.4679 | 406.2754
1532 | 404.4934 | 411.9894 | 404.4934 | 411.9894
1533 | 438.9848 | 418.0183 | 438.9848 | 418.0183
1534 | 458.8255 | 364.5804 | 458.8255 | 364.5804
1535 | 498.4298 | 307.5375 | 498.4298 | 307.5375
1536 | 484.5439 | 229.6617 | 484.5439 | 229.6617
1537 | 454.2856 | 186.6586 | 454.2856 | 186.6586
1538 | 448.4718 | 175.689 | 448.4718 | 175.689
1539 | 453.8386 | 173.5427 | 453.8386 | 173.5427
1540 | 457.5154 | 197.3985 | 457.5154 | 197.3985
1541 | 460.2678 | 204.8235 | 460.2678 | 204.8235
1542 | 454.8763 | 189.7441 | 454.8763 | 189.7441
1543 | 441.8211 | 186.5174 | 441.8211 | 186.5174
1544 | 442.966 | 193.2262 | 442.966 | 193.2262
1545 | 429.3693 | 205.7372 | 429.3693 | 205.7372
1546 | 409.1575 | 200.8041 | 409.1575 | 200.8041
1547 | 377.7025 | 179.9983 | 377.7025 | 179.9983
1548 | 354.2956 | 166.7434 | 354.2956 | 166.7434
1549 | 336.6371 | 149.1047 | 336.6371 | 149.1047
1550 | 325.863 | 132.1995 | 325.863 | 132.1995
1551 | 321.1981 | 126.6932 | 321.1981 | 126.6932
1552 | 323.0126 | 137.675 | 323.0126 | 137.675
1553 | 327.6855 | 194.097 | 327.6855 | 194.097
1554 | 329.4528 | 203.6811 | 329.4528 | 203.6811
1555 | 350.1196 | 202.2942 | 350.1196 | 202.2942
1556 | 390.0682 | 185.2935 | 390.0682 | 185.2935
1557 | 421.3793 | 168.0914 | 421.3793 | 168.0914
1558 | 441.1601 | 137.7555 | 441.1601 | 137.7555
1559 | 476.0029 | 109.5577 | 476.0029 | 109.5577
1560 | 471.4884 | 83.4354 | 471.4884 | 83.4354
1561 | 444.9036 | 65.0185 | 444.9036 | 65.0185
1562 | 440.2329 | 69.02 | 440.2329 | 69.02
1563 | 443.1021 | 77.134 | 443.1021 | 77.134
1564 | 444.2956 | 88.471 | 444.2956 | 88.471
1565 | 448.2489 | 95.5733 | 448.2489 | 95.5733
1566 | 444.8084 | 111.404 | 444.8084 | 111.404
1567 | 434.0756 | 136.5062 | 434.0756 | 136.5062
1568 | 437.0329 | 158.896 | 437.0329 | 158.896
1569 | 423.9871 | 191.7986 | 423.9871 | 191.7986
1570 | 404.9852 | 236.2314 | 404.9852 | 236.2314
1571 | 379.3501 | 256.5315 | 379.3501 | 256.5315
1572 | 356.0745 | 288.5771 | 356.0745 | 288.5771
1573 | 337.962 | 317.0778 | 337.962 | 317.0778
1574 | 328.5004 | 336.1806 | 328.5004 | 336.1806
1575 | 321.6676 | 348.3557 | 321.6676 | 348.3557
1576 | 322.7797 | 356.6918 | 322.7797 | 356.6918
1577 | 326.9755 | 408.2094 | 326.9755 | 408.2094
1578 | 323.4744 | 421.988 | 323.4744 | 421.988
1579 | 340.1945 | 420.2785 | 340.1945 | 420.2785
1580 | 373.1139 | 412.3121 | 373.1139 | 412.3121
1581 | 403.2171 | 400.8532 | 403.2171 | 400.8532
1582 | 422.681 | 339.8652 | 422.681 | 339.8652
1583 | 450.7734 | 302.5686 | 450.7734 | 302.5686
1584 | 443.2713 | 275.5429 | 443.2713 | 275.5429
1585 | 427.3177 | 248.9306 | 427.3177 | 248.9306
1586 | 418.7484 | 229.8301 | 418.7484 | 229.8301
1587 | 419.7892 | 208.9054 | 419.7892 | 208.9054
1588 | 422.2213 | 212.2406 | 422.2213 | 212.2406
1589 | 430.2084 | 220.3109 | 430.2084 | 220.3109
1590 | 423.3566 | 214.2012 | 423.3566 | 214.2012
1591 | 418.3764 | 214.5882 | 418.3764 | 214.5882
1592 | 428.6103 | 225.2979 | 428.6103 | 225.2979
1593 | 421.4977 | 261.3625 | 421.4977 | 261.3625
1594 | 399.3525 | 314.8941 | 399.3525 | 314.8941
1595 | 372.9656 | 346.1 | 372.9656 | 346.1
1596 | 351.1549 | 395.0525 | 351.1549 | 395.0525
1597 | 336.6159 | 430.3935 | 336.6159 | 430.3935
1598 | 326.6181 | 452.2065 | 326.6181 | 452.2065
1599 | 323.3929 | 478.4493 | 323.3929 | 478.4493
1600 | 323.7933 | 521.1802 | 323.7933 | 521.1802
1601 | 328.1938 | 598.9617 | 328.1938 | 598.9617
1602 | 324.7593 | 621.71 | 324.7593 | 621.71
1603 | 337.4901 | 630.0028 | 337.4901 | 630.0028
1604 | 363.1864 | 623.0044 | 363.1864 | 623.0044
1605 | 389.7452 | 603.6727 | 389.7452 | 603.6727
1606 | 413.7137 | 552.4934 | 413.7137 | 552.4934
1607 | 446.0964 | 491.6432 | 446.0964 | 491.6432
1608 | 440.0068 | 412.0896 | 440.0068 | 412.0896
1609 | 421.8259 | 337.7246 | 421.8259 | 337.7246
1610 | 416.3075 | 298.039 | 416.3075 | 298.039
1611 | 418.8306 | 268.209 | 418.8306 | 268.209
1612 | 424.888 | 260.0577 | 424.888 | 260.0577
1613 | 434.3052 | 247.9945 | 434.3052 | 247.9945
1614 | 424.1168 | 230.1403 | 424.1168 | 230.1403
1615 | 420.5203 | 226.5264 | 420.5203 | 226.5264
1616 | 431.4125 | 226.3304 | 431.4125 | 226.3304
1617 | 420.8237 | 238.1315 | 420.8237 | 238.1315
1618 | 401.957 | 268.6903 | 401.957 | 268.6903
1619 | 373.0117 | 317.1257 | 373.0117 | 317.1257
1620 | 347.828 | 348.0743 | 347.828 | 348.0743
1621 | 334.2015 | 329.2095 | 334.2015 | 329.2095
1622 | 324.4491 | 304.4315 | 324.4491 | 304.4315
1623 | 320.9787 | 274.0165 | 320.9787 | 274.0165
1624 | 322.6789 | 214.9827 | 322.6789 | 214.9827
1625 | 328.3492 | 229.5888 | 328.3492 | 229.5888
1626 | 328.465 | 264.4043 | 328.465 | 264.4043
1627 | 352.1175 | 292.8952 | 352.1175 | 292.8952
1628 | 389.0338 | 319.5171 | 389.0338 | 319.5171
1629 | 411.0929 | 375.6217 | 411.0929 | 375.6217
1630 | 435.1707 | 406.8479 | 435.1707 | 406.8479
1631 | 469.5428 | 422.7891 | 469.5428 | 422.7891
1632 | 462.1427 | 438.0954 | 462.1427 | 438.0954
1633 | 432.4321 | 444.5872 | 432.4321 | 444.5872
1634 | 428.8048 | 453.1059 | 428.8048 | 453.1059
1635 | 429.2526 | 449.9271 | 429.2526 | 449.9271
1636 | 435.5173 | 464.426 | 435.5173 | 464.426
1637 | 445.8741 | 470.4313 | 445.8741 | 470.4313
1638 | 439.2711 | 449.7378 | 439.2711 | 449.7378
1639 | 436.5281 | 427.6681 | 436.5281 | 427.6681
1640 | 439.9332 | 408.2421 | 439.9332 | 408.2421
1641 | 424.8541 | 398.5545 | 424.8541 | 398.5545
1642 | 404.9772 | 383.0384 | 404.9772 | 383.0384
1643 | 372.9778 | 370.6861 | 372.9778 | 370.6861
1644 | 346.7667 | 381.9528 | 346.7667 | 381.9528
1645 | 332.0413 | 409.1629 | 332.0413 | 409.1629
1646 | 322.3667 | 443.6885 | 322.3667 | 443.6885
1647 | 318.933 | 467.0919 | 318.933 | 467.0919
1648 | 322.3365 | 489.7538 | 322.3365 | 489.7538
1649 | 331.5167 | 558.8237 | 331.5167 | 558.8237
1650 | 334.5754 | 594.22 | 334.5754 | 594.22
1651 | 361.6929 | 626.131 | 361.6929 | 626.131
1652 | 411.4676 | 640.2985 | 411.4676 | 640.2985
1653 | 440.0788 | 644.3915 | 440.0788 | 644.3915
1654 | 465.313 | 604.2469 | 465.313 | 604.2469
1655 | 500.1343 | 562.7559 | 500.1343 | 562.7559
1656 | 486.4333 | 521.5334 | 486.4333 | 521.5334
1657 | 450.4527 | 478.2722 | 450.4527 | 478.2722
1658 | 446.1812 | 449.105 | 446.1812 | 449.105
1659 | 450.947 | 420.3075 | 450.947 | 420.3075
1660 | 451.2543 | 407.5746 | 451.2543 | 407.5746
1661 | 461.5999 | 399.3832 | 461.5999 | 399.3832
1662 | 457.2962 | 384.4329 | 457.2962 | 384.4329
1663 | 449.9792 | 379.1411 | 449.9792 | 379.1411
1664 | 450.6132 | 382.2362 | 450.6132 | 382.2362
1665 | 436.1136 | 406.2336 | 436.1136 | 406.2336
1666 | 413.0252 | 448.8596 | 413.0252 | 448.8596
1667 | 379.0219 | 463.4165 | 379.0219 | 463.4165
1668 | 351.9365 | 485.1372 | 351.9365 | 485.1372
1669 | 336.6852 | 504.281 | 336.6852 | 504.281
1670 | 327.4034 | 519.3183 | 327.4034 | 519.3183
1671 | 325.0617 | 533.5584 | 325.0617 | 533.5584
1672 | 326.5851 | 559.3178 | 326.5851 | 559.3178
1673 | 333.9792 | 622.3218 | 333.9792 | 622.3218
1674 | 336.1333 | 635.0679 | 336.1333 | 635.0679
1675 | 362.8087 | 632.1323 | 362.8087 | 632.1323
1676 | 411.7015 | 619.3906 | 411.7015 | 619.3906
1677 | 440.6623 | 611.61 | 440.6623 | 611.61
1678 | 458.1822 | 582.8873 | 458.1822 | 582.8873
1679 | 497.3044 | 556.5609 | 497.3044 | 556.5609
1680 | 480.0563 | 506.3042 | 480.0563 | 506.3042
1681 | 450.8001 | 446.0714 | 450.8001 | 446.0714
1682 | 452.989 | 422.3248 | 452.989 | 422.3248
1683 | 459.3813 | 403.0779 | 459.3813 | 403.0779
1684 | 460.065 | 403.8318 | 460.065 | 403.8318
1685 | 465.0035 | 408.1593 | 465.0035 | 408.1593
1686 | 460.31 | 398.3715 | 460.31 | 398.3715
1687 | 454.6723 | 392.3054 | 454.6723 | 392.3054
1688 | 457.0873 | 390.5607 | 457.0873 | 390.5607
1689 | 439.8564 | 405.911 | 439.8564 | 405.911
1690 | 414.746 | 429.6295 | 414.746 | 429.6295
1691 | 382.1191 | 429.2799 | 382.1191 | 429.2799
1692 | 356.1248 | 450.8715 | 356.1248 | 450.8715
1693 | 339.7253 | 463.3686 | 339.7253 | 463.3686
1694 | 330.5855 | 469.4362 | 330.5855 | 469.4362
1695 | 328.0342 | 494.9691 | 328.0342 | 494.9691
1696 | 330.7231 | 530.279 | 330.7231 | 530.279
1697 | 339.0131 | 587.7334 | 339.0131 | 587.7334
1698 | 344.6957 | 605.9646 | 344.6957 | 605.9646
1699 | 371.0639 | 621.4203 | 371.0639 | 621.4203
1700 | 417.3874 | 627.7151 | 417.3874 | 627.7151
1701 | 449.2195 | 634.9701 | 449.2195 | 634.9701
1702 | 468.8092 | 600.3751 | 468.8092 | 600.3751
1703 | 500.4174 | 570.7576 | 500.4174 | 570.7576
1704 | 485.3906 | 523.0821 | 485.3906 | 523.0821
1705 | 456.4437 | 457.7515 | 456.4437 | 457.7515
1706 | 451.3728 | 425.5514 | 451.3728 | 425.5514
1707 | 453.8365 | 402.9488 | 453.8365 | 402.9488
1708 | 453.3841 | 409.575 | 453.3841 | 409.575
1709 | 460.4588 | 427.7121 | 460.4588 | 427.7121
1710 | 456.239 | 436.7671 | 456.239 | 436.7671
1711 | 457.5953 | 423.9253 | 457.5953 | 423.9253
1712 | 455.4722 | 411.6622 | 455.4722 | 411.6622
1713 | 438.1217 | 420.3658 | 438.1217 | 420.3658
1714 | 417.4774 | 419.4337 | 417.4774 | 419.4337
1715 | 387.5913 | 416.8255 | 387.5913 | 416.8255
1716 | 362.1469 | 425.3174 | 362.1469 | 425.3174
1717 | 344.5755 | 432.3294 | 344.5755 | 432.3294
1718 | 333.9904 | 431.4922 | 333.9904 | 431.4922
1719 | 330.8292 | 425.9214 | 330.8292 | 425.9214
1720 | 334.0108 | 437.355 | 334.0108 | 437.355
1721 | 341.9459 | 488.0982 | 341.9459 | 488.0982
1722 | 344.5254 | 490.6485 | 344.5254 | 490.6485
1723 | 368.9563 | 484.1637 | 368.9563 | 484.1637
1724 | 407.5282 | 475.552 | 407.5282 | 475.552
1725 | 433.8088 | 465.6419 | 433.8088 | 465.6419
1726 | 452.9311 | 438.3389 | 452.9311 | 438.3389
1727 | 491.35 | 425.7575 | 491.35 | 425.7575
1728 | 479.1629 | 408.9921 | 479.1629 | 408.9921
1729 | 453.2772 | 376.572 | 453.2772 | 376.572
1730 | 447.8867 | 357.7943 | 447.8867 | 357.7943
1731 | 447.1583 | 354.0346 | 447.1583 | 354.0346
1732 | 447.9558 | 389.506 | 447.9558 | 389.506
1733 | 460.0659 | 427.6476 | 460.0659 | 427.6476
1734 | 455.1246 | 436.8317 | 455.1246 | 436.8317
1735 | 457.4778 | 449.2213 | 457.4778 | 449.2213
1736 | 453.5815 | 458.8985 | 453.5815 | 458.8985
1737 | 436.2133 | 475.4749 | 436.2133 | 475.4749
1738 | 416.5572 | 488.2878 | 416.5572 | 488.2878
1739 | 388.2674 | 509.4914 | 388.2674 | 509.4914
1740 | 365.4255 | 550.7003 | 365.4255 | 550.7003
1741 | 348.8115 | 588.6224 | 348.8115 | 588.6224
1742 | 338.3979 | 623.6642 | 338.3979 | 623.6642
1743 | 334.7831 | 655.134 | 334.7831 | 655.134
1744 | 335.9085 | 695.0255 | 335.9085 | 695.0255
1745 | 343.8528 | 770.7421 | 343.8528 | 770.7421
1746 | 343.8536 | 789.1669 | 343.8536 | 789.1669
1747 | 353.8988 | 801.4605 | 353.8988 | 801.4605
1748 | 387.262 | 799.8181 | 387.262 | 799.8181
1749 | 416.4662 | 798.2969 | 416.4662 | 798.2969
1750 | 435.7827 | 744.9236 | 435.7827 | 744.9236
1751 | 472.9824 | 672.5869 | 472.9824 | 672.5869
1752 | 469.1628 | 565.8014 | 469.1628 | 565.8014
1753 | 446.3531 | 504.4071 | 446.3531 | 504.4071
1754 | 440.0712 | 465.1086 | 440.0712 | 465.1086
1755 | 440.5581 | 430.6324 | 440.5581 | 430.6324
1756 | 443.326 | 422.8683 | 443.326 | 422.8683
1757 | 453.1898 | 420.8073 | 453.1898 | 420.8073
1758 | 447.3864 | 403.9211 | 447.3864 | 403.9211
1759 | 448.0292 | 390.0468 | 448.0292 | 390.0468
1760 | 445.4346 | 382.4944 | 445.4346 | 382.4944
1761 | 432.2299 | 399.1353 | 432.2299 | 399.1353
1762 | 410.7794 | 424.5316 | 410.7794 | 424.5316
1763 | 384.7928 | 446.5095 | 384.7928 | 446.5095
1764 | 358.7881 | 507.852 | 358.7881 | 507.852
1765 | 343.4963 | 560.0999 | 343.4963 | 560.0999
1766 | 334.2058 | 605.144 | 334.2058 | 605.144
1767 | 331.5194 | 650.5523 | 331.5194 | 650.5523
1768 | 331.458 | 701.7367 | 331.458 | 701.7367
1769 | 337.2159 | 790.4884 | 337.2159 | 790.4884
1770 | 339.9562 | 825.6266 | 339.9562 | 825.6266
1771 | 355.7382 | 844.5669 | 355.7382 | 844.5669
1772 | 385.0962 | 849.7002 | 385.0962 | 849.7002
1773 | 412.8605 | 852.1799 | 412.8605 | 852.1799
1774 | 439.7188 | 776.8662 | 439.7188 | 776.8662
1775 | 471.6785 | 696.7213 | 471.6785 | 696.7213
1776 | 467.3815 | 612.1988 | 467.3815 | 612.1988
1777 | 446.4306 | 508.6016 | 446.4306 | 508.6016
1778 | 443.4532 | 472.5941 | 443.4532 | 472.5941
1779 | 448.6317 | 448.5719 | 448.6317 | 448.5719
1780 | 455.1165 | 450.4229 | 455.1165 | 450.4229
1781 | 458.9045 | 456.8154 | 458.9045 | 456.8154
1782 | 454.5939 | 455.9327 | 454.5939 | 455.9327
1783 | 454.8302 | 469.0967 | 454.8302 | 469.0967
1784 | 447.9312 | 488.26 | 447.9312 | 488.26
1785 | 432.3501 | 509.9988 | 432.3501 | 509.9988
1786 | 410.3964 | 506.2273 | 410.3964 | 506.2273
1787 | 381.0586 | 500.199 | 381.0586 | 500.199
1788 | 358.2967 | 515.4666 | 358.2967 | 515.4666
1789 | 343.6252 | 531.1902 | 343.6252 | 531.1902
1790 | 332.4458 | 530.4176 | 332.4458 | 530.4176
1791 | 327.7976 | 516.1352 | 327.7976 | 516.1352
1792 | 331.2221 | 531.247 | 331.2221 | 531.247
1793 | 337.6811 | 593.8638 | 337.6811 | 593.8638
1794 | 343.3056 | 599.7051 | 343.3056 | 599.7051
1795 | 363.2 | 593.0913 | 363.2 | 593.0913
1796 | 400.672 | 564.8623 | 400.672 | 564.8623
1797 | 424.046 | 540.6264 | 424.046 | 540.6264
1798 | 448.4503 | 490.6086 | 448.4503 | 490.6086
1799 | 484.6851 | 457.7001 | 484.6851 | 457.7001
1800 | 474.597 | 440.8057 | 474.597 | 440.8057
1801 | 455.112 | 425.0345 | 455.112 | 425.0345
1802 | 448.0939 | 422.9701 | 448.0939 | 422.9701
1803 | 454.4179 | 414.7579 | 454.4179 | 414.7579
1804 | 453.8162 | 420.7388 | 453.8162 | 420.7388
1805 | 462.3046 | 420.8073 | 462.3046 | 420.8073
1806 | 462.6593 | 403.0822 | 462.6593 | 403.0822
1807 | 464.3744 | 387.8528 | 464.3744 | 387.8528
1808 | 459.0001 | 377.3319 | 459.0001 | 377.3319
1809 | 442.3986 | 384.2287 | 442.3986 | 384.2287
1810 | 419.8084 | 390.653 | 419.8084 | 390.653
1811 | 386.1309 | 374.8161 | 386.1309 | 374.8161
1812 | 361.3228 | 375.0481 | 361.3228 | 375.0481
1813 | 344.9346 | 376.0587 | 344.9346 | 376.0587
1814 | 333.9556 | 379.2225 | 333.9556 | 379.2225
1815 | 332.1263 | 386.1706 | 332.1263 | 386.1706
1816 | 334.7307 | 409.6068 | 334.7307 | 409.6068
1817 | 342.9831 | 470.2878 | 342.9831 | 470.2878
1818 | 349.0313 | 475.6774 | 349.0313 | 475.6774
1819 | 379.9936 | 473.3226 | 379.9936 | 473.3226
1820 | 427.2313 | 466.5177 | 427.2313 | 466.5177
1821 | 456.6833 | 460.4149 | 456.6833 | 460.4149
1822 | 478.3129 | 432.7892 | 478.3129 | 432.7892
1823 | 514.7288 | 395.7507 | 514.7288 | 395.7507
1824 | 502.3748 | 363.1109 | 502.3748 | 363.1109
1825 | 471.7483 | 335.5306 | 471.7483 | 335.5306
1826 | 467.1472 | 325.529 | 467.1472 | 325.529
1827 | 473.7179 | 325.6412 | 473.7179 | 325.6412
1828 | 476.0022 | 342.0115 | 476.0022 | 342.0115
1829 | 487.4503 | 356.6639 | 487.4503 | 356.6639
1830 | 484.2511 | 351.006 | 484.2511 | 351.006
1831 | 479.8911 | 347.6502 | 479.8911 | 347.6502
1832 | 474.5422 | 344.744 | 474.5422 | 344.744
1833 | 453.2828 | 354.3511 | 453.2828 | 354.3511
1834 | 423.1275 | 354.1933 | 423.1275 | 354.1933
1835 | 388.7204 | 345.0675 | 388.7204 | 345.0675
1836 | 364.7794 | 350.0102 | 364.7794 | 350.0102
1837 | 346.97 | 356.8286 | 346.97 | 356.8286
1838 | 337.1387 | 368.7685 | 337.1387 | 368.7685
1839 | 331.3493 | 418.565 | 331.3493 | 418.565
1840 | 335.4311 | 512.5331 | 335.4311 | 512.5331
1841 | 344.0143 | 625.3547 | 344.0143 | 625.3547
1842 | 351.3538 | 652.1039 | 351.3538 | 652.1039
1843 | 379.7463 | 664.204 | 379.7463 | 664.204
1844 | 427.6238 | 664.1749 | 427.6238 | 664.1749
1845 | 454.9824 | 664.5896 | 454.9824 | 664.5896
1846 | 475.9534 | 651.1607 | 475.9534 | 651.1607
1847 | 510.5722 | 632.7715 | 510.5722 | 632.7715
1848 | 501.2868 | 599.7444 | 501.2868 | 599.7444
1849 | 469.6999 | 543.9643 | 469.6999 | 543.9643
1850 | 465.6448 | 484.4032 | 465.6448 | 484.4032
1851 | 468.7861 | 436.053 | 468.7861 | 436.053
1852 | 470.7605 | 424.0944 | 470.7605 | 424.0944
1853 | 480.0233 | 424.7437 | 480.0233 | 424.7437
1854 | 481.9017 | 419.1503 | 481.9017 | 419.1503
1855 | 483.561 | 426.3775 | 483.561 | 426.3775
1856 | 473.8858 | 441.7979 | 473.8858 | 441.7979
1857 | 454.2257 | 476.6365 | 454.2257 | 476.6365
1858 | 428.3115 | 516.6167 | 428.3115 | 516.6167
1859 | 396.5404 | 540.2724 | 396.5404 | 540.2724
1860 | 368.5637 | 573.7377 | 368.5637 | 573.7377
1861 | 352.1097 | 595.5917 | 352.1097 | 595.5917
1862 | 343.3571 | 608.7577 | 343.3571 | 608.7577
1863 | 339.8996 | 626.2243 | 339.8996 | 626.2243
1864 | 341.528 | 659.9854 | 341.528 | 659.9854
1865 | 348.4963 | 734.4114 | 348.4963 | 734.4114
1866 | 357.2454 | 755.3528 | 357.2454 | 755.3528
1867 | 385.7539 | 755.9665 | 385.7539 | 755.9665
1868 | 432.0136 | 731.0285 | 432.0136 | 731.0285
1869 | 458.2934 | 708.2123 | 458.2934 | 708.2123
1870 | 480.7332 | 672.3267 | 480.7332 | 672.3267
1871 | 511.247 | 643.1609 | 511.247 | 643.1609
1872 | 502.1879 | 611.9407 | 502.1879 | 611.9407
1873 | 470.719 | 576.6168 | 470.719 | 576.6168
1874 | 467.9812 | 564.4857 | 467.9812 | 564.4857
1875 | 474.4465 | 572.4706 | 474.4465 | 572.4706
1876 | 472.5753 | 590.7769 | 472.5753 | 590.7769
1877 | 481.487 | 595.9433 | 481.487 | 595.9433
1878 | 478.8008 | 578.5408 | 478.8008 | 578.5408
1879 | 479.2607 | 563.3114 | 479.2607 | 563.3114
1880 | 467.1838 | 554.2747 | 467.1838 | 554.2747
1881 | 448.8196 | 567.1729 | 448.8196 | 567.1729
1882 | 422.3981 | 592.5692 | 422.3981 | 592.5692
1883 | 395.4522 | 604.5449 | 395.4522 | 604.5449
1884 | 367.6161 | 632.0733 | 367.6161 | 632.0733
1885 | 350.8229 | 658.9607 | 350.8229 | 658.9607
1886 | 340.5079 | 676.3857 | 340.5079 | 676.3857
1887 | 337.3753 | 704.6935 | 337.3753 | 704.6935
1888 | 339.4653 | 761.6211 | 339.4653 | 761.6211
1889 | 348.21 | 853.7284 | 348.21 | 853.7284
1890 | 356.4046 | 882.5426 | 356.4046 | 882.5426
1891 | 380.6681 | 884.5114 | 380.6681 | 884.5114
1892 | 420.5636 | 862.6709 | 420.5636 | 862.6709
1893 | 448.0855 | 838.1768 | 448.0855 | 838.1768
1894 | 468.5052 | 763.3793 | 468.5052 | 763.3793
1895 | 510.1658 | 685.0413 | 510.1658 | 685.0413
1896 | 499.0826 | 616.3933 | 499.0826 | 616.3933
1897 | 470.3156 | 534.0266 | 470.3156 | 534.0266
1898 | 463.5154 | 470.4001 | 463.5154 | 470.4001
1899 | 462.3985 | 420.5011 | 462.3985 | 420.5011
1900 | 468.8455 | 400.7989 | 468.8455 | 400.7989
1901 | 481.6408 | 395.7049 | 481.6408 | 395.7049
1902 | 479.5253 | 386.2397 | 479.5253 | 386.2397
1903 | 483.3175 | 386.6912 | 483.3175 | 386.6912
1904 | 471.0705 | 393.9808 | 471.0705 | 393.9808
1905 | 450.1954 | 435.6596 | 450.1954 | 435.6596
1906 | 424.9088 | 459.9588 | 424.9088 | 459.9588
1907 | 397.5037 | 455.4147 | 397.5037 | 455.4147
1908 | 372.6374 | 475.9093 | 372.6374 | 475.9093
1909 | 357.5741 | 502.8613 | 357.5741 | 502.8613
1910 | 346.618 | 535.7091 | 346.618 | 535.7091
1911 | 342.1454 | 575.8905 | 342.1454 | 575.8905
1912 | 343.6738 | 628.4945 | 343.6738 | 628.4945
1913 | 351.2567 | 716.9236 | 351.2567 | 716.9236
1914 | 356.8762 | 753.2233 | 356.8762 | 753.2233
1915 | 371.1896 | 763.6456 | 371.1896 | 763.6456
1916 | 402.477 | 754.2595 | 402.477 | 754.2595
1917 | 428.8556 | 738.4771 | 428.8556 | 738.4771
1918 | 449.3341 | 692.5893 | 449.3341 | 692.5893
1919 | 484.2771 | 640.0635 | 484.2771 | 640.0635
1920 | 478.85 | 579.9336 | 478.85 | 579.9336
1921 | 454.1801 | 523.25 | 454.1801 | 523.25
1922 | 448.6888 | 496.0187 | 448.6888 | 496.0187
1923 | 453.4857 | 463.4785 | 453.4857 | 463.4785
1924 | 461.3377 | 445.0023 | 461.3377 | 445.0023
1925 | 468.1315 | 431.5194 | 468.1315 | 431.5194
1926 | 468.2813 | 398.436 | 468.2813 | 398.436
1927 | 469.8268 | 362.3632 | 469.8268 | 362.3632
1928 | 456.3686 | 336.2905 | 456.3686 | 336.2905
1929 | 438.3966 | 359.9007 | 438.3966 | 359.9007
1930 | 420.6307 | 376.908 | 420.6307 | 376.908
1931 | 394.716 | 371.6541 | 394.716 | 371.6541
1932 | 370.5762 | 378.5972 | 370.5762 | 378.5972
1933 | 356.5483 | 381.4793 | 356.5483 | 381.4793
1934 | 346.5655 | 383.0943 | 346.5655 | 383.0943
1935 | 343.8788 | 391.3976 | 343.8788 | 391.3976
1936 | 345.7476 | 413.9304 | 345.7476 | 413.9304
1937 | 351.2278 | 483.9037 | 351.2278 | 483.9037
1938 | 357.8277 | 508.9106 | 357.8277 | 508.9106
1939 | 370.4163 | 514.6867 | 370.4163 | 514.6867
1940 | 400.0238 | 501.4288 | 400.0238 | 501.4288
1941 | 427.6274 | 490.8733 | 427.6274 | 490.8733
1942 | 448.5298 | 472.9272 | 448.5298 | 472.9272
1943 | 486.1507 | 468.3476 | 486.1507 | 468.3476
1944 | 474.5165 | 452.4212 | 474.5165 | 452.4212
1945 | 455.3997 | 408.192 | 455.3997 | 408.192
1946 | 449.6674 | 359.4721 | 449.6674 | 359.4721
1947 | 451.316 | 318.801 | 451.316 | 318.801
1948 | 461.311 | 310.327 | 461.311 | 310.327
1949 | 476.0661 | 312.2669 | 476.0661 | 312.2669
1950 | 470.222 | 313.9009 | 470.222 | 313.9009
1951 | 473.7785 | 325.7098 | 473.7785 | 325.7098
1952 | 462.8791 | 350.6163 | 462.8791 | 350.6163
1953 | 445.1689 | 407.976 | 445.1689 | 407.976
1954 | 421.986 | 466.7346 | 421.986 | 466.7346
1955 | 394.588 | 514.9119 | 394.588 | 514.9119
1956 | 374.2409 | 573.0924 | 374.2409 | 573.0924
1957 | 358.6464 | 616.7577 | 358.6464 | 616.7577
1958 | 347.6551 | 642.8943 | 347.6551 | 642.8943
1959 | 344.7672 | 670.0406 | 344.7672 | 670.0406
1960 | 345.9813 | 705.0278 | 345.9813 | 705.0278
1961 | 352.1197 | 761.4497 | 352.1197 | 761.4497
1962 | 360.2444 | 769.9368 | 360.2444 | 769.9368
1963 | 381.6463 | 767.582 | 381.6463 | 767.582
1964 | 417.4052 | 752.2591 | 417.4052 | 752.2591
1965 | 444.2344 | 725.3129 | 444.2344 | 725.3129
1966 | 467.0794 | 663.2279 | 467.0794 | 663.2279
1967 | 502.0521 | 619.0265 | 502.0521 | 619.0265
1968 | 488.3656 | 575.6745 | 488.3656 | 575.6745
1969 | 462.2758 | 509.2469 | 462.2758 | 509.2469
1970 | 456.4347 | 458.3974 | 456.4347 | 458.3974
1971 | 459.7414 | 414.6934 | 459.7414 | 414.6934
1972 | 466.0751 | 399.7664 | 466.0751 | 399.7664
1973 | 478.8371 | 403.9648 | 478.8371 | 403.9648
1974 | 477.7388 | 403.2758 | 477.7388 | 403.2758
1975 | 483.0919 | 408.309 | 483.0919 | 408.309
1976 | 468.766 | 417.4054 | 468.766 | 417.4054
1977 | 450.0813 | 448.0494 | 450.0813 | 448.0494
1978 | 423.0239 | 461.314 | 423.0239 | 461.314
1979 | 395.7171 | 444.3155 | 395.7171 | 444.3155
1980 | 369.4725 | 442.3534 | 369.4725 | 442.3534
1981 | 354.7514 | 433.5555 | 354.7514 | 433.5555
1982 | 346.2703 | 423.1032 | 346.2703 | 423.1032
1983 | 341.1017 | 441.4088 | 341.1017 | 441.4088
1984 | 343.5291 | 466.8455 | 343.5291 | 466.8455
1985 | 353.9002 | 525.5905 | 353.9002 | 525.5905
1986 | 362.9125 | 528.9151 | 362.9125 | 528.9151
1987 | 390.6322 | 519.5265 | 390.6322 | 519.5265
1988 | 436.6889 | 490.0714 | 436.6889 | 490.0714
1989 | 465.1127 | 471.5141 | 465.1127 | 471.5141
1990 | 486.9973 | 449.6962 | 486.9973 | 449.6962
1991 | 520.6084 | 429.3712 | 520.6084 | 429.3712
1992 | 504.202 | 403.1843 | 504.202 | 403.1843
1993 | 475.8966 | 370.8288 | 475.8966 | 370.8288
1994 | 469.357 | 350.3732 | 469.357 | 350.3732
1995 | 475.6598 | 324.9314 | 475.6598 | 324.9314
1996 | 477.4425 | 350.4005 | 477.4425 | 350.4005
1997 | 489.3553 | 327.5607 | 489.3553 | 327.5607
1998 | 495.0286 | 277.4412 | 495.0286 | 277.4412
1999 | 492.8993 | 260.8566 | 492.8993 | 260.8566
2000 | 477.1086 | 276.7933 | 477.1086 | 276.7933
2001 | 455.514 | 304.0172 | 455.514 | 304.0172
2002 | 429.7678 | 300.9555 | 429.7678 | 300.9555
2003 | 397.4837 | 293.5721 | 397.4837 | 293.5721
2004 | 370.4384 | 302.6448 | 370.4384 | 302.6448
2005 | 353.9993 | 311.7218 | 353.9993 | 311.7218
2006 | 345.3807 | 329.4694 | 345.3807 | 329.4694
2007 | 342.0103 | 354.4216 | 342.0103 | 354.4216
2008 | 344.7404 | 405.735 | 344.7404 | 405.735
2009 | 352.8505 | 488.0982 | 352.8505 | 488.0982
2010 | 363.8111 | 523.6881 | 363.8111 | 523.6881
2011 | 390.161 | 553.0179 | 390.161 | 553.0179
2012 | 437.4356 | 565.314 | 437.4356 | 565.314
2013 | 466.8011 | 577.9896 | 466.8011 | 577.9896
2014 | 489.0525 | 549.6541 | 489.0525 | 549.6541
2015 | 526.8549 | 506.098 | 526.8549 | 506.098
2016 | 509.2745 | 439.9668 | 509.2745 | 439.9668
2017 | 480.4989 | 375.5395 | 480.4989 | 375.5395
2018 | 473.3053 | 334.047 | 473.3053 | 334.047
2019 | 480.4901 | 337.4503 | 480.4901 | 337.4503
2020 | 480.7723 | 389.6996 | 480.7723 | 389.6996
2021 | 488.4089 | 415.2577 | 488.4089 | 415.2577
2022 | 490.0474 | 406.5668 | 490.0474 | 406.5668
2023 | 492.4947 | 410.4385 | 492.4947 | 410.4385
2024 | 472.5141 | 415.0178 | 472.5141 | 415.0178
2025 | 451.6765 | 414.2354 | 451.6765 | 414.2354
2026 | 425.5586 | 394.3313 | 425.5586 | 394.3313
2027 | 394.0382 | 374.5579 | 394.0382 | 374.5579
2028 | 367.7162 | 378.9844 | 367.7162 | 378.9844
2029 | 350.8391 | 401.2256 | 350.8391 | 401.2256
2030 | 340.504 | 445.9471 | 340.504 | 445.9471
2031 | 337.7953 | 492.9687 | 337.7953 | 492.9687
2032 | 338.7561 | 539.2487 | 338.7561 | 539.2487
2033 | 348.207 | 609.093 | 348.207 | 609.093
2034 | 360.2207 | 620.484 | 360.2207 | 620.484
2035 | 381.0019 | 625.034 | 381.0019 | 625.034
2036 | 427.9827 | 620.6813 | 427.9827 | 620.6813
2037 | 457.4072 | 627.5491 | 457.4072 | 627.5491
2038 | 479.9291 | 625.413 | 479.9291 | 625.413
2039 | 515.2935 | 614.832 | 515.2935 | 614.832
2040 | 502.8304 | 585.9994 | 502.8304 | 585.9994
2041 | 469.1744 | 540.8668 | 469.1744 | 540.8668
2042 | 463.9222 | 511.8932 | 463.9222 | 511.8932
2043 | 471.2189 | 475.6102 | 471.2189 | 475.6102
2044 | 473.8592 | 460.6832 | 473.8592 | 460.6832
2045 | 480.7862 | 465.0753 | 480.7862 | 465.0753
2046 | 486.3726 | 470.323 | 486.3726 | 470.323
2047 | 486.6677 | 444.2525 | 486.6677 | 444.2525
2048 | 469.2652 | 417.0827 | 469.2652 | 417.0827
2049 | 453.4078 | 408.2341 | 453.4078 | 408.2341
2050 | 429.6369 | 391.0402 | 429.6369 | 391.0402
2051 | 397.9988 | 371.5895 | 397.9988 | 371.5895
2052 | 372.4019 | 360.8513 | 372.4019 | 360.8513
2053 | 353.6425 | 353.8602 | 353.6425 | 353.8602
2054 | 344.0187 | 357.6692 | 344.0187 | 357.6692
2055 | 340.6373 | 357.7126 | 340.6373 | 357.7126
2056 | 340.8297 | 377.0189 | 340.8297 | 377.0189
2057 | 349.1841 | 437.5063 | 349.1841 | 437.5063
2058 | 358.9844 | 461.6742 | 358.9844 | 461.6742
2059 | 377.972 | 479.1304 | 377.972 | 479.1304
2060 | 418.9215 | 487.2966 | 418.9215 | 487.2966
2061 | 447.3111 | 494.6161 | 447.3111 | 494.6161
2062 | 468.3262 | 466.7323 | 468.3262 | 466.7323
2063 | 499.2412 | 423.3698 | 499.2412 | 423.3698
2064 | 492.7419 | 373.8229 | 492.7419 | 373.8229
2065 | 469.2253 | 316.9458 | 469.2253 | 316.9458
2066 | 465.4614 | 264.354 | 465.4614 | 264.354
2067 | 470.4776 | 227.4257 | 470.4776 | 227.4257
2068 | 475.5498 | 216.4351 | 475.5498 | 216.4351
2069 | 483.054 | 210.0505 | 483.054 | 210.0505
2070 | 487.6939 | 190.2604 | 487.6939 | 190.2604
2071 | 485.3036 | 181.5485 | 485.3036 | 181.5485
2072 | 465.3978 | 185.418 | 465.3978 | 185.418
2073 | 448.2731 | 222.1279 | 448.2731 | 222.1279
2074 | 427.5693 | 243.7169 | 427.5693 | 243.7169
2075 | 396.2553 | 247.6263 | 396.2553 | 247.6263
2076 | 369.4585 | 254.8276 | 369.4585 | 254.8276
2077 | 353.218 | 244.61 | 353.218 | 244.61
2078 | 343.3267 | 248.6126 | 343.3267 | 248.6126
2079 | 339.0478 | 290.6654 | 339.0478 | 290.6654
2080 | 339.3758 | 349.2062 | 339.3758 | 349.2062
2081 | 347.6183 | 438.7969 | 347.6183 | 438.7969
2082 | 356.9378 | 473.1607 | 356.9378 | 473.1607
2083 | 368.7784 | 497.5861 | 368.7784 | 497.5861
2084 | 400.2523 | 509.237 | 400.2523 | 509.237
2085 | 431.4005 | 516.5565 | 431.4005 | 516.5565
2086 | 453.499 | 506.9348 | 453.499 | 506.9348
2087 | 484.4284 | 490.4171 | 484.4284 | 490.4171
2088 | 478.2093 | 475.5876 | 478.2093 | 475.5876
2089 | 459.5362 | 457.1062 | 459.5362 | 457.1062
2090 | 450.2932 | 451.2345 | 450.2932 | 451.2345
2091 | 453.9439 | 444.2484 | 453.9439 | 444.2484
2092 | 458.5896 | 447.9707 | 458.5896 | 447.9707
2093 | 468.9963 | 460.3 | 468.9963 | 460.3
2094 | 465.9897 | 448.8989 | 465.9897 | 448.8989
2095 | 467.839 | 436.8315 | 467.839 | 436.8315
2096 | 453.576 | 425.3427 | 453.576 | 425.3427
2097 | 438.3326 | 449.3401 | 438.3326 | 449.3401
2098 | 416.9199 | 462.3465 | 416.9199 | 462.3465
2099 | 391.14 | 454.1887 | 391.14 | 454.1887
2100 | 366.8267 | 456.292 | 366.8267 | 456.292
2101 | 352.5116 | 463.5622 | 352.5116 | 463.5622
2102 | 341.919 | 470.5977 | 341.919 | 470.5977
2103 | 339.2403 | 495.808 | 339.2403 | 495.808
2104 | 339.7591 | 520.0186 | 339.7591 | 520.0186
2105 | 348.3573 | 574.5046 | 348.3573 | 574.5046
2106 | 355.8973 | 588.9931 | 355.8973 | 588.9931
2107 | 368.7207 | 591.8007 | 368.7207 | 591.8007
2108 | 397.1273 | 588.1579 | 397.1273 | 588.1579
2109 | 425.1148 | 583.023 | 425.1148 | 583.023
2110 | 446.0688 | 559.4627 | 446.0688 | 559.4627
2111 | 483.5305 | 519.1332 | 483.5305 | 519.1332
2112 | 475.5409 | 469.4572 | 475.5409 | 469.4572
2113 | 454.2262 | 403.1586 | 454.2262 | 403.1586
2114 | 449.8918 | 359.1494 | 449.8918 | 359.1494
2115 | 452.0605 | 330.8682 | 452.0605 | 330.8682
2116 | 463.7931 | 331.1704 | 463.7931 | 331.1704
2117 | 475.2895 | 337.2402 | 475.2895 | 337.2402
2118 | 473.7484 | 330.8725 | 473.7484 | 330.8725
2119 | 475.9412 | 330.5496 | 475.9412 | 330.5496
2120 | 457.2458 | 344.1632 | 457.2458 | 344.1632
2121 | 440.372 | 383.2608 | 440.372 | 383.2608
2122 | 418.1185 | 390.3304 | 418.1185 | 390.3304
2123 | 392.528 | 389.3354 | 392.528 | 389.3354
2124 | 365.9232 | 403.6351 | 365.9232 | 403.6351
2125 | 349.1465 | 414.4544 | 349.1465 | 414.4544
2126 | 340.3905 | 434.267 | 340.3905 | 434.267
2127 | 336.5596 | 456.5089 | 336.5596 | 456.5089
2128 | 337.3181 | 488.5277 | 337.3181 | 488.5277
2129 | 345.6898 | 561.6631 | 345.6898 | 561.6631
2130 | 352.8426 | 578.4746 | 352.8426 | 578.4746
2131 | 375.1431 | 580.5079 | 375.1431 | 580.5079
2132 | 407.3104 | 565.1204 | 407.3104 | 565.1204
2133 | 434.4322 | 552.6291 | 434.4322 | 552.6291
2134 | 465.0841 | 530.1013 | 465.0841 | 530.1013
2135 | 495.2428 | 501.0001 | 495.2428 | 501.0001
2136 | 488.9962 | 470.6188 | 488.9962 | 470.6188
2137 | 461.7476 | 447.1039 | 461.7476 | 447.1039
2138 | 457.1579 | 445.3622 | 457.1579 | 445.3622
2139 | 462.8858 | 439.1505 | 462.8858 | 439.1505
2140 | 471.7706 | 445.8412 | 471.7706 | 445.8412
2141 | 491.0415 | 444.6191 | 491.0415 | 444.6191
2142 | 491.3223 | 423.6674 | 491.3223 | 423.6674
2143 | 483.8562 | 409.1478 | 483.8562 | 409.1478
2144 | 464.3297 | 419.9221 | 464.3297 | 419.9221
2145 | 449.5484 | 461.2137 | 449.5484 | 461.2137
2146 | 421.7061 | 484.8031 | 421.7061 | 484.8031
2147 | 393.2333 | 494.972 | 393.2333 | 494.972
2148 | 367.4988 | 515.2085 | 367.4988 | 515.2085
2149 | 350.6377 | 535.5138 | 350.6377 | 535.5138
2150 | 339.9305 | 558.6174 | 339.9305 | 558.6174
2151 | 340.0575 | 579.117 | 340.0575 | 579.117
2152 | 339.8542 | 614.2978 | 339.8542 | 614.2978
2153 | 347.3604 | 694.2734 | 347.3604 | 694.2734
2154 | 363.1731 | 722.9585 | 363.1731 | 722.9585
2155 | 392.7529 | 743.7702 | 392.7529 | 743.7702
2156 | 438.0659 | 753.227 | 438.0659 | 753.227
2157 | 465.9645 | 765.3863 | 465.9645 | 765.3863
2158 | 485.7127 | 753.4416 | 485.7127 | 753.4416
2159 | 525.217 | 733.4392 | 525.217 | 733.4392
2160 | 508.2949 | 715.964 | 508.2949 | 715.964
2161 | 477.4969 | 687.4803 | 477.4969 | 687.4803
2162 | 470.5909 | 658.7003 | 470.5909 | 658.7003
2163 | 474.9406 | 625.6438 | 474.9406 | 625.6438
2164 | 479.8891 | 619.7511 | 479.8891 | 619.7511
2165 | 491.2029 | 618.4644 | 491.2029 | 618.4644
2166 | 501.9103 | 619.9049 | 501.9103 | 619.9049
2167 | 493.7526 | 637.457 | 493.7526 | 637.457
2168 | 476.7066 | 658.8788 | 476.7066 | 658.8788
2169 | 456.6424 | 695.6532 | 456.6424 | 695.6532
2170 | 431.4896 | 714.1447 | 431.4896 | 714.1447
2171 | 396.7614 | 718.9576 | 396.7614 | 718.9576
2172 | 372.3977 | 1534.0891 | 372.3977 | 1534.0891
2173 | 353.4165 | 1527.6104 | 353.4165 | 1527.6104
2174 | 343.1169 | 1495.491 | 343.1169 | 1495.491
2175 | 340.6963 | 1482.9434 | 340.6963 | 1482.9434
2176 | 341.1511 | 1538.4618 | 341.1511 | 1538.4618
2177 | 350.9931 | 1599.1517 | 350.9931 | 1599.1517
2178 | 366.3504 | 1599.3618 | 366.3504 | 1599.3618
2179 | 391.7159 | 1628.5535 | 391.7159 | 1628.5535
2180 | 434.764 | 1662.1636 | 434.764 | 1662.1636
2181 | 466.4982 | 1694.7783 | 466.4982 | 1694.7783
2182 | 484.6378 | 1690.3696 | 484.6378 | 1690.3696
2183 | 526.0656 | 1617.2018 | 526.0656 | 1617.2018
2184 | 511.2826 | 1566.7829 | 511.2826 | 1566.7829
2185 | 471.3858 | 1495.0499 | 471.3858 | 1495.0499
2186 | 472.6266 | 1424.5296 | 472.6266 | 1424.5296
2187 | 482.2161 | 1359.2618 | 482.2161 | 1359.2618
2188 | 484.1134 | 1326.8552 | 484.1134 | 1326.8552
2189 | 499.4136 | 1311.4558 | 499.4136 | 1311.4558
2190 | 512.1473 | 1305.4773 | 512.1473 | 1305.4773
2191 | 504.0103 | 1344.2406 | 504.0103 | 1344.2406
2192 | 477.5028 | 1395.506 | 477.5028 | 1395.506
2193 | 462.209 | 1493.895 | 462.209 | 1493.895
2194 | 434.4478 | 1539.6103 | 434.4478 | 1539.6103
2195 | 405.737 | 1558.6544 | 405.737 | 1558.6544
2196 | 379.5434 | 1587.0396 | 379.5434 | 1587.0396
2197 | 360.3028 | 1662.5311 | 360.3028 | 1662.5311
2198 | 348.7033 | 1684.0498 | 348.7033 | 1684.0498
2199 | 344.4577 | 1763.7873 | 344.4577 | 1763.7873
2200 | 344.3061 | 1810.9162 | 344.3061 | 1810.9162
2201 | 353.7175 | 1876.2822 | 353.7175 | 1876.2822
2202 | 367.9574 | 1907.2999 | 367.9574 | 1907.2999
2203 | 393.2761 | 1968.2619 | 393.2761 | 1968.2619
2204 | 436.8285 | 1953.3226 | 436.8285 | 1953.3226
2205 | 464.754 | 1910.7063 | 464.754 | 1910.7063
2206 | 484.977 | 1858.1608 | 484.977 | 1858.1608
2207 | 524.5226 | 1816.2131 | 524.5226 | 1816.2131
2208 | 511.3031 | 1752.316 | 511.3031 | 1752.316
2209 | 478.842 | 1675.7693 | 478.842 | 1675.7693
2210 | 478.1592 | 1585.7192 | 478.1592 | 1585.7192
2211 | 484.6945 | 1484.005 | 484.6945 | 1484.005
2212 | 487.3873 | 1384.6194 | 487.3873 | 1384.6194
2213 | 509.4637 | 1286.9748 | 509.4637 | 1286.9748
2214 | 520.9874 | 1196.413 | 520.9874 | 1196.413
2215 | 504.4321 | 1147.0172 | 504.4321 | 1147.0172
2216 | 479.7241 | 1154.2717 | 479.7241 | 1154.2717
2217 | 452.9767 | 1242.4833 | 452.9767 | 1242.4833
2218 | 421.3171 | 1325.8828 | 421.3171 | 1325.8828
2219 | 390.8453 | 1414.1064 | 390.8453 | 1414.1064
2220 | 366.265 | 1519.648 | 366.265 | 1519.648
2221 | 350.3802 | 1608.6178 | 350.3802 | 1608.6178
2222 | 340.5998 | 1659.4313 | 340.5998 | 1659.4313
2223 | 338.482 | 1709.4615 | 338.482 | 1709.4615
2224 | 338.7601 | 1762.9169 | 338.7601 | 1762.9169
2225 | 347.7333 | 1837.2227 | 347.7333 | 1837.2227
2226 | 359.5445 | 1851.7362 | 359.5445 | 1851.7362
2227 | 379.2966 | 1865.2491 | 379.2966 | 1865.2491
2228 | 415.1209 | 1886.3436 | 415.1209 | 1886.3436
2229 | 442.0134 | 1886.913 | 442.0134 | 1886.913
2230 | 460.6389 | 1836.4305 | 460.6389 | 1836.4305
2231 | 501.043 | 1711.5499 | 501.043 | 1711.5499
2232 | 490.0927 | 1581.6366 | 490.0927 | 1581.6366
2233 | 460.2752 | 1514.3046 | 460.2752 | 1514.3046
2234 | 462.0562 | 1500.4482 | 462.0562 | 1500.4482
2235 | 476.7242 | 1465.3004 | 476.7242 | 1465.3004
2236 | 478.9018 | 1448.5726 | 478.9018 | 1448.5726
2237 | 496.9584 | 1419.97 | 496.9584 | 1419.97
2238 | 506.2302 | 1378.9203 | 506.2302 | 1378.9203
2239 | 494.4409 | 1361.4323 | 494.4409 | 1361.4323
2240 | 471.5071 | 1389.4545 | 471.5071 | 1389.4545
2241 | 451.4282 | 1495.683 | 451.4282 | 1495.683
2242 | 428.3059 | 1551.4382 | 428.3059 | 1551.4382
2243 | 399.2236 | 1570.6198 | 399.2236 | 1570.6198
2244 | 377.5941 | 1588.69 | 377.5941 | 1588.69
2245 | 359.2113 | 1586.0623 | 359.2113 | 1586.0623
2246 | 347.9964 | 1582.825 | 347.9964 | 1582.825
2247 | 344.0065 | 1605.0733 | 344.0065 | 1605.0733
2248 | 344.2841 | 1643.8127 | 344.2841 | 1643.8127
2249 | 352.1156 | 1721.4192 | 352.1156 | 1721.4192
2250 | 365.1203 | 1753.6747 | 365.1203 | 1753.6747
2251 | 381.952 | 1772.2763 | 381.952 | 1772.2763
2252 | 412.3449 | 1788.5571 | 412.3449 | 1788.5571
2253 | 438.2667 | 1775.3731 | 438.2667 | 1775.3731
2254 | 460.6993 | 1735.4807 | 460.6993 | 1735.4807
2255 | 496.9831 | 1625.4538 | 496.9831 | 1625.4538
2256 | 495.564 | 1554.4049 | 495.564 | 1554.4049
2257 | 469.2092 | 1499.1759 | 469.2092 | 1499.1759
2258 | 464.7305 | 1488.2077 | 464.7305 | 1488.2077
2259 | 462.2117 | 1499.4088 | 462.2117 | 1499.4088
2260 | 472.718 | 1555.1613 | 472.718 | 1555.1613
2261 | 486.3763 | 1618.2937 | 486.3763 | 1618.2937
2262 | 498.434 | 1636.5211 | 498.434 | 1636.5211
2263 | 487.2521 | 1635.3996 | 487.2521 | 1635.3996
2264 | 465.498 | 1637.2903 | 465.498 | 1637.2903
2265 | 442.4882 | 1678.1903 | 442.4882 | 1678.1903
2266 | 422.6289 | 1680.3073 | 422.6289 | 1680.3073
2267 | 396.2427 | 1676.7959 | 396.2427 | 1676.7959
2268 | 373.051 | 1698.3044 | 373.051 | 1698.3044
2269 | 358.8058 | 1719.8826 | 358.8058 | 1719.8826
2270 | 347.762 | 1740.9888 | 347.762 | 1740.9888
2271 | 343.9562 | 1772.452 | 343.9562 | 1772.452
2272 | 342.9022 | 1818.7556 | 342.9022 | 1818.7556
2273 | 350.0188 | 1897.6 | 350.0188 | 1897.6
2274 | 360.7096 | 1920.9157 | 360.7096 | 1920.9157
2275 | 378.7187 | 1932.6407 | 378.7187 | 1932.6407
2276 | 408.9842 | 1943.5577 | 408.9842 | 1943.5577
2277 | 433.4775 | 1978.5105 | 433.4775 | 1978.5105
2278 | 451.5141 | 1985.9297 | 451.5141 | 1985.9297
2279 | 487.8446 | 1906.4353 | 487.8446 | 1906.4353
2280 | 483.7075 | 1784.0863 | 483.7075 | 1784.0863
2281 | 457.2014 | 1663.9414 | 457.2014 | 1663.9414
2282 | 454.0709 | 1565.0891 | 454.0709 | 1565.0891
2283 | 459.5977 | 1498.9962 | 459.5977 | 1498.9962
2284 | 469.814 | 1500.4228 | 469.814 | 1500.4228
2285 | 487.1562 | 1517.4814 | 487.1562 | 1517.4814
2286 | 498.3984 | 1515.6289 | 498.3984 | 1515.6289
2287 | 486.0033 | 1515.1951 | 486.0033 | 1515.1951
2288 | 466.9792 | 1542.117 | 466.9792 | 1542.117
2289 | 445.4632 | 1649.7208 | 445.4632 | 1649.7208
2290 | 424.4817 | 1735.4584 | 424.4817 | 1735.4584
2291 | 397.5432 | 1789.161 | 397.5432 | 1789.161
2292 | 374.9067 | 1818.6465 | 374.9067 | 1818.6465
2293 | 357.9763 | 1835.411 | 357.9763 | 1835.411
2294 | 347.9658 | 1834.6493 | 347.9658 | 1834.6493
2295 | 344.6244 | 1830.0786 | 344.6244 | 1830.0786
2296 | 345.4675 | 1853.8267 | 345.4675 | 1853.8267
2297 | 350.1275 | 1912.1786 | 350.1275 | 1912.1786
2298 | 363.2112 | 1913.4889 | 363.2112 | 1913.4889
2299 | 382.1327 | 1901.0079 | 382.1327 | 1901.0079
2300 | 411.333 | 1890.4696 | 411.333 | 1890.4696
2301 | 436.7308 | 1885.5376 | 436.7308 | 1885.5376
2302 | 459.1776 | 1841.2441 | 459.1776 | 1841.2441
2303 | 494.5284 | 1698.2092 | 494.5284 | 1698.2092
2304 | 487.4174 | 1556.6054 | 487.4174 | 1556.6054
2305 | 467.6652 | 1403.0398 | 467.6652 | 1403.0398
2306 | 463.4485 | 1299.2363 | 463.4485 | 1299.2363
2307 | 465.8205 | 1190.2328 | 465.8205 | 1190.2328
2308 | 470.2591 | 1111.8899 | 470.2591 | 1111.8899
2309 | 489.2958 | 1070.4967 | 489.2958 | 1070.4967
2310 | 503.9145 | 1055.0283 | 503.9145 | 1055.0283
2311 | 493.2368 | 1066.1473 | 493.2368 | 1066.1473
2312 | 467.7312 | 1125.3896 | 467.7312 | 1125.3896
2313 | 449.1438 | 1268.3397 | 449.1438 | 1268.3397
2314 | 425.5498 | 1322.0319 | 425.5498 | 1322.0319
2315 | 393.9756 | 1355.3794 | 393.9756 | 1355.3794
2316 | 368.6599 | 1395.8676 | 368.6599 | 1395.8676
2317 | 352.4032 | 1391.5895 | 352.4032 | 1391.5895
2318 | 341.7358 | 1367.3096 | 341.7358 | 1367.3096
2319 | 339.0378 | 1327.5302 | 339.0378 | 1327.5302
2320 | 341.0685 | 1336.6997 | 341.0685 | 1336.6997
2321 | 349.9687 | 1407.9797 | 349.9687 | 1407.9797
2322 | 368.1816 | 1426.4818 | 368.1816 | 1426.4818
2323 | 392.6005 | 1425.0035 | 392.6005 | 1425.0035
2324 | 433.6085 | 1399.4741 | 433.6085 | 1399.4741
2325 | 464.3027 | 1362.6342 | 464.3027 | 1362.6342
2326 | 487.7306 | 1280.9315 | 487.7306 | 1280.9315
2327 | 526.4904 | 1194.9731 | 526.4904 | 1194.9731
2328 | 516.2855 | 1139.0529 | 516.2855 | 1139.0529
2329 | 488.3295 | 1111.6057 | 488.3295 | 1111.6057
2330 | 481.9684 | 1083.996 | 481.9684 | 1083.996
2331 | 487.9067 | 1061.0886 | 487.9067 | 1061.0886
2332 | 492.2897 | 1066.6413 | 492.2897 | 1066.6413
2333 | 511.354 | 1061.832 | 511.354 | 1061.832
2334 | 523.1352 | 1047.0513 | 523.1352 | 1047.0513
2335 | 503.85 | 1051.5687 | 503.85 | 1051.5687
2336 | 480.064 | 1058.4107 | 480.064 | 1058.4107
2337 | 463.5619 | 1059.7009 | 463.5619 | 1059.7009
2338 | 436.4986 | 1032.1107 | 436.4986 | 1032.1107
2339 | 404.2819 | 1005.631 | 404.2819 | 1005.631
2340 | 376.0793 | 1001.6958 | 376.0793 | 1001.6958
2341 | 361.3806 | 1007.8703 | 361.3806 | 1007.8703
2342 | 350.7444 | 1014.673 | 350.7444 | 1014.673
2343 | 347.3657 | 1023.3055 | 347.3657 | 1023.3055
2344 | 347.8216 | 1053.1051 | 347.8216 | 1053.1051
2345 | 356.4712 | 1115.1703 | 356.4712 | 1115.1703
2346 | 372.7643 | 1077.2836 | 372.7643 | 1077.2836
2347 | 399.179 | 1048.9862 | 399.179 | 1048.9862
2348 | 439.3306 | 1006.1275 | 439.3306 | 1006.1275
2349 | 470.3538 | 1043.5559 | 470.3538 | 1043.5559
2350 | 489.9567 | 1069.1295 | 489.9567 | 1069.1295
2351 | 526.1334 | 1070.3675 | 526.1334 | 1070.3675
2352 | 515.9924 | 1065.8849 | 515.9924 | 1065.8849
2353 | 490.2567 | 1049.3029 | 490.2567 | 1049.3029
2354 | 480.4178 | 1008.3524 | 480.4178 | 1008.3524
2355 | 486.6403 | 963.5772 | 486.6403 | 963.5772
2356 | 490.7611 | 966.2416 | 490.7611 | 966.2416
2357 | 510.8118 | 1007.0936 | 510.8118 | 1007.0936
2358 | 522.0471 | 1034.9483 | 522.0471 | 1034.9483
2359 | 508.6755 | 1042.4915 | 508.6755 | 1042.4915
2360 | 488.5364 | 1063.0868 | 488.5364 | 1063.0868
2361 | 468.9688 | 1139.608 | 468.9688 | 1139.608
2362 | 442.8194 | 1194.6756 | 442.8194 | 1194.6756
2363 | 412.4709 | 1239.3009 | 412.4709 | 1239.3009
2364 | 383.3561 | 1291.7546 | 383.3561 | 1291.7546
2365 | 368.1199 | 1339.4642 | 368.1199 | 1339.4642
2366 | 356.6458 | 1348.7425 | 356.6458 | 1348.7425
2367 | 353.8195 | 1400.4231 | 353.8195 | 1400.4231
2368 | 354.4378 | 1490.4625 | 354.4378 | 1490.4625
2369 | 362.0482 | 1586.4986 | 362.0482 | 1586.4986
2370 | 377.1855 | 1623.7052 | 377.1855 | 1623.7052
2371 | 402.4303 | 1635.7053 | 402.4303 | 1635.7053
2372 | 444.7972 | 1613.2016 | 444.7972 | 1613.2016
2373 | 470.6435 | 1629.3122 | 470.6435 | 1629.3122
2374 | 493.128 | 1622.0153 | 493.128 | 1622.0153
2375 | 523.6907 | 1519.8279 | 523.6907 | 1519.8279
2376 | 516.4986 | 1398.8542 | 516.4986 | 1398.8542
2377 | 492.6679 | 1247.214 | 492.6679 | 1247.214
2378 | 489.9005 | 1127.8692 | 489.9005 | 1127.8692
2379 | 492.3531 | 1038.8082 | 492.3531 | 1038.8082
2380 | 498.4521 | 1001.1752 | 498.4521 | 1001.1752
2381 | 512.4124 | 989.3517 | 512.4124 | 989.3517
2382 | 523.2802 | 982.1354 | 523.2802 | 982.1354
2383 | 507.0101 | 995.5925 | 507.0101 | 995.5925
2384 | 483.0589 | 1057.8605 | 483.0589 | 1057.8605
2385 | 462.6851 | 1209.7503 | 462.6851 | 1209.7503
2386 | 440.097 | 1311.3042 | 440.097 | 1311.3042
2387 | 411.9969 | 1420.708 | 411.9969 | 1420.708
2388 | 389.4684 | 1538.2151 | 389.4684 | 1538.2151
2389 | 373.1993 | 1625.5345 | 373.1993 | 1625.5345
2390 | 362.2694 | 1685.4252 | 362.2694 | 1685.4252
2391 | 357.532 | 1729.954 | 357.532 | 1729.954
2392 | 357.7765 | 1790.9738 | 357.7765 | 1790.9738
2393 | 366.668 | 1878.8954 | 366.668 | 1878.8954
2394 | 380.1945 | 1912.8012 | 380.1945 | 1912.8012
2395 | 392.669 | 1931.1278 | 392.669 | 1931.1278
2396 | 425.0416 | 1935.8558 | 425.0416 | 1935.8558
2397 | 453.894 | 1938.3506 | 453.894 | 1938.3506
2398 | 477.5294 | 1910.2861 | 477.5294 | 1910.2861
2399 | 509.4711 | 1776.8785 | 509.4711 | 1776.8785
2400 | 504.0687 | 1643.1142 | 504.0687 | 1643.1142
2401 | 482.505 | 1457.3656 | 482.505 | 1457.3656
2402 | 479.0713 | 1309.5513 | 479.0713 | 1309.5513
2403 | 480.3289 | 1224.7538 | 480.3289 | 1224.7538
2404 | 485.3356 | 1167.1785 | 485.3356 | 1167.1785
2405 | 496.3131 | 1112.4445 | 496.3131 | 1112.4445
2406 | 514.2694 | 1073.7329 | 514.2694 | 1073.7329
2407 | 500.9287 | 1070.6859 | 500.9287 | 1070.6859
2408 | 477.3156 | 1121.6762 | 477.3156 | 1121.6762
2409 | 458.0986 | 1259.9501 | 458.0986 | 1259.9501
2410 | 439.5727 | 1311.4418 | 439.5727 | 1311.4418
2411 | 413.443 | 1332.2738 | 413.443 | 1332.2738
2412 | 389.4865 | 1349.7938 | 389.4865 | 1349.7938
2413 | 370.6678 | 1362.9825 | 370.6678 | 1362.9825
2414 | 363.1674 | 1363.1835 | 363.1674 | 1363.1835
2415 | 358.2126 | 1354.3493 | 358.2126 | 1354.3493
2416 | 358.6056 | 1375.2092 | 358.6056 | 1375.2092
2417 | 365.2014 | 1446.6267 | 365.2014 | 1446.6267
2418 | 375.7106 | 1472.0055 | 375.7106 | 1472.0055
2419 | 388.19 | 1485.7935 | 388.19 | 1485.7935
2420 | 410.9838 | 1481.7193 | 410.9838 | 1481.7193
2421 | 438.1486 | 1482.7012 | 438.1486 | 1482.7012
2422 | 462.7366 | 1489.7078 | 462.7366 | 1489.7078
2423 | 495.8678 | 1437.0325 | 495.8678 | 1437.0325
2424 | 491.0533 | 1359.382 | 491.0533 | 1359.382
2425 | 471.3381 | 1217.9193 | 471.3381 | 1217.9193
2426 | 466.7596 | 1095.8239 | 466.7596 | 1095.8239
2427 | 469.6103 | 1052.1489 | 469.6103 | 1052.1489
2428 | 472.3704 | 1060.5898 | 472.3704 | 1060.5898
2429 | 487.1183 | 1087.4133 | 487.1183 | 1087.4133
2430 | 501.7034 | 1120.0817 | 501.7034 | 1120.0817
2431 | 493.4807 | 1160.2204 | 493.4807 | 1160.2204
2432 | 470.2967 | 1224.689 | 470.2967 | 1224.689
2433 | 450.3171 | 1292.9582 | 450.3171 | 1292.9582
2434 | 431.7635 | 1300.0265 | 431.7635 | 1300.0265
2435 | 408.3051 | 1296.9276 | 408.3051 | 1296.9276
2436 | 386.6544 | 1310.0466 | 386.6544 | 1310.0466
2437 | 371.6813 | 1331.4873 | 371.6813 | 1331.4873
2438 | 360.9875 | 1355.2066 | 360.9875 | 1355.2066
2439 | 356.9909 | 1383.3689 | 356.9909 | 1383.3689
2440 | 357.4143 | 1428.2972 | 357.4143 | 1428.2972
2441 | 363.1947 | 1514.0183 | 363.1947 | 1514.0183
2442 | 373.5113 | 1548.0617 | 373.5113 | 1548.0617
2443 | 382.1113 | 1564.3252 | 382.1113 | 1564.3252
2444 | 399.8064 | 1567.8154 | 399.8064 | 1567.8154
2445 | 424.4316 | 1578.9748 | 424.4316 | 1578.9748
2446 | 448.5891 | 1553.1109 | 448.5891 | 1553.1109
2447 | 484.081 | 1501.1233 | 484.081 | 1501.1233
2448 | 480.0428 | 1432.6875 | 480.0428 | 1432.6875
2449 | 465.557 | 1362.8799 | 465.557 | 1362.8799
2450 | 461.0259 | 1329.9063 | 461.0259 | 1329.9063
2451 | 461.8149 | 1312.3628 | 461.8149 | 1312.3628
2452 | 472.2952 | 1319.2908 | 472.2952 | 1319.2908
2453 | 486.9561 | 1328.51 | 486.9561 | 1328.51
2454 | 495.4255 | 1327.3451 | 495.4255 | 1327.3451
2455 | 483.4544 | 1335.4385 | 483.4544 | 1335.4385
2456 | 470.9973 | 1349.4321 | 470.9973 | 1349.4321
2457 | 451.0125 | 1352.0977 | 451.0125 | 1352.0977
2458 | 430.2121 | 1305.5278 | 430.2121 | 1305.5278
2459 | 405.2709 | 1219.0835 | 405.2709 | 1219.0835
2460 | 382.27 | 1142.2554 | 382.27 | 1142.2554
2461 | 367.3575 | 1107.7198 | 367.3575 | 1107.7198
2462 | 356.2436 | 1110.2589 | 356.2436 | 1110.2589
2463 | 350.8014 | 1098.674 | 350.8014 | 1098.674
2464 | 352.0253 | 1107.0183 | 352.0253 | 1107.0183
2465 | 357.7711 | 1183.5246 | 357.7711 | 1183.5246
2466 | 372.0443 | 1216.1927 | 372.0443 | 1216.1927
2467 | 388.1539 | 1234.1067 | 388.1539 | 1234.1067
2468 | 411.2335 | 1244.336 | 411.2335 | 1244.336
2469 | 435.9846 | 1239.1289 | 435.9846 | 1239.1289
2470 | 456.6762 | 1204.3252 | 456.6762 | 1204.3252
2471 | 492.4353 | 1139.6845 | 492.4353 | 1139.6845
2472 | 483.0878 | 1111.9587 | 483.0878 | 1111.9587
2473 | 466.6755 | 1073.5089 | 466.6755 | 1073.5089
2474 | 464.4289 | 1011.9283 | 464.4289 | 1011.9283
2475 | 471.7586 | 973.8922 | 471.7586 | 973.8922
2476 | 479.9883 | 969.5424 | 479.9883 | 969.5424
2477 | 496.0136 | 957.0313 | 496.0136 | 957.0313
2478 | 505.2413 | 926.7093 | 505.2413 | 926.7093
2479 | 489.0649 | 917.7484 | 489.0649 | 917.7484
2480 | 470.4352 | 956.6357 | 470.4352 | 956.6357
2481 | 454.0414 | 1053.3744 | 454.0414 | 1053.3744
2482 | 432.063 | 1107.0666 | 432.063 | 1107.0666
2483 | 404.0828 | 1139.4514 | 404.0828 | 1139.4514
2484 | 380.0132 | 1168.6618 | 380.0132 | 1168.6618
2485 | 366.3121 | 1170.7103 | 366.3121 | 1170.7103
2486 | 355.8688 | 1133.0895 | 355.8688 | 1133.0895
2487 | 350.4122 | 1128.3813 | 350.4122 | 1128.3813
2488 | 352.5184 | 1201.6416 | 352.5184 | 1201.6416
2489 | 360.4272 | 1337.2874 | 360.4272 | 1337.2874
2490 | 376.4971 | 1417.267 | 376.4971 | 1417.267
2491 | 398.9313 | 1485.5184 | 398.9313 | 1485.5184
2492 | 435.6443 | 1538.6583 | 435.6443 | 1538.6583
2493 | 459.4685 | 1588.7397 | 459.4685 | 1588.7397
2494 | 489.4963 | 1622.5654 | 489.4963 | 1622.5654
2495 | 527.6355 | 1574.5663 | 527.6355 | 1574.5663
2496 | 516.7794 | 1477.7986 | 516.7794 | 1477.7986
2497 | 495.7921 | 1338.5365 | 495.7921 | 1338.5365
2498 | 489.274 | 1219.8793 | 489.274 | 1219.8793
2499 | 496.3932 | 1106.0622 | 496.3932 | 1106.0622
2500 | 503.6008 | 1057.5641 | 503.6008 | 1057.5641
2501 | 520.5905 | 1052.4797 | 520.5905 | 1052.4797
2502 | 522.8166 | 1050.0771 | 522.8166 | 1050.0771
2503 | 506.5313 | 1067.1101 | 506.5313 | 1067.1101
2504 | 484.964 | 1126.2148 | 484.964 | 1126.2148
2505 | 467.2488 | 1180.4556 | 467.2488 | 1180.4556
2506 | 442.7724 | 1192.475 | 442.7724 | 1192.475
2507 | 409.8151 | 1207.3931 | 409.8151 | 1207.3931
2508 | 383.8825 | 1246.2309 | 383.8825 | 1246.2309
2509 | 365.0088 | 1287.8891 | 365.0088 | 1287.8891
2510 | 354.4706 | 1328.6626 | 354.4706 | 1328.6626
2511 | 351.1073 | 1359.163 | 351.1073 | 1359.163
2512 | 355.3493 | 1403.5411 | 355.3493 | 1403.5411
2513 | 362.4106 | 1482.3855 | 362.4106 | 1482.3855
2514 | 377.6189 | 1502.6755 | 377.6189 | 1502.6755
2515 | 409.029 | 1504.6356 | 409.029 | 1504.6356
2516 | 450.8235 | 1494.0973 | 450.8235 | 1494.0973
2517 | 481.3826 | 1488.4776 | 481.3826 | 1488.4776
2518 | 503.7418 | 1485.8569 | 503.7418 | 1485.8569
2519 | 543.3319 | 1472.6538 | 543.3319 | 1472.6538
2520 | 533.3482 | 1441.3521 | 533.3482 | 1441.3521
2521 | 504.7534 | 1397.5385 | 504.7534 | 1397.5385
2522 | 505.3954 | 1359.4761 | 505.3954 | 1359.4761
2523 | 506.1195 | 1324.3283 | 506.1195 | 1324.3283
2524 | 507.3127 | 1314.3396 | 507.3127 | 1314.3396
2525 | 532.8497 | 1305.817 | 532.8497 | 1305.817
2526 | 547.1372 | 1284.8472 | 547.1372 | 1284.8472
2527 | 529.2594 | 1270.6601 | 529.2594 | 1270.6601
2528 | 502.0824 | 1260.1727 | 502.0824 | 1260.1727
2529 | 481.1042 | 1249.4975 | 481.1042 | 1249.4975
2530 | 455.5111 | 1220.2569 | 455.5111 | 1220.2569
2531 | 424.9412 | 1195.4277 | 424.9412 | 1195.4277
2532 | 395.1754 | 1173.4755 | 395.1754 | 1173.4755
2533 | 376.2591 | 1140.5904 | 376.2591 | 1140.5904
2534 | 366.6258 | 1121.3992 | 366.6258 | 1121.3992
2535 | 361.5817 | 1109.6767 | 361.5817 | 1109.6767
2536 | 362.9293 | 1126.4106 | 362.9293 | 1126.4106
2537 | 370.3892 | 1190.1262 | 370.3892 | 1190.1262
2538 | 386.7889 | 1217.568 | 386.7889 | 1217.568
2539 | 416.332 | 1236.3072 | 416.332 | 1236.3072
2540 | 454.5668 | 1232.3705 | 454.5668 | 1232.3705
2541 | 484.3784 | 1264.5726 | 484.3784 | 1264.5726
2542 | 506.5516 | 1308.8509 | 506.5516 | 1308.8509
2543 | 549.8787 | 1276.6681 | 549.8787 | 1276.6681
2544 | 532.8974 | 1247.7046 | 532.8974 | 1247.7046
2545 | 506.6913 | 1173.0833 | 506.6913 | 1173.0833
2546 | 499.9408 | 1087.5718 | 499.9408 | 1087.5718
2547 | 502.6789 | 1012.6767 | 502.6789 | 1012.6767
2548 | 506.8584 | 985.0838 | 506.8584 | 985.0838
2549 | 532.1964 | 985.0882 | 532.1964 | 985.0882
2550 | 546.3136 | 988.3244 | 546.3136 | 988.3244
2551 | 523.421 | 1009.7585 | 523.421 | 1009.7585
2552 | 502.5273 | 1080.6911 | 502.5273 | 1080.6911
2553 | 480.3553 | 1217.0396 | 480.3553 | 1217.0396
2554 | 455.8374 | 1277.8835 | 455.8374 | 1277.8835
2555 | 423.8077 | 1345.8896 | 423.8077 | 1345.8896
2556 | 397.0285 | 1426.9503 | 397.0285 | 1426.9503
2557 | 378.7821 | 1504.2297 | 378.7821 | 1504.2297
2558 | 368.4737 | 1570.4469 | 368.4737 | 1570.4469
2559 | 362.5802 | 1634.5056 | 362.5802 | 1634.5056
2560 | 364.6172 | 1707.0782 | 364.6172 | 1707.0782
2561 | 368.9262 | 1810.5411 | 368.9262 | 1810.5411
2562 | 387.5161 | 1871.6786 | 387.5161 | 1871.6786
2563 | 412.3711 | 1896.1942 | 412.3711 | 1896.1942
2564 | 442.1144 | 1882.0801 | 442.1144 | 1882.0801
2565 | 474.1294 | 1864.495 | 474.1294 | 1864.495
2566 | 496.0368 | 1810.4366 | 496.0368 | 1810.4366
2567 | 532.2641 | 1685.5561 | 532.2641 | 1685.5561
2568 | 521.9687 | 1583.1494 | 521.9687 | 1583.1494
2569 | 492.3795 | 1460.9415 | 492.3795 | 1460.9415
2570 | 488.6993 | 1335.8203 | 488.6993 | 1335.8203
2571 | 486.8973 | 1273.5783 | 486.8973 | 1273.5783
2572 | 500.7268 | 1261.5267 | 500.7268 | 1261.5267
2573 | 527.0658 | 1247.7777 | 527.0658 | 1247.7777
2574 | 540.9543 | 1254.3147 | 540.9543 | 1254.3147
2575 | 518.4724 | 1276.4365 | 518.4724 | 1276.4365
2576 | 492.111 | 1291.668 | 492.111 | 1291.668
2577 | 473.7091 | 1311.1127 | 473.7091 | 1311.1127
2578 | 450.5402 | 1335.7852 | 450.5402 | 1335.7852
2579 | 424.8663 | 1349.3279 | 424.8663 | 1349.3279
2580 | 397.0579 | 1345.8053 | 397.0579 | 1345.8053
2581 | 381.1851 | 1278.5368 | 381.1851 | 1278.5368
2582 | 368.0191 | 1168.0231 | 368.0191 | 1168.0231
2583 | 362.9923 | 1062.09 | 362.9923 | 1062.09
2584 | 362.6611 | 1026.4235 | 362.6611 | 1026.4235
2585 | 370.3722 | 1072.2598 | 370.3722 | 1072.2598
2586 | 382.3725 | 1107.4035 | 382.3725 | 1107.4035
2587 | 401.9174 | 1146.085 | 401.9174 | 1146.085
2588 | 426.7905 | 1161.4031 | 426.7905 | 1161.4031
2589 | 451.9325 | 1166.511 | 451.9325 | 1166.511
2590 | 472.8793 | 1150.6871 | 472.8793 | 1150.6871
2591 | 505.6555 | 1087.6967 | 505.6555 | 1087.6967
2592 | 498.2027 | 1054.8822 | 498.2027 | 1054.8822
2593 | 478.9731 | 1043.2514 | 478.9731 | 1043.2514
2594 | 475.4679 | 1026.3693 | 475.4679 | 1026.3693
2595 | 475.8696 | 981.319 | 475.8696 | 981.319
2596 | 484.4965 | 951.388 | 484.4965 | 951.388
2597 | 505.405 | 936.6763 | 505.405 | 936.6763
2598 | 518.6542 | 948.8522 | 518.6542 | 948.8522
2599 | 503.5379 | 992.0166 | 503.5379 | 992.0166
2600 | 484.3295 | 1037.9181 | 484.3295 | 1037.9181
2601 | 466.0934 | 1086.7951 | 466.0934 | 1086.7951
2602 | 445.4974 | 1112.2929 | 445.4974 | 1112.2929
2603 | 416.8287 | 1122.6723 | 416.8287 | 1122.6723
2604 | 395.7525 | 1142.668 | 395.7525 | 1142.668
2605 | 377.2086 | 1157.9196 | 377.2086 | 1157.9196
2606 | 367.2355 | 1162.5218 | 367.2355 | 1162.5218
2607 | 363.5488 | 1180.6441 | 363.5488 | 1180.6441
2608 | 365.7236 | 1208.9309 | 365.7236 | 1208.9309
2609 | 370.0366 | 1267.4202 | 370.0366 | 1267.4202
2610 | 381.0054 | 1272.3064 | 381.0054 | 1272.3064
2611 | 402.907 | 1264.7767 | 402.907 | 1264.7767
2612 | 426.2352 | 1248.1869 | 426.2352 | 1248.1869
2613 | 448.7416 | 1238.1661 | 448.7416 | 1238.1661
2614 | 471.8111 | 1226.7432 | 471.8111 | 1226.7432
2615 | 506.9666 | 1202.3999 | 506.9666 | 1202.3999
2616 | 499.7134 | 1179.4878 | 499.7134 | 1179.4878
2617 | 483.3231 | 1150.9404 | 483.3231 | 1150.9404
2618 | 477.4141 | 1113.4282 | 477.4141 | 1113.4282
2619 | 478.1871 | 1078.6929 | 478.1871 | 1078.6929
2620 | 493.6583 | 1102.125 | 493.6583 | 1102.125
2621 | 523.3828 | 1114.0949 | 523.3828 | 1114.0949
2622 | 529.6715 | 1107.016 | 529.6715 | 1107.016
2623 | 506.5925 | 1111.9461 | 506.5925 | 1111.9461
2624 | 487.2076 | 1159.6355 | 487.2076 | 1159.6355
2625 | 468.2661 | 1244.6838 | 468.2661 | 1244.6838
2626 | 446.3175 | 1288.6112 | 446.3175 | 1288.6112
2627 | 416.1628 | 1326.4973 | 416.1628 | 1326.4973
2628 | 393.0535 | 1389.8162 | 393.0535 | 1389.8162
2629 | 374.3309 | 1444.9526 | 374.3309 | 1444.9526
2630 | 363.8855 | 1473.7607 | 363.8855 | 1473.7607
2631 | 359.1326 | 1476.3417 | 359.1326 | 1476.3417
2632 | 360.1101 | 1482.0729 | 360.1101 | 1482.0729
2633 | 364.2062 | 1518.832 | 364.2062 | 1518.832
2634 | 378.9397 | 1523.7182 | 378.9397 | 1523.7182
2635 | 407.9546 | 1544.6579 | 407.9546 | 1544.6579
2636 | 435.0266 | 1563.4143 | 435.0266 | 1563.4143
2637 | 454.4729 | 1566.4593 | 454.4729 | 1566.4593
2638 | 476.3443 | 1587.9069 | 476.3443 | 1587.9069
2639 | 517.9826 | 1550.3604 | 517.9826 | 1550.3604
2640 | 506.062 | 1507.3683 | 506.062 | 1507.3683
2641 | 485.6366 | 1446.3629 | 485.6366 | 1446.3629
2642 | 480.1312 | 1386.7078 | 480.1312 | 1386.7078
2643 | 483.2004 | 1330.1047 | 483.2004 | 1330.1047
2644 | 496.8898 | 1303.612 | 496.8898 | 1303.612
2645 | 522.2564 | 1296.7397 | 522.2564 | 1296.7397
2646 | 537.0644 | 1303.6893 | 537.0644 | 1303.6893
2647 | 511.7362 | 1340.2521 | 511.7362 | 1340.2521
2648 | 490.2206 | 1405.4084 | 490.2206 | 1405.4084
2649 | 474.359 | 1502.9723 | 474.359 | 1502.9723
2650 | 450.83 | 1547.3122 | 450.83 | 1547.3122
2651 | 421.331 | 1559.342 | 421.331 | 1559.342
2652 | 390.2129 | 1567.0972 | 390.2129 | 1567.0972
2653 | 373.7365 | 1572.584 | 373.7365 | 1572.584
2654 | 363.9908 | 1574.2979 | 363.9908 | 1574.2979
2655 | 359.2994 | 1581.1425 | 359.2994 | 1581.1425
2656 | 360.8631 | 1610.2544 | 360.8631 | 1610.2544
2657 | 368.1843 | 1686.6232 | 368.1843 | 1686.6232
2658 | 386.8465 | 1725.4802 | 386.8465 | 1725.4802
2659 | 421.1076 | 1760.1733 | 421.1076 | 1760.1733
2660 | 456.6585 | 1772.4657 | 456.6585 | 1772.4657
2661 | 480.8919 | 1788.5763 | 480.8919 | 1788.5763
2662 | 500.7232 | 1798.0585 | 500.7232 | 1798.0585
2663 | 537.8293 | 1695.4585 | 537.8293 | 1695.4585
2664 | 528.1622 | 1590.5763 | 528.1622 | 1590.5763
2665 | 501.4829 | 1485.0099 | 501.4829 | 1485.0099
2666 | 490.4643 | 1379.9686 | 490.4643 | 1379.9686
2667 | 503.1799 | 1279.9049 | 503.1799 | 1279.9049
2668 | 512.4695 | 1216.9657 | 512.4695 | 1216.9657
2669 | 540.746 | 1191.8015 | 540.746 | 1191.8015
2670 | 546.1009 | 1176.8832 | 546.1009 | 1176.8832
2671 | 518.3234 | 1179.8878 | 518.3234 | 1179.8878
2672 | 494.6402 | 1226.6145 | 494.6402 | 1226.6145
2673 | 473.7875 | 1317.0266 | 473.7875 | 1317.0266
2674 | 448.7326 | 1361.7791 | 448.7326 | 1361.7791
2675 | 417.7794 | 1422.6335 | 417.7794 | 1422.6335
2676 | 390.8282 | 1492.5539 | 390.8282 | 1492.5539
2677 | 373.1719 | 1576.5725 | 373.1719 | 1576.5725
2678 | 365.07 | 1634.9503 | 365.07 | 1634.9503
2679 | 359.9388 | 1680.1668 | 359.9388 | 1680.1668
2680 | 360.1214 | 1726.608 | 360.1214 | 1726.608
2681 | 369.4962 | 1814.6671 | 369.4962 | 1814.6671
2682 | 384.0499 | 1854.762 | 384.0499 | 1854.762
2683 | 418.3814 | 1888.0798 | 418.3814 | 1888.0798
2684 | 458.0248 | 1899.2718 | 458.0248 | 1899.2718
2685 | 483.1388 | 1911.8066 | 483.1388 | 1911.8066
2686 | 508.0059 | 1941.7813 | 508.0059 | 1941.7813
2687 | 540.2642 | 1863.5248 | 540.2642 | 1863.5248
2688 | 526.4626 | 1784.2238 | 526.4626 | 1784.2238
2689 | 502.7798 | 1675.9068 | 502.7798 | 1675.9068
2690 | 499.012 | 1567.5647 | 499.012 | 1567.5647
2691 | 501.4646 | 1473.5524 | 501.4646 | 1473.5524
2692 | 507.521 | 1423.954 | 507.521 | 1423.954
2693 | 533.1942 | 1384.0737 | 533.1942 | 1384.0737
2694 | 546.7635 | 1350.5884 | 546.7635 | 1350.5884
2695 | 518.4436 | 1338.4642 | 518.4436 | 1338.4642
2696 | 494.4523 | 1377.7641 | 494.4523 | 1377.7641
2697 | 471.3161 | 1469.8266 | 471.3161 | 1469.8266
2698 | 444.9498 | 1522.1435 | 444.9498 | 1522.1435
2699 | 415.7625 | 1570.3447 | 415.7625 | 1570.3447
2700 | 387.6627 | 1651.5429 | 387.6627 | 1651.5429
2701 | 372.3134 | 1738.4497 | 372.3134 | 1738.4497
2702 | 360.4064 | 1790.776 | 360.4064 | 1790.776
2703 | 357.2933 | 1811.6491 | 357.2933 | 1811.6491
2704 | 361.3661 | 1831.1337 | 361.3661 | 1831.1337
2705 | 366.3485 | 1875.182 | 366.3485 | 1875.182
2706 | 383.6283 | 1864.3893 | 383.6283 | 1864.3893
2707 | 419.1486 | 1833.2038 | 419.1486 | 1833.2038
2708 | 457.0612 | 1787.8695 | 457.0612 | 1787.8695
2709 | 487.952 | 1757.7687 | 487.952 | 1757.7687
2710 | 511.2696 | 1738.6439 | 511.2696 | 1738.6439
2711 | 544.1518 | 1707.9741 | 544.1518 | 1707.9741
2712 | 532.7869 | 1667.5952 | 532.7869 | 1667.5952
2713 | 503.1471 | 1616.0796 | 503.1471 | 1616.0796
2714 | 497.1296 | 1580.6304 | 497.1296 | 1580.6304
2715 | 506.2411 | 1536.2678 | 506.2411 | 1536.2678
2716 | 513.8349 | 1502.0732 | 513.8349 | 1502.0732
2717 | 537.525 | 1482.4103 | 537.525 | 1482.4103
2718 | 548.9418 | 1447.1371 | 548.9418 | 1447.1371
2719 | 527.1028 | 1431.9872 | 527.1028 | 1431.9872
2720 | 502.1911 | 1443.9178 | 502.1911 | 1443.9178
2721 | 480.031 | 1458.4113 | 480.031 | 1458.4113
2722 | 456.1579 | 1438.798 | 456.1579 | 1438.798
2723 | 428.8241 | 1426.2093 | 428.8241 | 1426.2093
2724 | 402.4469 | 1425.1623 | 402.4469 | 1425.1623
2725 | 385.9046 | 1412.3571 | 385.9046 | 1412.3571
2726 | 378.5879 | 1395.779 | 378.5879 | 1395.779
2727 | 370.7919 | 1379.793 | 370.7919 | 1379.793
2728 | 374.4298 | 1380.9856 | 374.4298 | 1380.9856
2729 | 379.7223 | 1417.057 | 379.7223 | 1417.057
2730 | 397.5592 | 1410.5279 | 397.5592 | 1410.5279
2731 | 422.881 | 1390.7576 | 422.881 | 1390.7576
2732 | 450.1714 | 1373.7553 | 450.1714 | 1373.7553
2733 | 480.1781 | 1349.706 | 480.1781 | 1349.706
2734 | 500.0639 | 1316.0027 | 500.0639 | 1316.0027
2735 | 528.3806 | 1257.0008 | 528.3806 | 1257.0008
2736 | 525.7127 | 1205.7568 | 525.7127 | 1205.7568
2737 | 497.0051 | 1177.897 | 497.0051 | 1177.897
2738 | 492.3375 | 1180.9573 | 492.3375 | 1180.9573
2739 | 501.5839 | 1199.035 | 501.5839 | 1199.035
2740 | 508.3859 | 1213.3898 | 508.3859 | 1213.3898
2741 | 531.1729 | 1198.5406 | 531.1729 | 1198.5406
2742 | 535.207 | 1166.1556 | 535.207 | 1166.1556
2743 | 511.2693 | 1162.9711 | 511.2693 | 1162.9711
2744 | 494.0145 | 1246.1443 | 494.0145 | 1246.1443
2745 | 474.074 | 1362.9629 | 474.074 | 1362.9629
2746 | 453.9805 | 1385.71 | 453.9805 | 1385.71
2747 | 428.8119 | 1371.746 | 428.8119 | 1371.746
2748 | 403.0353 | 1345.3927 | 403.0353 | 1345.3927
2749 | 385.5972 | 1339.1892 | 385.5972 | 1339.1892
2750 | 376.2572 | 1344.3414 | 376.2572 | 1344.3414
2751 | 371.495 | 1355.4495 | 371.495 | 1355.4495
2752 | 371.7782 | 1389.3752 | 371.7782 | 1389.3752
2753 | 379.0399 | 1464.9187 | 379.0399 | 1464.9187
2754 | 394.4859 | 1484.5211 | 394.4859 | 1484.5211
2755 | 414.1949 | 1477.954 | 414.1949 | 1477.954
2756 | 434.6732 | 1453.3873 | 434.6732 | 1453.3873
2757 | 459.1947 | 1429.8882 | 459.1947 | 1429.8882
2758 | 482.9683 | 1407.1875 | 482.9683 | 1407.1875
2759 | 508.8149 | 1355.3375 | 508.8149 | 1355.3375
2760 | 504.5147 | 1298.7296 | 504.5147 | 1298.7296
2761 | 483.6485 | 1263.3055 | 483.6485 | 1263.3055
2762 | 485.8537 | 1232.1198 | 485.8537 | 1232.1198
2763 | 486.8359 | 1199.1725 | 486.8359 | 1199.1725
2764 | 501.6356 | 1209.5389 | 501.6356 | 1209.5389
2765 | 530.0994 | 1234.8495 | 530.0994 | 1234.8495
2766 | 528.1007 | 1261.0539 | 528.1007 | 1261.0539
2767 | 504.4175 | 1293.6282 | 504.4175 | 1293.6282
2768 | 486.6366 | 1360.0222 | 486.6366 | 1360.0222
2769 | 469.1121 | 1444.5204 | 469.1121 | 1444.5204
2770 | 451.2231 | 1485.1469 | 451.2231 | 1485.1469
2771 | 428.5959 | 1509.1422 | 428.5959 | 1509.1422
2772 | 404.3429 | 1527.625 | 404.3429 | 1527.625
2773 | 385.474 | 1549.7534 | 385.474 | 1549.7534
2774 | 376.1186 | 1602.0797 | 376.1186 | 1602.0797
2775 | 370.9187 | 1630.6546 | 370.9187 | 1630.6546
2776 | 372.4902 | 1649.0389 | 372.4902 | 1649.0389
2777 | 378.0406 | 1722.382 | 378.0406 | 1722.382
2778 | 393.1809 | 1753.2621 | 393.1809 | 1753.2621
2779 | 414.3943 | 1773.6517 | 414.3943 | 1773.6517
2780 | 435.8148 | 1781.2678 | 435.8148 | 1781.2678
2781 | 453.9582 | 1800.6793 | 453.9582 | 1800.6793
2782 | 472.3841 | 1819.1012 | 472.3841 | 1819.1012
2783 | 502.0097 | 1761.8873 | 502.0097 | 1761.8873
2784 | 498.2369 | 1714.3567 | 498.2369 | 1714.3567
2785 | 481.2292 | 1704.2388 | 481.2292 | 1704.2388
2786 | 479.7449 | 1689.8322 | 479.7449 | 1689.8322
2787 | 486.256 | 1640.2433 | 486.256 | 1640.2433
2788 | 497.5778 | 1579.0921 | 497.5778 | 1579.0921
2789 | 525.728 | 1537.6989 | 525.728 | 1537.6989
2790 | 533.935 | 1494.7238 | 533.935 | 1494.7238
2791 | 506.9604 | 1455.2304 | 506.9604 | 1455.2304
2792 | 491.3117 | 1475.8257 | 491.3117 | 1475.8257
2793 | 473.9492 | 1543.4072 | 473.9492 | 1543.4072
2794 | 453.141 | 1639.5973 | 453.141 | 1639.5973
2795 | 425.8744 | 1735.6603 | 425.8744 | 1735.6603
2796 | 400.4093 | 1798.0164 | 400.4093 | 1798.0164
2797 | 385.3425 | 1852.6027 | 385.3425 | 1852.6027
2798 | 377.6997 | 1920.0578 | 377.6997 | 1920.0578
2799 | 373.249 | 1982.6036 | 373.249 | 1982.6036
2800 | 374.4626 | 2038.6721 | 374.4626 | 2038.6721
2801 | 381.9705 | 2116.5538 | 381.9705 | 2116.5538
2802 | 395.2474 | 2139.3194 | 395.2474 | 2139.3194
2803 | 418.9848 | 2142.5172 | 418.9848 | 2142.5172
2804 | 449.5641 | 2143.3943 | 449.5641 | 2143.3943
2805 | 470.8001 | 2160.4676 | 470.8001 | 2160.4676
2806 | 485.9064 | 2182.1904 | 485.9064 | 2182.1904
2807 | 513.7196 | 2118.925 | 513.7196 | 2118.925
2808 | 505.1021 | 1992.725 | 505.1021 | 1992.725
2809 | 481.3773 | 1883.5828 | 481.3773 | 1883.5828
2810 | 479.4334 | 1790.507 | 479.4334 | 1790.507
2811 | 486.9648 | 1690.9933 | 486.9648 | 1690.9933
2812 | 503.58 | 1622.5528 | 503.58 | 1622.5528
2813 | 531.5001 | 1586.3859 | 531.5001 | 1586.3859
2814 | 536.945 | 1560.4649 | 536.945 | 1560.4649
2815 | 510.6457 | 1575.2974 | 510.6457 | 1575.2974
2816 | 494.7732 | 1659.0207 | 494.7732 | 1659.0207
2817 | 475.0086 | 1776.2519 | 475.0086 | 1776.2519
2818 | 450.3477 | 1839.9841 | 450.3477 | 1839.9841
2819 | 418.7741 | 1891.4861 | 418.7741 | 1891.4861
2820 | 393.5353 | 1943.1145 | 393.5353 | 1943.1145
2821 | 380.0584 | 1987.2483 | 380.0584 | 1987.2483
2822 | 372.7077 | 2037.099 | 372.7077 | 2037.099
2823 | 368.5173 | 2077.3643 | 368.5173 | 2077.3643
2824 | 374.1704 | 2119.9546 | 374.1704 | 2119.9546
2825 | 381.4619 | 2199.2116 | 381.4619 | 2199.2116
2826 | 402.9204 | 2222.9399 | 402.9204 | 2222.9399
2827 | 438.4422 | 2237.4155 | 438.4422 | 2237.4155
2828 | 476.7258 | 2228.2526 | 476.7258 | 2228.2526
2829 | 504.3271 | 2223.8707 | 504.3271 | 2223.8707
2830 | 520.8054 | 2221.3875 | 520.8054 | 2221.3875
2831 | 550.0474 | 2150.6953 | 550.0474 | 2150.6953
2832 | 533.9901 | 2052.8273 | 533.9901 | 2052.8273
2833 | 502.9127 | 1911.3646 | 502.9127 | 1911.3646
2834 | 502.7876 | 1771.1147 | 502.7876 | 1771.1147
2835 | 512.457 | 1632.1289 | 512.457 | 1632.1289
2836 | 524.3245 | 1526.9668 | 524.3245 | 1526.9668
2837 | 551.7259 | 1437.2992 | 551.7259 | 1437.2992
2838 | 556.7259 | 1366.9549 | 556.7259 | 1366.9549
2839 | 533.8809 | 1348.9168 | 533.8809 | 1348.9168
2840 | 509.5179 | 1450.5195 | 509.5179 | 1450.5195
2841 | 486.8619 | 1567.063 | 486.8619 | 1567.063
2842 | 462.9449 | 1641.2478 | 462.9449 | 1641.2478
2843 | 430.9504 | 1720.2565 | 430.9504 | 1720.2565
2844 | 399.6025 | 1805.8558 | 399.6025 | 1805.8558
2845 | 384.7524 | 1872.5451 | 384.7524 | 1872.5451
2846 | 375.8219 | 1918.82 | 375.8219 | 1918.82
2847 | 373.5584 | 1963.899 | 373.5584 | 1963.899
2848 | 377.5258 | 2034.271 | 377.5258 | 2034.271
2849 | 386.2616 | 2126.4562 | 386.2616 | 2126.4562
2850 | 405.1953 | 2153.0727 | 405.1953 | 2153.0727
2851 | 443.0236 | 2177.1757 | 443.0236 | 2177.1757
2852 | 480.1592 | 2187.5426 | 480.1592 | 2187.5426
2853 | 503.1462 | 2189.7623 | 503.1462 | 2189.7623
2854 | 523.9379 | 2184.666 | 523.9379 | 2184.666
2855 | 553.4943 | 2120.7129 | 553.4943 | 2120.7129
2856 | 536.9283 | 2020.6444 | 536.9283 | 2020.6444
2857 | 513.904 | 1869.6919 | 513.904 | 1869.6919
2858 | 513.0842 | 1688.1818 | 513.0842 | 1688.1818
2859 | 520.1266 | 1512.4745 | 520.1266 | 1512.4745
2860 | 532.6549 | 1390.9459 | 532.6549 | 1390.9459
2861 | 559.0476 | 1316.8197 | 559.0476 | 1316.8197
2862 | 569.0089 | 1280.1711 | 569.0089 | 1280.1711
2863 | 543.3641 | 1286.7515 | 543.3641 | 1286.7515
2864 | 517.6731 | 1408.4341 | 517.6731 | 1408.4341
2865 | 494.8608 | 1524.1525 | 494.8608 | 1524.1525
2866 | 473.2506 | 1590.7729 | 473.2506 | 1590.7729
2867 | 439.4595 | 1665.1055 | 439.4595 | 1665.1055
2868 | 410.4955 | 1751.3924 | 410.4955 | 1751.3924
2869 | 396.5422 | 1809.5547 | 396.5422 | 1809.5547
2870 | 384.9262 | 1849.2279 | 384.9262 | 1849.2279
2871 | 382.1104 | 1882.0664 | 382.1104 | 1882.0664
2872 | 387.3551 | 1931.8084 | 387.3551 | 1931.8084
2873 | 391.1621 | 2018.0796 | 391.1621 | 2018.0796
2874 | 414.9674 | 2036.169 | 414.9674 | 2036.169
2875 | 450.9263 | 2022.3127 | 450.9263 | 2022.3127
2876 | 494.7012 | 1995.5455 | 494.7012 | 1995.5455
2877 | 509.2622 | 1985.1121 | 509.2622 | 1985.1121
2878 | 530.2101 | 1984.8294 | 530.2101 | 1984.8294
2879 | 557.7128 | 1942.3316 | 557.7128 | 1942.3316
2880 | 542.287 | 1859.4548 | 542.287 | 1859.4548
2881 | 515.8913 | 1724.7313 | 515.8913 | 1724.7313
2882 | 514.5723 | 1641.5579 | 514.5723 | 1641.5579
2883 | 520.2539 | 1579.591 | 520.2539 | 1579.591
2884 | 534.5557 | 1549.2473 | 534.5557 | 1549.2473
2885 | 564.7295 | 1532.6102 | 564.7295 | 1532.6102
2886 | 572.0257 | 1505.5889 | 572.0257 | 1505.5889
2887 | 544.6273 | 1498.9661 | 544.6273 | 1498.9661
2888 | 525.1739 | 1495.3555 | 525.1739 | 1495.3555
2889 | 506.9876 | 1488.5312 | 506.9876 | 1488.5312
2890 | 478.8193 | 1471.256 | 478.8193 | 1471.256
2891 | 448.0151 | 1457.4295 | 448.0151 | 1457.4295
2892 | 414.6919 | 1482.5139 | 414.6919 | 1482.5139
2893 | 395.6925 | 1494.8774 | 395.6925 | 1494.8774
2894 | 385.2764 | 1478.2993 | 385.2764 | 1478.2993
2895 | 382.416 | 1464.5138 | 382.416 | 1464.5138
2896 | 384.0717 | 1471.6204 | 384.0717 | 1471.6204
2897 | 392.1339 | 1524.6084 | 392.1339 | 1524.6084
2898 | 409.0623 | 1550.6748 | 409.0623 | 1550.6748
2899 | 437.2025 | 1577.8036 | 437.2025 | 1577.8036
2900 | 468.129 | 1580.6061 | 468.129 | 1580.6061
2901 | 492.7386 | 1583.651 | 492.7386 | 1583.651
2902 | 509.6837 | 1600.4225 | 509.6837 | 1600.4225
2903 | 540.0377 | 1608.6747 | 540.0377 | 1608.6747
2904 | 525.0671 | 1606.5302 | 525.0671 | 1606.5302
2905 | 496.8041 | 1555.8398 | 496.8041 | 1555.8398
2906 | 491.533 | 1493.0214 | 491.533 | 1493.0214
2907 | 496.7374 | 1446.0457 | 496.7374 | 1446.0457
2908 | 502.7226 | 1391.6336 | 502.7226 | 1391.6336
2909 | 520.6283 | 1359.0425 | 520.6283 | 1359.0425
2910 | 513.477 | 1346.1873 | 513.477 | 1346.1873
2911 | 500.7632 | 1334.4757 | 500.7632 | 1334.4757
2912 | 481.2002 | 1331.0026 | 481.2002 | 1331.0026
2913 | 469.9112 | 1327.2041 | 469.9112 | 1327.2041
2914 | 453.9775 | 1299.4763 | 453.9775 | 1299.4763
2915 | 433.914 | 1282.0739 | 433.914 | 1282.0739
2916 | 420.19 | 1906.5271 | 420.19 | 1906.5271
2917 | 403.5519 | 1842.6404 | 403.5519 | 1842.6404
2918 | 390.5089 | 1716.6345 | 390.5089 | 1716.6345
2919 | 392.9555 | 1595.8245 | 392.9555 | 1595.8245
2920 | 391.9074 | 1491.3258 | 391.9074 | 1491.3258
2921 | 396.4854 | 1470.1371 | 396.4854 | 1470.1371
2922 | 411.3219 | 1505.0465 | 411.3219 | 1505.0465
2923 | 433.1585 | 1536.51 | 433.1585 | 1536.51
2924 | 464.4819 | 1556.7311 | 464.4819 | 1556.7311
2925 | 480.1985 | 1553.6914 | 480.1985 | 1553.6914
2926 | 501.4375 | 1538.2863 | 501.4375 | 1538.2863
2927 | 530.8705 | 1508.0475 | 530.8705 | 1508.0475
2928 | 528.2537 | 1474.2604 | 528.2537 | 1474.2604
2929 | 510.5768 | 1453.9428 | 510.5768 | 1453.9428
2930 | 508.3739 | 1456.3592 | 508.3739 | 1456.3592
2931 | 513.6002 | 1403.8684 | 513.6002 | 1403.8684
2932 | 538.2897 | 1356.6833 | 538.2897 | 1356.6833
2933 | 561.3018 | 1412.6737 | 561.3018 | 1412.6737
2934 | 545.5018 | 1411.7857 | 545.5018 | 1411.7857
2935 | 531.7875 | 1292.0131 | 531.7875 | 1292.0131
2936 | 512.6138 | 1314.8714 | 512.6138 | 1314.8714
2937 | 489.2483 | 1241.4463 | 489.2483 | 1241.4463
2938 | 467.8979 | 1334.0589 | 467.8979 | 1334.0589
2939 | 442.1806 | 1398.1682 | 442.1806 | 1398.1682
2940 | 418.411 | 1521.4667 | 418.411 | 1521.4667
2941 | 400.9321 | 1636.2696 | 400.9321 | 1636.2696
2942 | 391.2906 | 1750.7198 | 391.2906 | 1750.7198
2943 | 388.4259 | 1815.6229 | 388.4259 | 1815.6229
2944 | 390.4209 | 1867.7099 | 390.4209 | 1867.7099
2945 | 401.4512 | 1965.5098 | 401.4512 | 1965.5098
2946 | 416.414 | 2119.6144 | 416.414 | 2119.6144
2947 | 433.0149 | 2218.8353 | 433.0149 | 2218.8353
2948 | 455.5565 | 2280.1653 | 455.5565 | 2280.1653
2949 | 475.9019 | 2335.3804 | 475.9019 | 2335.3804
2950 | 504.6301 | 2396.6156 | 504.6301 | 2396.6156
2951 | 524.7095 | 2402.7343 | 524.7095 | 2402.7343
2952 | 515.6962 | 2370.3934 | 515.6962 | 2370.3934
2953 | 501.5683 | 2387.053 | 501.5683 | 2387.053
2954 | 498.7626 | 2392.3615 | 498.7626 | 2392.3615
2955 | 513.9718 | 2368.7916 | 513.9718 | 2368.7916
2956 | 537.8175 | 2329.2498 | 537.8175 | 2329.2498
2957 | 569.0281 | 2315.0039 | 569.0281 | 2315.0039
2958 | 549.7724 | 2306.4725 | 549.7724 | 2306.4725
2959 | 524.6287 | 2320.149 | 524.6287 | 2320.149
2960 | 504.967 | 2441.5447 | 504.967 | 2441.5447
2961 | 491.9936 | 2584.4063 | 491.9936 | 2584.4063
2962 | 466.967 | 2713.3765 | 466.967 | 2713.3765
2963 | 438.7806 | 2814.05 | 438.7806 | 2814.05
2964 | 413.5733 | 2877.8542 | 413.5733 | 2877.8542
2965 | 395.2978 | 2909.6129 | 395.2978 | 2909.6129
2966 | 389.0351 | 2922.8402 | 389.0351 | 2922.8402
2967 | 386.3739 | 2910.8965 | 386.3739 | 2910.8965
2968 | 386.6287 | 2890.0616 | 386.6287 | 2890.0616
2969 | 398.3064 | 2892.4227 | 398.3064 | 2892.4227
2970 | 410.8688 | 2906.881 | 410.8688 | 2906.881
2971 | 435.0271 | 2877.8173 | 435.0271 | 2877.8173
2972 | 465.89 | 2827.8021 | 465.89 | 2827.8021
2973 | 484.7201 | 2775.3904 | 484.7201 | 2775.3904
2974 | 501.3002 | 2726.3132 | 501.3002 | 2726.3132
2975 | 516.6547 | 2631.4156 | 516.6547 | 2631.4156
2976 | 520.8346 | 2507.7674 | 520.8346 | 2507.7674
2977 | 498.2627 | 2433.3264 | 498.2627 | 2433.3264
2978 | 499.4182 | 2405.3759 | 499.4182 | 2405.3759
2979 | 510.0362 | 2427.253 | 510.0362 | 2427.253
2980 | 547.5442 | 2418.0781 | 547.5442 | 2418.0781
2981 | 569.1302 | 2307.154 | 569.1302 | 2307.154
2982 | 550.6455 | 2120.3463 | 550.6455 | 2120.3463
2983 | 529.0306 | 1979.916 | 529.0306 | 1979.916
2984 | 508.2561 | 2044.7094 | 508.2561 | 2044.7094
2985 | 488.2045 | 2215.2524 | 488.2045 | 2215.2524
2986 | 472.2852 | 2310.3439 | 472.2852 | 2310.3439
2987 | 442.5865 | 2342.0205 | 442.5865 | 2342.0205
2988 | 413.2105 | 2388.4722 | 413.2105 | 2388.4722
2989 | 397.0966 | 2443.1611 | 397.0966 | 2443.1611
2990 | 389.6322 | 2509.2722 | 389.6322 | 2509.2722
2991 | 387.1048 | 2569.2174 | 387.1048 | 2569.2174
2992 | 391.2737 | 2630.8069 | 391.2737 | 2630.8069
2993 | 403.9356 | 2737.2831 | 403.9356 | 2737.2831
2994 | 422.141 | 2842.842 | 422.141 | 2842.842
2995 | 444.3012 | 2885.8739 | 444.3012 | 2885.8739
2996 | 482.529 | 2898.0384 | 482.529 | 2898.0384
2997 | 508.4922 | 2888.3882 | 508.4922 | 2888.3882
2998 | 524.7419 | 2882.0726 | 524.7419 | 2882.0726
2999 | 559.2113 | 2807.0064 | 559.2113 | 2807.0064
3000 | 551.7791 | 2599.4878 | 551.7791 | 2599.4878
3001 | 520.0837 | 2431.2606 | 520.0837 | 2431.2606
3002 | 519.7271 | 2321.7121 | 519.7271 | 2321.7121
3003 | 537.6174 | 2252.6951 | 537.6174 | 2252.6951
3004 | 565.194 | 2197.8666 | 565.194 | 2197.8666
3005 | 588.6005 | 2179.9023 | 588.6005 | 2179.9023
3006 | 578.1118 | 2185.6247 | 578.1118 | 2185.6247
3007 | 548.1147 | 2206.1183 | 548.1147 | 2206.1183
3008 | 527.1963 | 2302.5181 | 527.1963 | 2302.5181
3009 | 508.804 | 2376.3828 | 508.804 | 2376.3828
3010 | 483.5375 | 2443.1732 | 483.5375 | 2443.1732
3011 | 450.3136 | 2499.0194 | 450.3136 | 2499.0194
3012 | 425.9014 | 2558.4855 | 425.9014 | 2558.4855
3013 | 403.6494 | 2639.203 | 403.6494 | 2639.203
3014 | 396.9197 | 2726.7982 | 396.9197 | 2726.7982
3015 | 394.2882 | 2802.6499 | 394.2882 | 2802.6499
3016 | 395.0878 | 2868.5776 | 395.0878 | 2868.5776
3017 | 406.5273 | 2945.1 | 406.5273 | 2945.1
3018 | 423.6979 | 3021.1184 | 423.6979 | 3021.1184
3019 | 449.1183 | 3032.5438 | 449.1183 | 3032.5438
3020 | 485.3605 | 3039.3374 | 485.3605 | 3039.3374
3021 | 506.2715 | 3018.9452 | 506.2715 | 3018.9452
3022 | 525.9231 | 2997.3428 | 525.9231 | 2997.3428
3023 | 558.1597 | 2930.3331 | 558.1597 | 2930.3331
3024 | 553.9562 | 2799.2481 | 553.9562 | 2799.2481
3025 | 528.6798 | 2694.4403 | 528.6798 | 2694.4403
3026 | 526.3288 | 2578.2812 | 526.3288 | 2578.2812
3027 | 539.9303 | 2464.6435 | 539.9303 | 2464.6435
3028 | 574.1475 | 2377.3824 | 574.1475 | 2377.3824
3029 | 586.0038 | 2330.4972 | 586.0038 | 2330.4972
3030 | 580.813 | 2287.8806 | 580.813 | 2287.8806
3031 | 554.2587 | 2252.3916 | 554.2587 | 2252.3916
3032 | 526.5375 | 2254.5921 | 526.5375 | 2254.5921
3033 | 507.8048 | 2196.2472 | 507.8048 | 2196.2472
3034 | 489.6857 | 2170.6976 | 489.6857 | 2170.6976
3035 | 454.0577 | 2150.9364 | 454.0577 | 2150.9364
3036 | 422.6515 | 2143.8846 | 422.6515 | 2143.8846
3037 | 404.7379 | 2158.9105 | 404.7379 | 2158.9105
3038 | 397.4767 | 2185.3587 | 397.4767 | 2185.3587
3039 | 392.6964 | 2237.454 | 392.6964 | 2237.454
3040 | 398.3504 | 2297.1844 | 398.3504 | 2297.1844
3041 | 406.9896 | 2279.3009 | 406.9896 | 2279.3009
3042 | 420.7559 | 2214.64 | 420.7559 | 2214.64
3043 | 442.9434 | 2170.083 | 442.9434 | 2170.083
3044 | 477.5846 | 2160.3504 | 477.5846 | 2160.3504
3045 | 503.2495 | 2149.8739 | 503.2495 | 2149.8739
3046 | 522.6207 | 2154.5068 | 522.6207 | 2154.5068
3047 | 552.1886 | 2151.9493 | 552.1886 | 2151.9493
3048 | 546.0253 | 2130.9701 | 546.0253 | 2130.9701
3049 | 523.3038 | 2083.3842 | 523.3038 | 2083.3842
3050 | 526.5724 | 1993.0474 | 526.5724 | 1993.0474
3051 | 540.6952 | 1850.0757 | 540.6952 | 1850.0757
3052 | 575.007 | 1718.1938 | 575.007 | 1718.1938
3053 | 589.0885 | 1809.5089 | 589.0885 | 1809.5089
3054 | 577.9672 | 1994.5406 | 577.9672 | 1994.5406
3055 | 557.6695 | 2079.6929 | 557.6695 | 2079.6929
3056 | 533.7021 | 2213.2766 | 533.7021 | 2213.2766
3057 | 509.7656 | 2374.9367 | 509.7656 | 2374.9367
3058 | 488.5822 | 2498.7425 | 488.5822 | 2498.7425
3059 | 453.6113 | 2570.4952 | 453.6113 | 2570.4952
3060 | 428.0569 | 2668.3847 | 428.0569 | 2668.3847
3061 | 408.7468 | 2856.3159 | 408.7468 | 2856.3159
3062 | 399.9027 | 3060.0076 | 399.9027 | 3060.0076
3063 | 397.2408 | 3174.9025 | 397.2408 | 3174.9025
3064 | 400.2097 | 3222.6513 | 400.2097 | 3222.6513
3065 | 408.5377 | 3290.9106 | 408.5377 | 3290.9106
3066 | 423.3425 | 3364.8632 | 423.3425 | 3364.8632
3067 | 444.9911 | 3381.04 | 444.9911 | 3381.04
3068 | 480.0519 | 3390.9322 | 480.0519 | 3390.9322
3069 | 500.3146 | 3369.3005 | 500.3146 | 3369.3005
3070 | 512.2566 | 3329.1062 | 512.2566 | 3329.1062
3071 | 541.7016 | 3251.3545 | 541.7016 | 3251.3545
3072 | 538.8299 | 3127.2931 | 538.8299 | 3127.2931
3073 | 516.1132 | 3049.5469 | 516.1132 | 3049.5469
3074 | 517.6606 | 2977.1823 | 517.6606 | 2977.1823
3075 | 528.3058 | 2935.0204 | 528.3058 | 2935.0204
3076 | 563.7388 | 2915.7232 | 563.7388 | 2915.7232
3077 | 577.9979 | 2916.9706 | 577.9979 | 2916.9706
3078 | 565.6396 | 2924.9654 | 565.6396 | 2924.9654
3079 | 543.3899 | 2934.7169 | 543.3899 | 2934.7169
3080 | 520.7586 | 2990.421 | 520.7586 | 2990.421
3081 | 503.3844 | 2971.5324 | 503.3844 | 2971.5324
3082 | 479.1751 | 2920.1605 | 479.1751 | 2920.1605
3083 | 448.5226 | 2830.9893 | 448.5226 | 2830.9893
3084 | 427.6826 | 2772.9129 | 427.6826 | 2772.9129
3085 | 409.7444 | 2705.721 | 409.7444 | 2705.721
3086 | 400.9505 | 2652.6369 | 400.9505 | 2652.6369
3087 | 399.378 | 2569.0108 | 399.378 | 2569.0108
3088 | 394.446 | 2470.916 | 394.446 | 2470.916
3089 | 402.5635 | 2451.7931 | 402.5635 | 2451.7931
3090 | 418.101 | 2480.2986 | 418.101 | 2480.2986
3091 | 436.5282 | 2464.0427 | 436.5282 | 2464.0427
3092 | 460.7135 | 2439.4365 | 460.7135 | 2439.4365
3093 | 480.8108 | 2402.1049 | 480.8108 | 2402.1049
3094 | 500.961 | 2358.3988 | 500.961 | 2358.3988
3095 | 526.0456 | 2289.5299 | 526.0456 | 2289.5299
3096 | 525.1353 | 2214.634 | 525.1353 | 2214.634
3097 | 500.9793 | 2147.0101 | 500.9793 | 2147.0101
3098 | 501.6818 | 2088.8993 | 501.6818 | 2088.8993
3099 | 511.031 | 2059.132 | 511.031 | 2059.132
3100 | 550.7028 | 2037.7691 | 550.7028 | 2037.7691
3101 | 562.8472 | 2060.0874 | 562.8472 | 2060.0874
3102 | 545.5966 | 2143.4829 | 545.5966 | 2143.4829
3103 | 522.7814 | 2294.9466 | 522.7814 | 2294.9466
3104 | 508.8678 | 2523.1428 | 508.8678 | 2523.1428
3105 | 491.6618 | 2762.6826 | 491.6618 | 2762.6826
3106 | 471.8572 | 2962.3023 | 471.8572 | 2962.3023
3107 | 444.293 | 3084.4599 | 444.293 | 3084.4599
3108 | 420.0847 | 3189.5796 | 420.0847 | 3189.5796
3109 | 403.2448 | 3300.8706 | 403.2448 | 3300.8706
3110 | 395.8145 | 3399.2078 | 395.8145 | 3399.2078
3111 | 392.6485 | 3456.8807 | 392.6485 | 3456.8807
3112 | 392.1275 | 3494.3006 | 392.1275 | 3494.3006
3113 | 399.1769 | 3553.264 | 399.1769 | 3553.264
3114 | 414.1231 | 3653.2453 | 414.1231 | 3653.2453
3115 | 428.549 | 3716.7283 | 428.549 | 3716.7283
3116 | 452.3053 | 3762.7716 | 452.3053 | 3762.7716
3117 | 473.211 | 3785.554 | 473.211 | 3785.554
3118 | 489.967 | 3806.5066 | 489.967 | 3806.5066
3119 | 513.0313 | 3804.7754 | 513.0313 | 3804.7754
3120 | 513.0156 | 3755.2885 | 513.0156 | 3755.2885
3121 | 497.7724 | 3714.1065 | 497.7724 | 3714.1065
3122 | 497.6519 | 3654.9629 | 497.6519 | 3654.9629
3123 | 516.8305 | 3570.246 | 516.8305 | 3570.246
3124 | 550.4435 | 3494.9663 | 550.4435 | 3494.9663
3125 | 566.0636 | 3468.3258 | 566.0636 | 3468.3258
3126 | 551.0072 | 3451.1181 | 551.0072 | 3451.1181
3127 | 529.0158 | 3450.1276 | 529.0158 | 3450.1276
3128 | 508.8016 | 3522.9776 | 508.8016 | 3522.9776
3129 | 493.4345 | 3562.5504 | 493.4345 | 3562.5504
3130 | 468.7105 | 3553.1138 | 468.7105 | 3553.1138
3131 | 442.4787 | 3491.8306 | 442.4787 | 3491.8306
3132 | 419.2133 | 3425.6976 | 419.2133 | 3425.6976
3133 | 399.6374 | 3372.7595 | 399.6374 | 3372.7595
3134 | 393.8958 | 3321.3281 | 393.8958 | 3321.3281
3135 | 391.6686 | 3281.0833 | 391.6686 | 3281.0833
3136 | 393.8565 | 3242.0696 | 393.8565 | 3242.0696
3137 | 401.5928 | 3242.1583 | 401.5928 | 3242.1583
3138 | 412.4168 | 3280.9928 | 412.4168 | 3280.9928
3139 | 431.4634 | 3286.6341 | 431.4634 | 3286.6341
3140 | 450.9625 | 3306.0288 | 450.9625 | 3306.0288
3141 | 477.8884 | 3310.2194 | 477.8884 | 3310.2194
3142 | 495.0774 | 3288.4104 | 495.0774 | 3288.4104
3143 | 522.3348 | 3223.8797 | 522.3348 | 3223.8797
3144 | 518.9185 | 3026.6899 | 518.9185 | 3026.6899
3145 | 506.9337 | 2902.2572 | 506.9337 | 2902.2572
3146 | 503.4014 | 2817.7045 | 503.4014 | 2817.7045
3147 | 516.842 | 2758.6032 | 516.842 | 2758.6032
3148 | 556.5945 | 2714.1036 | 556.5945 | 2714.1036
3149 | 569.4604 | 2695.1064 | 569.4604 | 2695.1064
3150 | 547.4021 | 2707.0262 | 547.4021 | 2707.0262
3151 | 529.5312 | 2767.1826 | 529.5312 | 2767.1826
3152 | 508.4488 | 2843.751 | 508.4488 | 2843.751
3153 | 495.6216 | 2856.8819 | 495.6216 | 2856.8819
3154 | 472.3422 | 2876.5727 | 472.3422 | 2876.5727
3155 | 442.9845 | 2870.6522 | 442.9845 | 2870.6522
3156 | 421.565 | 2819.5994 | 421.565 | 2819.5994
3157 | 405.5836 | 2727.6182 | 405.5836 | 2727.6182
3158 | 391.592 | 2658.6277 | 391.592 | 2658.6277
3159 | 391.2212 | 2609.7066 | 391.2212 | 2609.7066
3160 | 393.1343 | 2581.4349 | 393.1343 | 2581.4349
3161 | 402.8565 | 2587.5144 | 402.8565 | 2587.5144
3162 | 418.4917 | 2647.8329 | 418.4917 | 2647.8329
3163 | 437.9716 | 2637.5678 | 437.9716 | 2637.5678
3164 | 458.2209 | 2621.2246 | 458.2209 | 2621.2246
3165 | 484.5444 | 2581.4142 | 484.5444 | 2581.4142
3166 | 510.3167 | 2538.9475 | 510.3167 | 2538.9475
3167 | 535.7047 | 2496.7271 | 535.7047 | 2496.7271
3168 | 537.3059 | 2480.2926 | 537.3059 | 2480.2926
3169 | 509.471 | 2509.3469 | 509.471 | 2509.3469
3170 | 507.8324 | 2494.2042 | 507.8324 | 2494.2042
3171 | 529.2539 | 2495.8367 | 529.2539 | 2495.8367
3172 | 562.5347 | 2539.7523 | 562.5347 | 2539.7523
3173 | 577.9746 | 2662.2606 | 577.9746 | 2662.2606
3174 | 558.4125 | 2764.6613 | 558.4125 | 2764.6613
3175 | 540.3326 | 2872.9502 | 540.3326 | 2872.9502
3176 | 518.1761 | 3049.9153 | 518.1761 | 3049.9153
3177 | 503.5157 | 3251.4448 | 503.5157 | 3251.4448
3178 | 481.2289 | 3446.933 | 481.2289 | 3446.933
3179 | 452.2869 | 3590.5746 | 452.2869 | 3590.5746
3180 | 425.4967 | 3681.0273 | 425.4967 | 3681.0273
3181 | 409.7801 | 3742.9463 | 409.7801 | 3742.9463
3182 | 394.8436 | 3778.0708 | 394.8436 | 3778.0708
3183 | 395.9442 | 3811.3676 | 395.9442 | 3811.3676
3184 | 399.6433 | 3843.0034 | 399.6433 | 3843.0034
3185 | 407.5168 | 3879.8629 | 407.5168 | 3879.8629
3186 | 422.1205 | 3915.5987 | 422.1205 | 3915.5987
3187 | 449.7001 | 3883.8495 | 449.7001 | 3883.8495
3188 | 481.5809 | 3819.3738 | 481.5809 | 3819.3738
3189 | 509.8154 | 3756.4266 | 509.8154 | 3756.4266
3190 | 525.0088 | 3680.701 | 525.0088 | 3680.701
3191 | 548.3713 | 3562.6667 | 548.3713 | 3562.6667
3192 | 531.4676 | 3402.8674 | 531.4676 | 3402.8674
3193 | 525.9614 | 3243.7297 | 525.9614 | 3243.7297
3194 | 528.3402 | 3080.8841 | 528.3402 | 3080.8841
3195 | 546.2999 | 2897.0101 | 546.2999 | 2897.0101
3196 | 580.0862 | 2720.9207 | 580.0862 | 2720.9207
3197 | 593.4085 | 2568.681 | 593.4085 | 2568.681
3198 | 586.8803 | 2398.3995 | 586.8803 | 2398.3995
3199 | 560.4248 | 2194.7565 | 560.4248 | 2194.7565
3200 | 544.1536 | 2022.6057 | 544.1536 | 2022.6057
3201 | 519.0489 | 1863.451 | 519.0489 | 1863.451
3202 | 498.1673 | 1768.9045 | 498.1673 | 1768.9045
3203 | 457.9634 | 1774.5523 | 457.9634 | 1774.5523
3204 | 432.5694 | 1830.9197 | 432.5694 | 1830.9197
3205 | 410.6918 | 1851.9364 | 410.6918 | 1851.9364
3206 | 403.0381 | 1888.507 | 403.0381 | 1888.507
3207 | 397.0202 | 1906.9301 | 397.0202 | 1906.9301
3208 | 399.9658 | 1913.9832 | 399.9658 | 1913.9832
3209 | 407.498 | 1937.8284 | 407.498 | 1937.8284
3210 | 426.3548 | 1964.6813 | 426.3548 | 1964.6813
3211 | 450.5115 | 1909.5889 | 450.5115 | 1909.5889
3212 | 486.4843 | 1949.2282 | 486.4843 | 1949.2282
3213 | 510.989 | 1947.0148 | 510.989 | 1947.0148
3214 | 529.3679 | 1890.7075 | 529.3679 | 1890.7075
3215 | 559.8619 | 1936.2825 | 559.8619 | 1936.2825
3216 | 558.6584 | 2067.1377 | 558.6584 | 2067.1377
3217 | 525.7187 | 2422.3778 | 525.7187 | 2422.3778
3218 | 527.0805 | 2804.4835 | 527.0805 | 2804.4835
3219 | 543.3314 | 3032.7315 | 543.3314 | 3032.7315
3220 | 571.5729 | 3189.0252 | 571.5729 | 3189.0252
3221 | 590.3758 | 3329.5057 | 590.3758 | 3329.5057
3222 | 577.2813 | 3388.112 | 577.2813 | 3388.112
3223 | 557.4223 | 3401.1688 | 557.4223 | 3401.1688
3224 | 532.4909 | 3473.6056 | 532.4909 | 3473.6056
3225 | 518.4754 | 3522.681 | 518.4754 | 3522.681
3226 | 500.8416 | 3503.1221 | 500.8416 | 3503.1221
3227 | 468.2341 | 3451.7546 | 468.2341 | 3451.7546
3228 | 438.5233 | 3518.0377 | 438.5233 | 3518.0377
3229 | 416.335 | 3685.9309 | 416.335 | 3685.9309
3230 | 405.7649 | 3757.6196 | 405.7649 | 3757.6196
3231 | 400.5908 | 3757.4508 | 400.5908 | 3757.4508
3232 | 401.0321 | 3785.5748 | 401.0321 | 3785.5748
3233 | 406.4124 | 3880.276 | 406.4124 | 3880.276
3234 | 425.8438 | 3972.8206 | 425.8438 | 3972.8206
3235 | 453.9729 | 4012.1341 | 453.9729 | 4012.1341
3236 | 479.5937 | 4015.4158 | 479.5937 | 4015.4158
3237 | 503.3382 | 4001.4275 | 503.3382 | 4001.4275
3238 | 523.9006 | 3980.4448 | 523.9006 | 3980.4448
3239 | 549.9906 | 3947.727 | 549.9906 | 3947.727
3240 | 549.13 | 3853.6194 | 549.13 | 3853.6194
3241 | 519.7843 | 3771.535 | 519.7843 | 3771.535
3242 | 527.9377 | 3701.2362 | 527.9377 | 3701.2362
3243 | 547.0629 | 3665.065 | 547.0629 | 3665.065
3244 | 581.2547 | 3643.4955 | 581.2547 | 3643.4955
3245 | 586.0346 | 3641.8508 | 586.0346 | 3641.8508
3246 | 571.6804 | 3658.3153 | 571.6804 | 3658.3153
3247 | 551.8497 | 3717.6454 | 551.8497 | 3717.6454
3248 | 526.2195 | 3838.4214 | 526.2195 | 3838.4214
3249 | 512.4055 | 3858.5759 | 512.4055 | 3858.5759
3250 | 491.0601 | 3860.7076 | 491.0601 | 3860.7076
3251 | 462.8178 | 3824.6268 | 462.8178 | 3824.6268
3252 | 435.5328 | 3783.2831 | 435.5328 | 3783.2831
3253 | 419.7366 | 3773.7263 | 419.7366 | 3773.7263
3254 | 407.5286 | 3761.338 | 407.5286 | 3761.338
3255 | 400.9062 | 3707.8723 | 400.9062 | 3707.8723
3256 | 403.5184 | 3647.7877 | 403.5184 | 3647.7877
3257 | 408.1275 | 3601.6031 | 408.1275 | 3601.6031
3258 | 424.5424 | 3560.9052 | 424.5424 | 3560.9052
3259 | 443.3699 | 3471.9341 | 443.3699 | 3471.9341
3260 | 466.2816 | 3377.7112 | 466.2816 | 3377.7112
3261 | 488.2947 | 3302.576 | 488.2947 | 3302.576
3262 | 509.4837 | 3251.2265 | 509.4837 | 3251.2265
3263 | 536.5013 | 3198.6772 | 536.5013 | 3198.6772
3264 | 528.2057 | 3072.7567 | 528.2057 | 3072.7567
3265 | 512.0213 | 2962.991 | 512.0213 | 2962.991
3266 | 511.6896 | 2879.6777 | 511.6896 | 2879.6777
3267 | 532.4434 | 2822.8488 | 532.4434 | 2822.8488
3268 | 561.8932 | 2775.8703 | 561.8932 | 2775.8703
3269 | 572.6355 | 2761.8309 | 572.6355 | 2761.8309
3270 | 556.5294 | 2753.9193 | 556.5294 | 2753.9193
3271 | 536.6395 | 2757.0603 | 536.6395 | 2757.0603
3272 | 517.6141 | 2765.6647 | 517.6141 | 2765.6647
3273 | 499.6756 | 2700.2962 | 499.6756 | 2700.2962
3274 | 482.1395 | 2597.28 | 482.1395 | 2597.28
3275 | 456.3829 | 2435.8067 | 456.3829 | 2435.8067
3276 | 433.6601 | 2330.8371 | 433.6601 | 2330.8371
3277 | 417.1492 | 2303.9279 | 417.1492 | 2303.9279
3278 | 404.8035 | 2303.521 | 404.8035 | 2303.521
3279 | 401.9065 | 2330.6205 | 401.9065 | 2330.6205
3280 | 402.1616 | 2396.7547 | 402.1616 | 2396.7547
3281 | 408.8602 | 2515.8321 | 408.8602 | 2515.8321
3282 | 421.2528 | 2713.318 | 421.2528 | 2713.318
3283 | 436.9915 | 2899.7146 | 436.9915 | 2899.7146
3284 | 453.9588 | 3007.5244 | 453.9588 | 3007.5244
3285 | 470.0825 | 3084.0171 | 470.0825 | 3084.0171
3286 | 478.2883 | 3175.8257 | 478.2883 | 3175.8257
3287 | 531.0626 | 3407.7336 | 531.0626 | 3407.7336
3288 | 531.027 | 3746.8189 | 531.027 | 3746.8189
3289 | 519.6226 | 3945.2667 | 519.6226 | 3945.2667
3290 | 517.3898 | 4028.6614 | 517.3898 | 4028.6614
3291 | 535.5666 | 4007.1573 | 535.5666 | 4007.1573
3292 | 570.204 | 3955.8406 | 570.204 | 3955.8406
3293 | 579.2857 | 3924.8619 | 579.2857 | 3924.8619
3294 | 558.0987 | 3896.2925 | 558.0987 | 3896.2925
3295 | 539.8316 | 3902.119 | 539.8316 | 3902.119
3296 | 517.0877 | 3955.9639 | 517.0877 | 3955.9639
3297 | 499.0652 | 4025.2839 | 499.0652 | 4025.2839
3298 | 475.5959 | 4056.1299 | 475.5959 | 4056.1299
3299 | 444.7292 | 4062.8106 | 444.7292 | 4062.8106
3300 | 422.1403 | 4053.0733 | 422.1403 | 4053.0733
3301 | 404.1814 | 4034.4271 | 404.1814 | 4034.4271
3302 | 391.6998 | 3984.6482 | 391.6998 | 3984.6482
3303 | 390.9109 | 3944.1968 | 390.9109 | 3944.1968
3304 | 392.5826 | 3935.7566 | 392.5826 | 3935.7566
3305 | 396.9654 | 3951.9584 | 396.9654 | 3951.9584
3306 | 410.4751 | 3986.6613 | 410.4751 | 3986.6613
3307 | 435.5704 | 3997.6736 | 435.5704 | 3997.6736
3308 | 458.8082 | 3991.2462 | 458.8082 | 3991.2462
3309 | 482.3014 | 3971.4737 | 482.3014 | 3971.4737
3310 | 503.8847 | 3969.7028 | 503.8847 | 3969.7028
3311 | 534.7437 | 3950.4125 | 534.7437 | 3950.4125
3312 | 534.7479 | 3865.6009 | 534.7479 | 3865.6009
3313 | 516.1621 | 3781.0376 | 516.1621 | 3781.0376
3314 | 515.961 | 3687.6021 | 515.961 | 3687.6021
3315 | 539.5699 | 3599.3734 | 539.5699 | 3599.3734
3316 | 570.7145 | 3525.7464 | 570.7145 | 3525.7464
3317 | 577.2717 | 3487.5375 | 577.2717 | 3487.5375
3318 | 561.5119 | 3481.8982 | 561.5119 | 3481.8982
3319 | 537.8796 | 3534.4112 | 537.8796 | 3534.4112
3320 | 526.2453 | 3671.9199 | 526.2453 | 3671.9199
3321 | 508.4062 | 3757.1464 | 508.4062 | 3757.1464
3322 | 481.4764 | 3828.2749 | 481.4764 | 3828.2749
3323 | 450.2195 | 3854.374 | 450.2195 | 3854.374
3324 | 426.301 | 3855.1721 | 426.301 | 3855.1721
3325 | 413.0701 | 3844.5824 | 413.0701 | 3844.5824
3326 | 405.4303 | 3829.302 | 405.4303 | 3829.302
3327 | 401.384 | 3814.0531 | 401.384 | 3814.0531
3328 | 406.1456 | 3795.4906 | 406.1456 | 3795.4906
3329 | 413.6781 | 3799.2977 | 413.6781 | 3799.2977
3330 | 430.4193 | 3832.5545 | 430.4193 | 3832.5545
3331 | 458.8802 | 3829.313 | 458.8802 | 3829.313
3332 | 495.0964 | 3828.2566 | 495.0964 | 3828.2566
3333 | 518.4241 | 3832.8603 | 518.4241 | 3832.8603
3334 | 536.9819 | 3846.3761 | 536.9819 | 3846.3761
3335 | 572.0137 | 3860.7579 | 572.0137 | 3860.7579
3336 | 560.335 | 3818.0881 | 560.335 | 3818.0881
3337 | 540.8951 | 3771.3285 | 540.8951 | 3771.3285
3338 | 547.1154 | 3712.1848 | 547.1154 | 3712.1848
3339 | 568.1367 | 3630.7732 | 568.1367 | 3630.7732
3340 | 596.804 | 3525.7464 | 596.804 | 3525.7464
3341 | 606.7728 | 3447.2549 | 606.7728 | 3447.2549
3342 | 584.2392 | 3389.7646 | 584.2392 | 3389.7646
3343 | 559.9639 | 3374.5203 | 559.9639 | 3374.5203
3344 | 541.342 | 3378.7865 | 541.342 | 3378.7865
3345 | 521.3814 | 3378.9031 | 521.3814 | 3378.9031
3346 | 495.9972 | 3349.2219 | 495.9972 | 3349.2219
3347 | 462.0279 | 3281.7413 | 462.0279 | 3281.7413
3348 | 438.8774 | 3218.5004 | 438.8774 | 3218.5004
3349 | 424.7346 | 3191.178 | 424.7346 | 3191.178
3350 | 412.5141 | 3194.6961 | 412.5141 | 3194.6961
3351 | 409.3925 | 3225.7205 | 409.3925 | 3225.7205
3352 | 410.4493 | 3282.1456 | 410.4493 | 3282.1456
3353 | 416.8137 | 3419.4018 | 416.8137 | 3419.4018
3354 | 438.3692 | 3441.2969 | 438.3692 | 3441.2969
3355 | 461.8478 | 3450.6566 | 461.8478 | 3450.6566
3356 | 494.5972 | 3371.927 | 494.5972 | 3371.927
3357 | 516.1696 | 3378.8031 | 516.1696 | 3378.8031
3358 | 543.0717 | 3340.4679 | 543.0717 | 3340.4679
3359 | 573.6047 | 3242.4716 | 573.6047 | 3242.4716
3360 | 560.0069 | 3162.2047 | 560.0069 | 3162.2047
3361 | 537.4863 | 3073.0967 | 537.4863 | 3073.0967
3362 | 536.9397 | 2957.5574 | 536.9397 | 2957.5574
3363 | 560.8049 | 2869.7419 | 560.8049 | 2869.7419
3364 | 592.2223 | 2791.7767 | 592.2223 | 2791.7767
3365 | 598.7471 | 2710.8063 | 598.7471 | 2710.8063
3366 | 582.0785 | 2669.2225 | 582.0785 | 2669.2225
3367 | 561.401 | 2672.5701 | 561.401 | 2672.5701
3368 | 540.8304 | 2700.3862 | 540.8304 | 2700.3862
3369 | 514.3923 | 2746.1564 | 514.3923 | 2746.1564
3370 | 488.8539 | 2823.0691 | 488.8539 | 2823.0691
3371 | 455.6949 | 2879.1219 | 455.6949 | 2879.1219
3372 | 434.4247 | 2905.329 | 434.4247 | 2905.329
3373 | 418.1865 | 2932.9562 | 418.1865 | 2932.9562
3374 | 409.6272 | 2969.9399 | 409.6272 | 2969.9399
3375 | 405.1429 | 2987.3301 | 405.1429 | 2987.3301
3376 | 402.8576 | 3005.3318 | 402.8576 | 3005.3318
3377 | 407.2821 | 3047.769 | 407.2821 | 3047.769
3378 | 427.8746 | 3137.628 | 427.8746 | 3137.628
3379 | 456.5325 | 3180.6599 | 456.5325 | 3180.6599
3380 | 490.2167 | 3224.2242 | 490.2167 | 3224.2242
3381 | 513.2766 | 3277.3735 | 513.2766 | 3277.3735
3382 | 531.5456 | 3349.3508 | 531.5456 | 3349.3508
3383 | 572.2138 | 3402.3626 | 572.2138 | 3402.3626
3384 | 565.4903 | 3314.2457 | 565.4903 | 3314.2457
3385 | 543.0919 | 3198.2827 | 543.0919 | 3198.2827
3386 | 546.2482 | 3105.0537 | 546.2482 | 3105.0537
3387 | 576.4095 | 3021.9895 | 576.4095 | 3021.9895
3388 | 600.2819 | 2966.3347 | 600.2819 | 2966.3347
3389 | 607.0497 | 2968.6149 | 607.0497 | 2968.6149
3390 | 592.2606 | 3004.7043 | 592.2606 | 3004.7043
3391 | 563.9694 | 3069.4054 | 563.9694 | 3069.4054
3392 | 535.9118 | 3150.7251 | 535.9118 | 3150.7251
3393 | 519.2588 | 3187.6124 | 519.2588 | 3187.6124
3394 | 499.369 | 3203.5848 | 499.369 | 3203.5848
3395 | 463.8209 | 3181.9644 | 463.8209 | 3181.9644
3396 | 440.671 | 3165.6166 | 440.671 | 3165.6166
3397 | 416.7416 | 3159.9848 | 416.7416 | 3159.9848
3398 | 405.4438 | 3155.4464 | 405.4438 | 3155.4464
3399 | 402.9884 | 3157.1368 | 402.9884 | 3157.1368
3400 | 406.0993 | 3175.7582 | 406.0993 | 3175.7582
3401 | 411.937 | 3215.923 | 411.937 | 3215.923
3402 | 428.4414 | 3259.9219 | 428.4414 | 3259.9219
3403 | 451.9161 | 3251.5159 | 451.9161 | 3251.5159
3404 | 482.4651 | 3233.107 | 482.4651 | 3233.107
3405 | 501.3759 | 3214.1608 | 501.3759 | 3214.1608
3406 | 518.2815 | 3213.6294 | 518.2815 | 3213.6294
3407 | 555.1978 | 3237.9269 | 555.1978 | 3237.9269
3408 | 550.2569 | 3265.0803 | 550.2569 | 3265.0803
3409 | 534.7742 | 3247.6547 | 534.7742 | 3247.6547
3410 | 541.6391 | 3228.1739 | 541.6391 | 3228.1739
3411 | 565.5952 | 3222.3696 | 565.5952 | 3222.3696
3412 | 591.1481 | 3221.0447 | 591.1481 | 3221.0447
3413 | 596.7259 | 3236.5459 | 596.7259 | 3236.5459
3414 | 577.5239 | 3260.034 | 577.5239 | 3260.034
3415 | 552.9553 | 3274.7434 | 552.9553 | 3274.7434
3416 | 530.345 | 3295.5358 | 530.345 | 3295.5358
3417 | 518.4838 | 3273.9618 | 518.4838 | 3273.9618
3418 | 501.4148 | 3219.6978 | 501.4148 | 3219.6978
3419 | 472.504 | 3146.6397 | 472.504 | 3146.6397
3420 | 442.8426 | 3126.1603 | 442.8426 | 3126.1603
3421 | 423.6757 | 3148.623 | 423.6757 | 3148.623
3422 | 413.0186 | 3161.024 | 413.0186 | 3161.024
3423 | 410.1645 | 3176.9682 | 410.1645 | 3176.9682
3424 | 407.4569 | 3191.6647 | 407.4569 | 3191.6647
3425 | 413.3577 | 3243.811 | 413.3577 | 3243.811
3426 | 428.4788 | 3334.0832 | 428.4788 | 3334.0832
3427 | 446.8852 | 3372.5703 | 446.8852 | 3372.5703
3428 | 470.8826 | 3393.6177 | 470.8826 | 3393.6177
3429 | 490 | 3391.8174 | 490 | 3391.8174
3430 | 508.9446 | 3394.1781 | 508.9446 | 3394.1781
3431 | 538.6219 | 3399.2639 | 538.6219 | 3399.2639
3432 | 535.719 | 3312.3865 | 535.719 | 3312.3865
3433 | 521.6145 | 3194.5643 | 521.6145 | 3194.5643
3434 | 523.7715 | 3096.3775 | 523.7715 | 3096.3775
3435 | 546.1835 | 3008.1488 | 546.1835 | 3008.1488
3436 | 571.4065 | 2942.9914 | 571.4065 | 2942.9914
3437 | 578.0711 | 2928.3323 | 578.0711 | 2928.3323
3438 | 563.4367 | 2944.1771 | 563.4367 | 2944.1771
3439 | 538.3192 | 3059.9028 | 538.3192 | 3059.9028
3440 | 519.6236 | 3219.3088 | 519.6236 | 3219.3088
3441 | 504.7645 | 3228.7213 | 504.7645 | 3228.7213
3442 | 488.7803 | 3227.9609 | 488.7803 | 3227.9609
3443 | 462.7901 | 3235.0548 | 462.7901 | 3235.0548
3444 | 442.7521 | 3263.3277 | 442.7521 | 3263.3277
3445 | 421.9958 | 3266.3722 | 421.9958 | 3266.3722
3446 | 412.5172 | 3246.3405 | 412.5172 | 3246.3405
3447 | 406.4 | 3200.5181 | 406.4 | 3200.5181
3448 | 407.1981 | 3133.6164 | 407.1981 | 3133.6164
3449 | 416.851 | 3101.0659 | 416.851 | 3101.0659
3450 | 427.8123 | 3099.4112 | 427.8123 | 3099.4112
3451 | 440.8166 | 3045.5582 | 440.8166 | 3045.5582
3452 | 461.9474 | 3016.2007 | 461.9474 | 3016.2007
3453 | 481.955 | 3013.9873 | 481.955 | 3013.9873
3454 | 500.331 | 3030.3952 | 500.331 | 3030.3952
3455 | 524.9194 | 3043.9507 | 524.9194 | 3043.9507
3456 | 525.7926 | 2914.5183 | 525.7926 | 2914.5183
3457 | 511.9671 | 2727.6992 | 511.9671 | 2727.6992
3458 | 521.2966 | 2755.3181 | 521.2966 | 2755.3181
3459 | 545.1036 | 2863.338 | 545.1036 | 2863.338
3460 | 574.4763 | 2934.5217 | 574.4763 | 2934.5217
3461 | 583.5743 | 3032.0342 | 583.5743 | 3032.0342
3462 | 570.5736 | 3142.0783 | 570.5736 | 3142.0783
3463 | 549.1892 | 3229.2963 | 549.1892 | 3229.2963
3464 | 532.4656 | 3284.5872 | 532.4656 | 3284.5872
3465 | 516.2007 | 3302.676 | 516.2007 | 3302.676
3466 | 502.2325 | 3318.6484 | 502.2325 | 3318.6484
3467 | 469.255 | 3314.174 | 469.255 | 3314.174
3468 | 443.6454 | 3284.8118 | 443.6454 | 3284.8118
3469 | 420.6999 | 3257.2827 | 420.6999 | 3257.2827
3470 | 412.4399 | 3245.7207 | 412.4399 | 3245.7207
3471 | 406.8236 | 3231.5047 | 406.8236 | 3231.5047
3472 | 408.0516 | 3209.2238 | 408.0516 | 3209.2238
3473 | 410.1326 | 3197.331 | 410.1326 | 3197.331
3474 | 426.5348 | 3191.9579 | 426.5348 | 3191.9579
3475 | 450.6952 | 3160.2087 | 450.6952 | 3160.2087
3476 | 476.639 | 3155.847 | 476.639 | 3155.847
3477 | 490.2938 | 3173.6717 | 490.2938 | 3173.6717
3478 | 518.0059 | 3228.503 | 518.0059 | 3228.503
3479 | 547.4204 | 3231.7296 | 547.4204 | 3231.7296
3480 | 540.675 | 3172.327 | 540.675 | 3172.327
3481 | 521.8058 | 3120.1964 | 521.8058 | 3120.1964
3482 | 527.2773 | 3087.0815 | 527.2773 | 3087.0815
3483 | 555.7521 | 3063.9247 | 555.7521 | 3063.9247
3484 | 584.8561 | 3037.1907 | 584.8561 | 3037.1907
3485 | 596.4077 | 3034.5132 | 596.4077 | 3034.5132
3486 | 579.9839 | 3047.2592 | 579.9839 | 3047.2592
3487 | 551.1468 | 3117.3313 | 551.1468 | 3117.3313
3488 | 532.3853 | 3237.0744 | 532.3853 | 3237.0744
3489 | 519.596 | 3289.0419 | 519.596 | 3289.0419
3490 | 494.953 | 3340.7522 | 494.953 | 3340.7522
3491 | 464.7882 | 3369.3302 | 464.7882 | 3369.3302
3492 | 437.0891 | 3358.5599 | 437.0891 | 3358.5599
3493 | 416.7268 | 3365.1162 | 416.7268 | 3365.1162
3494 | 406.6981 | 3338.8872 | 406.6981 | 3338.8872
3495 | 401.812 | 3299.8818 | 401.812 | 3299.8818
3496 | 401.7883 | 3259.2155 | 401.7883 | 3259.2155
3497 | 410.6937 | 3222.3269 | 410.6937 | 3222.3269
3498 | 431.6643 | 3217.1603 | 431.6643 | 3217.1603
3499 | 466.2049 | 3198.6321 | 466.2049 | 3198.6321
3500 | 499.4308 | 3196.3362 | 499.4308 | 3196.3362
3501 | 522.408 | 3220.7713 | 522.408 | 3220.7713
3502 | 546.1266 | 3258.8698 | 546.1266 | 3258.8698
3503 | 578.2207 | 3233.1757 | 578.2207 | 3233.1757
3504 | 573.8536 | 3139.068 | 573.8536 | 3139.068
3505 | 545.0384 | 3029.922 | 545.0384 | 3029.922
3506 | 552.5405 | 2913.1433 | 552.5405 | 2913.1433
3507 | 584.0629 | 2781.9465 | 584.0629 | 2781.9465
3508 | 609.9412 | 2713.0707 | 609.9412 | 2713.0707
3509 | 619.6952 | 2698.2051 | 619.6952 | 2698.2051
3510 | 604.0758 | 2662.8186 | 604.0758 | 2662.8186
3511 | 576.5051 | 2595.3102 | 576.5051 | 2595.3102
3512 | 556.6855 | 2563.632 | 556.6855 | 2563.632
3513 | 541.2098 | 2562.7156 | 541.2098 | 2562.7156
3514 | 515.0342 | 2580.1341 | 515.0342 | 2580.1341
3515 | 476.5717 | 2600.2423 | 476.5717 | 2600.2423
3516 | 449.3238 | 2673.5491 | 449.3238 | 2673.5491
3517 | 428.0107 | 2738.1536 | 428.0107 | 2738.1536
3518 | 417.8626 | 2778.4426 | 417.8626 | 2778.4426
3519 | 409.9894 | 2802.0302 | 409.9894 | 2802.0302
3520 | 409.7378 | 2829.5344 | 409.7378 | 2829.5344
3521 | 414.9196 | 2892.0096 | 414.9196 | 2892.0096
3522 | 432.7817 | 2969.8872 | 432.7817 | 2969.8872
3523 | 468.9206 | 3019.3229 | 468.9206 | 3019.3229
3524 | 500.0675 | 3070.7371 | 500.0675 | 3070.7371
3525 | 521.1913 | 3115.0037 | 521.1913 | 3115.0037
3526 | 535.8051 | 3159.0929 | 535.8051 | 3159.0929
3527 | 568.0817 | 3175.9537 | 568.0817 | 3175.9537
3528 | 567.4142 | 3108.9077 | 567.4142 | 3108.9077
3529 | 540.6476 | 3048.3074 | 540.6476 | 3048.3074
3530 | 550.7924 | 2996.1874 | 550.7924 | 2996.1874
3531 | 577.838 | 2956.5044 | 577.838 | 2956.5044
3532 | 606.3857 | 2939.8928 | 606.3857 | 2939.8928
3533 | 614.8076 | 2953.948 | 614.8076 | 2953.948
3534 | 601.4363 | 2983.6334 | 601.4363 | 2983.6334
3535 | 572.8835 | 3024.3715 | 572.8835 | 3024.3715
3536 | 551.6234 | 3061.0704 | 551.6234 | 3061.0704
3537 | 532.0334 | 3078.7461 | 532.0334 | 3078.7461
3538 | 512.1083 | 3115.9959 | 512.1083 | 3115.9959
3539 | 478.999 | 3165.6448 | 478.999 | 3165.6448
3540 | 452.5862 | 3191.2322 | 452.5862 | 3191.2322
3541 | 430.6844 | 3217.2067 | 430.6844 | 3217.2067
3542 | 420.099 | 3215.767 | 420.099 | 3215.767
3543 | 416.1956 | 3184.6116 | 416.1956 | 3184.6116
3544 | 416.7012 | 3151.5887 | 416.7012 | 3151.5887
3545 | 424.9403 | 3156.6353 | 424.9403 | 3156.6353
3546 | 441.6522 | 3174.812 | 441.6522 | 3174.812
3547 | 473.8147 | 3146.368 | 473.8147 | 3146.368
3548 | 512.6492 | 3142.2129 | 512.6492 | 3142.2129
3549 | 535.6988 | 3162.9296 | 535.6988 | 3162.9296
3550 | 548.5459 | 3202.061 | 548.5459 | 3202.061
3551 | 580.3615 | 3240.1993 | 580.3615 | 3240.1993
3552 | 572.9075 | 3207.8583 | 572.9075 | 3207.8583
3553 | 549.3679 | 3146.6383 | 549.3679 | 3146.6383
3554 | 554.1421 | 3078.1986 | 554.1421 | 3078.1986
3555 | 580.0739 | 3026.3276 | 580.0739 | 3026.3276
3556 | 601.8384 | 3001.0397 | 601.8384 | 3001.0397
3557 | 610.8734 | 3007.6581 | 610.8734 | 3007.6581
3558 | 601.2101 | 3034.0383 | 601.2101 | 3034.0383
3559 | 569.6464 | 3086.3447 | 569.6464 | 3086.3447
3560 | 549.5388 | 3201.5431 | 549.5388 | 3201.5431
3561 | 530.6251 | 3229.9608 | 530.6251 | 3229.9608
3562 | 512.858 | 3226.928 | 512.858 | 3226.928
3563 | 481.826 | 3205.3077 | 481.826 | 3205.3077
3564 | 455.349 | 3193.7111 | 455.349 | 3193.7111
3565 | 434.6478 | 3205.4318 | 434.6478 | 3205.4318
3566 | 424.1302 | 3221.138 | 424.1302 | 3221.138
3567 | 417.6551 | 3256.7071 | 417.6551 | 3256.7071
3568 | 415.2725 | 3301.3573 | 415.2725 | 3301.3573
3569 | 420.6777 | 3366.518 | 420.6777 | 3366.518
3570 | 434.9883 | 3456.7902 | 434.9883 | 3456.7902
3571 | 462.7559 | 3489.4931 | 462.7559 | 3489.4931
3572 | 493.0605 | 3519.4233 | 493.0605 | 3519.4233
3573 | 510.6578 | 3532.4967 | 510.6578 | 3532.4967
3574 | 531.2273 | 3530.106 | 531.2273 | 3530.106
3575 | 565.9673 | 3471.7726 | 565.9673 | 3471.7726
3576 | 560.6578 | 3359.8993 | 560.6578 | 3359.8993
3577 | 542.4885 | 3267.4861 | 542.4885 | 3267.4861
3578 | 551.416 | 3188.7176 | 551.416 | 3188.7176
3579 | 579.7998 | 3105.4468 | 579.7998 | 3105.4468
3580 | 602.4854 | 3035.125 | 602.4854 | 3035.125
3581 | 604.565 | 3007.0384 | 604.565 | 3007.0384
3582 | 590.1179 | 3029.9067 | 590.1179 | 3029.9067
3583 | 569.9221 | 3047.095 | 569.9221 | 3047.095
3584 | 547.267 | 3069.127 | 547.267 | 3069.127
3585 | 526.4639 | 3101.6762 | 526.4639 | 3101.6762
3586 | 508.3563 | 3138.7195 | 508.3563 | 3138.7195
3587 | 482.7016 | 3159.6541 | 482.7016 | 3159.6541
3588 | 460.5102 | 3152.6022 | 460.5102 | 3152.6022
3589 | 440.4531 | 3153.3743 | 440.4531 | 3153.3743
3590 | 429.0914 | 3173.0055 | 429.0914 | 3173.0055
3591 | 423.3459 | 3179.2406 | 423.3459 | 3179.2406
3592 | 421.8526 | 3179.6832 | 421.8526 | 3179.6832
3593 | 428.9991 | 3183.6969 | 428.9991 | 3183.6969
3594 | 442.7154 | 3217.9867 | 442.7154 | 3217.9867
3595 | 462.1133 | 3194.5006 | 462.1133 | 3194.5006
3596 | 485.4847 | 3183.9416 | 485.4847 | 3183.9416
3597 | 498.5291 | 3152.6008 | 498.5291 | 3152.6008
3598 | 521.1563 | 3144.4259 | 521.1563 | 3144.4259
3599 | 549.7262 | 3134.0185 | 549.7262 | 3134.0185
3600 | 552.621 | 3128.1194 | 552.621 | 3128.1194
3601 | 533.9503 | 3143.9528 | 533.9503 | 3143.9528
3602 | 541.2974 | 3181.4874 | 541.2974 | 3181.4874
3603 | 567.1691 | 3224.6419 | 567.1691 | 3224.6419
3604 | 589.7131 | 3178.4897 | 589.7131 | 3178.4897
3605 | 593.8667 | 3093.5943 | 593.8667 | 3093.5943
3606 | 580.7186 | 3024.9489 | 580.7186 | 3024.9489
3607 | 555.714 | 3034.9069 | 555.714 | 3034.9069
3608 | 541.7582 | 3062.5165 | 541.7582 | 3062.5165
3609 | 521.8435 | 3074.8211 | 521.8435 | 3074.8211
3610 | 503.2968 | 3079.6383 | 503.2968 | 3079.6383
3611 | 478.4895 | 3063.8021 | 478.4895 | 3063.8021
3612 | 455.3826 | 3053.0319 | 455.3826 | 3053.0319
3613 | 436.0944 | 3044.7146 | 436.0944 | 3044.7146
3614 | 426.7374 | 3044.3077 | 426.7374 | 3044.3077
3615 | 418.8054 | 3043.9324 | 418.8054 | 3043.9324
3616 | 413.5981 | 3129.898 | 413.5981 | 3129.898
3617 | 418.4266 | 3255.3793 | 418.4266 | 3255.3793
3618 | 430.5135 | 3323.5477 | 430.5135 | 3323.5477
3619 | 449.9063 | 3303.78 | 449.9063 | 3303.78
3620 | 470.6968 | 3288.2632 | 470.6968 | 3288.2632
3621 | 486.9408 | 3189.165 | 486.9408 | 3189.165
3622 | 507.6784 | 3143.1865 | 507.6784 | 3143.1865
3623 | 541.6222 | 3126.7883 | 541.6222 | 3126.7883
3624 | 542.2144 | 3091.5552 | 542.2144 | 3091.5552
3625 | 526.1704 | 3038.5983 | 526.1704 | 3038.5983
3626 | 533.4975 | 2970.7784 | 533.4975 | 2970.7784
3627 | 558.3949 | 2911.4705 | 558.3949 | 2911.4705
3628 | 586.3157 | 2873.1682 | 586.3157 | 2873.1682
3629 | 595.7816 | 2885.984 | 595.7816 | 2885.984
3630 | 575.5503 | 2932.1956 | 575.5503 | 2932.1956
3631 | 551.6973 | 2998.3427 | 551.6973 | 2998.3427
3632 | 539.5502 | 3049.9153 | 539.5502 | 3049.9153
3633 | 522.1209 | 3064.2857 | 522.1209 | 3064.2857
3634 | 503.7255 | 3072.8212 | 503.7255 | 3072.8212
3635 | 473.8822 | 3051.6141 | 473.8822 | 3051.6141
3636 | 452.2397 | 2605.8914 | 452.2397 | 2605.8914
3637 | 437.0559 | 2669.8829 | 437.0559 | 2669.8829
3638 | 424.2417 | 2728.1766 | 424.2417 | 2728.1766
3639 | 421.3021 | 2766.8946 | 421.3021 | 2766.8946
3640 | 419.2483 | 2831.0398 | 419.2483 | 2831.0398
3641 | 428.1746 | 2903.3477 | 428.1746 | 2903.3477
3642 | 439.8099 | 2988.2143 | 439.8099 | 2988.2143
3643 | 465.4183 | 3044.8335 | 465.4183 | 3044.8335
3644 | 493.9847 | 3145.0505 | 493.9847 | 3145.0505
3645 | 515.6058 | 3247.8346 | 515.6058 | 3247.8346
3646 | 534.4437 | 3334.623 | 534.4437 | 3334.623
3647 | 569.1896 | 3390.2651 | 569.1896 | 3390.2651
3648 | 560.6094 | 3390.3727 | 560.6094 | 3390.3727
3649 | 544.8523 | 3353.3962 | 544.8523 | 3353.3962
3650 | 555.338 | 3295.6982 | 555.338 | 3295.6982
3651 | 581.8041 | 3268.5703 | 581.8041 | 3268.5703
3652 | 603.0547 | 3249.7703 | 603.0547 | 3249.7703
3653 | 614.2381 | 3264.986 | 614.2381 | 3264.986
3654 | 597.7617 | 3296.6794 | 597.7617 | 3296.6794
3655 | 572.5927 | 3394.5575 | 572.5927 | 3394.5575
3656 | 555.7016 | 3561.8521 | 555.7016 | 3561.8521
3657 | 537.7317 | 3660.3957 | 537.7317 | 3660.3957
3658 | 513.1479 | 3706.8581 | 513.1479 | 3706.8581
3659 | 482.9049 | 3697.2969 | 482.9049 | 3697.2969
3660 | 454.2024 | 3670.2338 | 454.2024 | 3670.2338
3661 | 433.7943 | 3660.4469 | 433.7943 | 3660.4469
3662 | 423.6962 | 3644.6107 | 423.6962 | 3644.6107
3663 | 420.6871 | 3631.8595 | 420.6871 | 3631.8595
3664 | 419.3627 | 3611.5107 | 419.3627 | 3611.5107
3665 | 429.2743 | 3607.2295 | 429.2743 | 3607.2295
3666 | 445.9404 | 3650.1127 | 445.9404 | 3650.1127
3667 | 477.2084 | 3644.1958 | 477.2084 | 3644.1958
3668 | 513.1308 | 3643.9336 | 513.1308 | 3643.9336
3669 | 534.0233 | 3640.7928 | 534.0233 | 3640.7928
3670 | 555.1541 | 3650.4651 | 555.1541 | 3650.4651
3671 | 587.7775 | 3650.2464 | 587.7775 | 3650.2464
3672 | 581.0441 | 3615.7484 | 581.0441 | 3615.7484
3673 | 554.1741 | 3560.5029 | 554.1741 | 3560.5029
3674 | 565.7085 | 3469.2533 | 565.7085 | 3469.2533
3675 | 594.0217 | 3382.4 | 594.0217 | 3382.4
3676 | 612.823 | 3295.9697 | 612.823 | 3295.9697
3677 | 623.7382 | 3258.4865 | 623.7382 | 3258.4865
3678 | 613.2379 | 3258.7362 | 613.2379 | 3258.7362
3679 | 582.8762 | 3288.6327 | 582.8762 | 3288.6327
3680 | 562.9019 | 3333.1388 | 562.9019 | 3333.1388
3681 | 543.6562 | 3347.8912 | 543.6562 | 3347.8912
3682 | 517.5789 | 3371.166 | 517.5789 | 3371.166
3683 | 485.2046 | 3360.1995 | 485.2046 | 3360.1995
3684 | 457.0552 | 3337.001 | 457.0552 | 3337.001
3685 | 437.5873 | 3363.4007 | 437.5873 | 3363.4007
3686 | 427.5199 | 3400.4391 | 427.5199 | 3400.4391
3687 | 423.387 | 3421.9421 | 423.387 | 3421.9421
3688 | 423.2694 | 3450.6033 | 423.2694 | 3450.6033
3689 | 432.247 | 3496.2104 | 432.247 | 3496.2104
3690 | 449.6565 | 3567.0241 | 449.6565 | 3567.0241
3691 | 480.5188 | 3578.6735 | 480.5188 | 3578.6735
3692 | 516.4793 | 3590.1807 | 516.4793 | 3590.1807
3693 | 542.2802 | 3555.9475 | 542.2802 | 3555.9475
3694 | 558.003 | 3501.8542 | 558.003 | 3501.8542
3695 | 591.5771 | 3426.6274 | 591.5771 | 3426.6274
3696 | 586.6993 | 3355.9427 | 586.6993 | 3355.9427
3697 | 562.4782 | 3300.5216 | 562.4782 | 3300.5216
3698 | 574.7248 | 3233.8648 | 574.7248 | 3233.8648
3699 | 598.8737 | 3187.414 | 598.8737 | 3187.414
3700 | 611.7647 | 3096.2408 | 611.7647 | 3096.2408
3701 | 621.5629 | 2987.0871 | 621.5629 | 2987.0871
3702 | 612.6655 | 2914.9636 | 612.6655 | 2914.9636
3703 | 585.6797 | 2832.0844 | 585.6797 | 2832.0844
3704 | 564.8537 | 2791.0427 | 564.8537 | 2791.0427
3705 | 547.1938 | 2763.6359 | 547.1938 | 2763.6359
3706 | 518.2993 | 2742.8193 | 518.2993 | 2742.8193
3707 | 486.8532 | 2677.9242 | 486.8532 | 2677.9242
3708 | 459.0763 | 2624.1604 | 459.0763 | 2624.1604
3709 | 437.6811 | 2590.6589 | 437.6811 | 2590.6589
3710 | 426.7857 | 2542.8521 | 426.7857 | 2542.8521
3711 | 436.37 | 2445.2556 | 436.37 | 2445.2556
3712 | 436.2995 | 2375.3698 | 436.2995 | 2375.3698
3713 | 444.9882 | 2376.3585 | 444.9882 | 2376.3585
3714 | 462.9505 | 2436.1054 | 462.9505 | 2436.1054
3715 | 492.8458 | 2486.225 | 492.8458 | 2486.225
3716 | 528.7988 | 2552.8904 | 528.7988 | 2552.8904
3717 | 541.3755 | 2555.8978 | 541.3755 | 2555.8978
3718 | 557.9511 | 2514.1009 | 557.9511 | 2514.1009
3719 | 587.3927 | 2449.5895 | 587.3927 | 2449.5895
3720 | 579.6162 | 2406.3083 | 579.6162 | 2406.3083
3721 | 563.7406 | 2400.9511 | 563.7406 | 2400.9511
3722 | 568.7371 | 2381.899 | 568.7371 | 2381.899
3723 | 597.3434 | 2380.7693 | 597.3434 | 2380.7693
3724 | 613.194 | 2448.9225 | 613.194 | 2448.9225
3725 | 615.6715 | 2579.9001 | 615.6715 | 2579.9001
3726 | 608.1993 | 2662.3602 | 608.1993 | 2662.3602
3727 | 581.4972 | 2708.242 | 581.4972 | 2708.242
3728 | 554.8983 | 2755.91 | 554.8983 | 2755.91
3729 | 537.6128 | 2783.1345 | 537.6128 | 2783.1345
3730 | 517.3649 | 2810.8009 | 517.3649 | 2810.8009
3731 | 488.2679 | 2818.806 | 488.2679 | 2818.806
3732 | 463.6379 | 2825.4702 | 463.6379 | 2825.4702
3733 | 442.8408 | 2847.127 | 442.8408 | 2847.127
3734 | 432.34 | 2860.6265 | 432.34 | 2860.6265
3735 | 426.4732 | 2857.7124 | 426.4732 | 2857.7124
3736 | 425.3314 | 2875.8338 | 425.3314 | 2875.8338
3737 | 433.0142 | 2913.8874 | 433.0142 | 2913.8874
3738 | 446.7925 | 2944.8256 | 446.7925 | 2944.8256
3739 | 472.0979 | 2880.2372 | 472.0979 | 2880.2372
3740 | 503.8992 | 2842.7344 | 503.8992 | 2842.7344
3741 | 523.7203 | 2863.8351 | 523.7203 | 2863.8351
3742 | 544.3762 | 2879.8313 | 544.3762 | 2879.8313
3743 | 576.4953 | 3054.7487 | 576.4953 | 3054.7487
3744 | 571.9014 | 3081.9084 | 571.9014 | 3081.9084
3745 | 553.8372 | 3046.3372 | 553.8372 | 3046.3372
3746 | 563.0793 | 3006.5568 | 563.0793 | 3006.5568
3747 | 594.7322 | 2950.6202 | 594.7322 | 2950.6202
3748 | 609.0136 | 2878.0673 | 609.0136 | 2878.0673
3749 | 617.1341 | 2839.3545 | 617.1341 | 2839.3545
3750 | 602.1495 | 2826.0781 | 602.1495 | 2826.0781
3751 | 571.8524 | 2897.7824 | 571.8524 | 2897.7824
3752 | 551.2527 | 2967.4084 | 551.2527 | 2967.4084
3753 | 534.3237 | 2968.986 | 534.3237 | 2968.986
3754 | 513.8328 | 2924.4549 | 513.8328 | 2924.4549
3755 | 486.8002 | 2861.6677 | 486.8002 | 2861.6677
3756 | 461.6761 | 2819.1464 | 461.6761 | 2819.1464
3757 | 444.4338 | 2833.9522 | 444.4338 | 2833.9522
3758 | 431.7525 | 2850.9651 | 431.7525 | 2850.9651
3759 | 426.7381 | 2866.1442 | 426.7381 | 2866.1442
3760 | 424.2237 | 2884.4413 | 424.2237 | 2884.4413
3761 | 431.1332 | 2917.0494 | 431.1332 | 2917.0494
3762 | 440.6342 | 3006.3076 | 440.6342 | 3006.3076
3763 | 461.6656 | 3051.5087 | 461.6656 | 3051.5087
3764 | 483.3758 | 3094.1082 | 483.3758 | 3094.1082
3765 | 503.2416 | 3126.4514 | 503.2416 | 3126.4514
3766 | 524.7277 | 3158.4329 | 524.7277 | 3158.4329
3767 | 552.4037 | 3162.2545 | 552.4037 | 3162.2545
3768 | 545.7311 | 3116.514 | 545.7311 | 3116.514
3769 | 536.3524 | 3038.4323 | 536.3524 | 3038.4323
3770 | 544.8757 | 2952.4526 | 544.8757 | 2952.4526
3771 | 568.8523 | 2927.6084 | 568.8523 | 2927.6084
3772 | 593.3723 | 2925.145 | 593.3723 | 2925.145
3773 | 598.5427 | 2948.9682 | 598.5427 | 2948.9682
3774 | 576.5171 | 2968.0139 | 576.5171 | 2968.0139
3775 | 561.5205 | 2993.1674 | 561.5205 | 2993.1674
3776 | 541.1596 | 3038.0249 | 541.1596 | 3038.0249
3777 | 525.5138 | 3068.2356 | 525.5138 | 3068.2356
3778 | 508.0112 | 3088.1728 | 508.0112 | 3088.1728
3779 | 482.7546 | 3083.5302 | 482.7546 | 3083.5302
3780 | 456.8724 | 3079.1277 | 456.8724 | 3079.1277
3781 | 437.4477 | 3085.1504 | 437.4477 | 3085.1504
3782 | 426.5644 | 3088.9885 | 426.5644 | 3088.9885
3783 | 423.7449 | 3094.3305 | 423.7449 | 3094.3305
3784 | 421.9754 | 3123.8701 | 421.9754 | 3123.8701
3785 | 427.5788 | 3156.6538 | 427.5788 | 3156.6538
3786 | 438.3702 | 3247.493 | 438.3702 | 3247.493
3787 | 461.6875 | 3257.5615 | 461.6875 | 3257.5615
3788 | 487.2345 | 3281.0137 | 487.2345 | 3281.0137
3789 | 503.5028 | 3274.711 | 503.5028 | 3274.711
3790 | 523.1359 | 3273.1409 | 523.1359 | 3273.1409
3791 | 553.7196 | 3260.0988 | 553.7196 | 3260.0988
3792 | 551.95 | 3249.1396 | 551.95 | 3249.1396
3793 | 539.9097 | 3237.2829 | 539.9097 | 3237.2829
3794 | 546.7591 | 3215.4202 | 546.7591 | 3215.4202
3795 | 577.2041 | 3210.6015 | 577.2041 | 3210.6015
3796 | 599.8566 | 3197.0714 | 599.8566 | 3197.0714
3797 | 605.3117 | 3217.3813 | 605.3117 | 3217.3813
3798 | 588.5269 | 3268.0463 | 588.5269 | 3268.0463
3799 | 562.0829 | 3331.8458 | 562.0829 | 3331.8458
3800 | 548.4283 | 3392.6886 | 548.4283 | 3392.6886
3801 | 535.309 | 3436.4253 | 535.309 | 3436.4253
3802 | 513.3322 | 3497.1164 | 513.3322 | 3497.1164
3803 | 485.9348 | 3513.202 | 485.9348 | 3513.202
3804 | 460.4263 | 3536.9056 | 460.4263 | 3536.9056
3805 | 438.6899 | 3597.5595 | 438.6899 | 3597.5595
3806 | 428.6959 | 3652.5155 | 428.6959 | 3652.5155
3807 | 423.0772 | 3705.2866 | 423.0772 | 3705.2866
3808 | 422.6286 | 3733.4208 | 422.6286 | 3733.4208
3809 | 430.1269 | 3740.5577 | 430.1269 | 3740.5577
3810 | 443.8569 | 3751.4703 | 443.8569 | 3751.4703
3811 | 470.0185 | 3700.408 | 470.0185 | 3700.408
3812 | 501.2721 | 3683.9848 | 501.2721 | 3683.9848
3813 | 521.237 | 3654.4945 | 521.237 | 3654.4945
3814 | 542.7299 | 3671.896 | 542.7299 | 3671.896
3815 | 571.2383 | 3668.8667 | 571.2383 | 3668.8667
3816 | 567.4628 | 3649.3 | 567.4628 | 3649.3
3817 | 548.5706 | 3614.4314 | 548.5706 | 3614.4314
3818 | 557.3514 | 3564.1113 | 557.3514 | 3564.1113
3819 | 586.2277 | 3538.3888 | 586.2277 | 3538.3888
3820 | 606.7881 | 3521.521 | 606.7881 | 3521.521
3821 | 610.9254 | 3561.5052 | 610.9254 | 3561.5052
3822 | 597.5796 | 3589.1584 | 597.5796 | 3589.1584
3823 | 571.8061 | 3614.1363 | 571.8061 | 3614.1363
3824 | 555.984 | 3653.7239 | 555.984 | 3653.7239
3825 | 536.0808 | 3661.6254 | 536.0808 | 3661.6254
3826 | 511.4623 | 3671.9011 | 511.4623 | 3671.9011
3827 | 482.788 | 3664.0965 | 482.788 | 3664.0965
3828 | 454.855 | 3646.3437 | 454.855 | 3646.3437
3829 | 435.798 | 3633.5704 | 435.798 | 3633.5704
3830 | 426.6026 | 3596.1277 | 426.6026 | 3596.1277
3831 | 421.1747 | 3533.1368 | 421.1747 | 3533.1368
3832 | 422.4352 | 3421.7946 | 422.4352 | 3421.7946
3833 | 429.2463 | 3331.0872 | 429.2463 | 3331.0872
3834 | 442.8408 | 3327.4197 | 442.8408 | 3327.4197
3835 | 470.9849 | 3317.1112 | 470.9849 | 3317.1112
3836 | 509.8129 | 3282.946 | 509.8129 | 3282.946
3837 | 530.6399 | 3199.1759 | 530.6399 | 3199.1759
3838 | 549.1282 | 3096.7752 | 549.1282 | 3096.7752
3839 | 578.5738 | 2992.564 | 578.5738 | 2992.564
3840 | 573.3098 | 2858.8163 | 573.3098 | 2858.8163
3841 | 552.6872 | 2724.3468 | 552.6872 | 2724.3468
3842 | 564.0766 | 2623.4357 | 564.0766 | 2623.4357
3843 | 592.1297 | 2618.0901 | 592.1297 | 2618.0901
3844 | 609.0379 | 2635.6523 | 609.0379 | 2635.6523
3845 | 619.6757 | 2659.1242 | 619.6757 | 2659.1242
3846 | 607.0457 | 2661.1305 | 607.0457 | 2661.1305
3847 | 580.9213 | 2641.1387 | 580.9213 | 2641.1387
3848 | 564.7714 | 2610.461 | 564.7714 | 2610.461
3849 | 544.3821 | 2569.1769 | 544.3821 | 2569.1769
3850 | 517.7009 | 2535.0099 | 517.7009 | 2535.0099
3851 | 483.8077 | 2492.2484 | 483.8077 | 2492.2484
3852 | 457.5279 | 2456.2265 | 457.5279 | 2456.2265
3853 | 435.9992 | 2437.4807 | 435.9992 | 2437.4807
3854 | 423.1249 | 2413.7397 | 423.1249 | 2413.7397
3855 | 419.1206 | 2414.1632 | 419.1206 | 2414.1632
3856 | 418.155 | 2426.3121 | 418.155 | 2426.3121
3857 | 425.1723 | 2443.8131 | 425.1723 | 2443.8131
3858 | 444.4051 | 2491.0879 | 444.4051 | 2491.0879
3859 | 476.7016 | 2476.7392 | 476.7016 | 2476.7392
3860 | 514.3053 | 2445.7359 | 514.3053 | 2445.7359
3861 | 536.6717 | 2405.0033 | 536.6717 | 2405.0033
3862 | 551.0704 | 2262.2001 | 551.0704 | 2262.2001
3863 | 581.668 | 2082.4537 | 581.668 | 2082.4537
3864 | 576.1898 | 1982.082 | 576.1898 | 1982.082
3865 | 556.7771 | 1958.8072 | 556.7771 | 1958.8072
3866 | 560.5223 | 1883.543 | 560.5223 | 1883.543
3867 | 584.0671 | 1865.3739 | 584.0671 | 1865.3739
3868 | 604.3112 | 1895.2325 | 604.3112 | 1895.2325
3869 | 611.8967 | 2004.0767 | 611.8967 | 2004.0767
3870 | 599.2723 | 2104.9813 | 599.2723 | 2104.9813
3871 | 573.3292 | 2163.1595 | 573.3292 | 2163.1595
3872 | 556.9633 | 2220.4891 | 556.9633 | 2220.4891
3873 | 538.3149 | 2265.2798 | 538.3149 | 2265.2798
3874 | 511.2607 | 2261.3269 | 511.2607 | 2261.3269
3875 | 476.988 | 2133.1931 | 476.988 | 2133.1931
3876 | 450.1577 | 2044.8237 | 450.1577 | 2044.8237
3877 | 429.9538 | 2049.9681 | 429.9538 | 2049.9681
3878 | 418.3979 | 2069.9672 | 418.3979 | 2069.9672
3879 | 411.3802 | 2100.0777 | 411.3802 | 2100.0777
3880 | 412.1721 | 2177.3976 | 412.1721 | 2177.3976
3881 | 419.4121 | 2177.8593 | 419.4121 | 2177.8593
3882 | 435.0183 | 2328.4239 | 435.0183 | 2328.4239
3883 | 465.0053 | 2384.6918 | 465.0053 | 2384.6918
3884 | 502.3925 | 2426.0617 | 502.3925 | 2426.0617
3885 | 522.4864 | 2447.865 | 522.4864 | 2447.865
3886 | 539.2979 | 2506.5474 | 539.2979 | 2506.5474
3887 | 570.4057 | 2586.958 | 570.4057 | 2586.958
3888 | 566.464 | 2765.5392 | 566.464 | 2765.5392
3889 | 546.946 | 2951.4791 | 546.946 | 2951.4791
3890 | 557.7189 | 3053.8102 | 557.7189 | 3053.8102
3891 | 582.7793 | 3089.7454 | 582.7793 | 3089.7454
3892 | 601.0246 | 3127.1575 | 601.0246 | 3127.1575
3893 | 602.0717 | 3209.8278 | 602.0717 | 3209.8278
3894 | 587.994 | 3323.9072 | 587.994 | 3323.9072
3895 | 562.2931 | 3431.0954 | 562.2931 | 3431.0954
3896 | 547.9569 | 3501.0727 | 547.9569 | 3501.0727
3897 | 530.0527 | 3563.9567 | 530.0527 | 3563.9567
3898 | 505.1893 | 3613.2297 | 505.1893 | 3613.2297
3899 | 476.3813 | 3604.7224 | 476.3813 | 3604.7224
3900 | 449.582 | 3601.1983 | 449.582 | 3601.1983
3901 | 429.8407 | 3618.9904 | 429.8407 | 3618.9904
3902 | 416.8316 | 3630.5577 | 416.8316 | 3630.5577
3903 | 410.8355 | 3681.2208 | 410.8355 | 3681.2208
3904 | 410.5015 | 3732.3668 | 410.5015 | 3732.3668
3905 | 417.0771 | 3794.662 | 417.0771 | 3794.662
3906 | 437.1694 | 3891.6494 | 437.1694 | 3891.6494
3907 | 464.6588 | 3906.9878 | 464.6588 | 3906.9878
3908 | 494.7323 | 3899.8746 | 494.7323 | 3899.8746
3909 | 513.1885 | 3866.1685 | 513.1885 | 3866.1685
3910 | 527.6049 | 3829.4658 | 527.6049 | 3829.4658
3911 | 558.8994 | 3782.345 | 558.8994 | 3782.345
3912 | 558.728 | 3714.8223 | 558.728 | 3714.8223
3913 | 541.6396 | 3638.6729 | 541.6396 | 3638.6729
3914 | 549.4773 | 3560.9494 | 549.4773 | 3560.9494
3915 | 577.8677 | 3475.1501 | 577.8677 | 3475.1501
3916 | 597.8091 | 3393.814 | 597.8091 | 3393.814
3917 | 601.5419 | 3402.0032 | 601.5419 | 3402.0032
3918 | 583.1384 | 3615.8592 | 583.1384 | 3615.8592
3919 | 557.7891 | 3924.3572 | 557.7891 | 3924.3572
3920 | 539.0741 | 4063.8971 | 539.0741 | 4063.8971
3921 | 520.6169 | 4120.1059 | 520.6169 | 4120.1059
3922 | 502.5729 | 4122.1255 | 502.5729 | 4122.1255
3923 | 477.9848 | 4101.3219 | 477.9848 | 4101.3219
3924 | 453.1712 | 4128.3631 | 453.1712 | 4128.3631
3925 | 434.5859 | 4201.8404 | 434.5859 | 4201.8404
3926 | 421.4626 | 4256.2694 | 421.4626 | 4256.2694
3927 | 414.1892 | 4290.5959 | 414.1892 | 4290.5959
3928 | 411.2248 | 4310.4739 | 411.2248 | 4310.4739
3929 | 419.1703 | 4326.0427 | 419.1703 | 4326.0427
3930 | 433.7614 | 4355.9268 | 433.7614 | 4355.9268
3931 | 456.1923 | 4321.0256 | 456.1923 | 4321.0256
3932 | 478.9556 | 4279.8338 | 478.9556 | 4279.8338
3933 | 490.8165 | 4231.0206 | 490.8165 | 4231.0206
3934 | 510.6655 | 4219.4377 | 510.6655 | 4219.4377
3935 | 537.5695 | 4218.1651 | 537.5695 | 4218.1651
3936 | 538.6286 | 4168.9113 | 538.6286 | 4168.9113
3937 | 527.0915 | 4079.7629 | 527.0915 | 4079.7629
3938 | 536.3994 | 4007.1335 | 536.3994 | 4007.1335
3939 | 565.8275 | 3971.2225 | 565.8275 | 3971.2225
3940 | 587.3941 | 3937.6668 | 587.3941 | 3937.6668
3941 | 579.4413 | 3940.4104 | 579.4413 | 3940.4104
3942 | 557.4978 | 3947.511 | 557.4978 | 3947.511
3943 | 537.5587 | 3981.4477 | 537.5587 | 3981.4477
3944 | 524.5909 | 4023.1433 | 524.5909 | 4023.1433
3945 | 516.313 | 4028.0585 | 516.313 | 4028.0585
3946 | 495.1697 | 4009.5255 | 495.1697 | 4009.5255
3947 | 473.5787 | 3971.3312 | 473.5787 | 3971.3312
3948 | 449.5194 | 3919.851 | 449.5194 | 3919.851
3949 | 429.8144 | 3867.7293 | 429.8144 | 3867.7293
3950 | 419.6621 | 3776.358 | 419.6621 | 3776.358
3951 | 413.4379 | 3666.2894 | 413.4379 | 3666.2894
3952 | 413.5826 | 3561.271 | 413.5826 | 3561.271
3953 | 417.1793 | 3486.9003 | 417.1793 | 3486.9003
3954 | 428.3733 | 3473.0443 | 428.3733 | 3473.0443
3955 | 453.6642 | 3424.4414 | 453.6642 | 3424.4414
3956 | 476.0258 | 3405.9101 | 476.0258 | 3405.9101
3957 | 493.4128 | 3383.9734 | 493.4128 | 3383.9734
3958 | 512.8448 | 3389.7812 | 512.8448 | 3389.7812
3959 | 546.1032 | 3353.9029 | 546.1032 | 3353.9029
3960 | 543.228 | 3230.3437 | 543.228 | 3230.3437
3961 | 530.3582 | 3076.9025 | 530.3582 | 3076.9025
3962 | 541.755 | 2954.0336 | 541.755 | 2954.0336
3963 | 574.1502 | 2914.785 | 574.1502 | 2914.785
3964 | 588.5674 | 2913.5512 | 588.5674 | 2913.5512
3965 | 595.6914 | 2944.9279 | 595.6914 | 2944.9279
3966 | 578.0512 | 2967.6625 | 578.0512 | 2967.6625
3967 | 556.0597 | 2961.0211 | 556.0597 | 2961.0211
3968 | 538.3206 | 2939.8293 | 538.3206 | 2939.8293
3969 | 523.3794 | 2933.502 | 523.3794 | 2933.502
3970 | 504.0408 | 2917.604 | 504.0408 | 2917.604
3971 | 477.9988 | 2875.7208 | 477.9988 | 2875.7208
3972 | 454.321 | 2892.0465 | 454.321 | 2892.0465
3973 | 434.015 | 2905.9741 | 434.015 | 2905.9741
3974 | 422.0019 | 2854.4783 | 422.0019 | 2854.4783
3975 | 415.2575 | 2728.2487 | 415.2575 | 2728.2487
3976 | 414.4814 | 2622.3521 | 414.4814 | 2622.3521
3977 | 420.3157 | 2511.7947 | 420.3157 | 2511.7947
3978 | 434.1594 | 2435.5784 | 434.1594 | 2435.5784
3979 | 459.8425 | 2331.8172 | 459.8425 | 2331.8172
3980 | 489.1498 | 2315.5696 | 489.1498 | 2315.5696
3981 | 507.2637 | 2280.6338 | 507.2637 | 2280.6338
3982 | 524.8148 | 2225.8378 | 524.8148 | 2225.8378
3983 | 556.8866 | 2181.0007 | 556.8866 | 2181.0007
3984 | 552.7283 | 2134.5576 | 552.7283 | 2134.5576
3985 | 535.2883 | 2080.1904 | 535.2883 | 2080.1904
3986 | 538.8875 | 2082.5692 | 538.8875 | 2082.5692
3987 | 571.6722 | 2196.6744 | 571.6722 | 2196.6744
3988 | 594.3415 | 2240.4104 | 594.3415 | 2240.4104
3989 | 601.4769 | 2149.5257 | 601.4769 | 2149.5257
3990 | 583.671 | 2019.9604 | 583.671 | 2019.9604
3991 | 559.3285 | 2053.7214 | 559.3285 | 2053.7214
3992 | 542.7924 | 2252.2841 | 542.7924 | 2252.2841
3993 | 530.7223 | 2391.5815 | 530.7223 | 2391.5815
3994 | 506.6647 | 2472.1225 | 506.6647 | 2472.1225
3995 | 480.7693 | 2484.5192 | 480.7693 | 2484.5192
3996 | 452.763 | 2497.156 | 452.763 | 2497.156
3997 | 435.7795 | 2499.3141 | 435.7795 | 2499.3141
3998 | 421.7782 | 2500.8686 | 421.7782 | 2500.8686
3999 | 417.0015 | 2539.0596 | 417.0015 | 2539.0596
4000 | 416.4486 | 2605.1371 | 416.4486 | 2605.1371
4001 | 422.6202 | 2713.9829 | 422.6202 | 2713.9829
4002 | 439.7002 | 2874.0333 | 439.7002 | 2874.0333
4003 | 469.7397 | 3007.593 | 469.7397 | 3007.593
4004 | 507.6989 | 3150.8474 | 507.6989 | 3150.8474
4005 | 528.4758 | 3275.765 | 528.4758 | 3275.765
4006 | 538.5929 | 3394.1727 | 538.5929 | 3394.1727
4007 | 569.2064 | 3501.6355 | 569.2064 | 3501.6355
4008 | 563.5229 | 3602.398 | 563.5229 | 3602.398
4009 | 543.7102 | 3657.4689 | 543.7102 | 3657.4689
4010 | 546.1095 | 3683.5622 | 546.1095 | 3683.5622
4011 | 578.7636 | 3718.7947 | 578.7636 | 3718.7947
4012 | 595.6514 | 3738.1136 | 595.6514 | 3738.1136
4013 | 598.211 | 3782.138 | 598.211 | 3782.138
4014 | 584.1816 | 3806.1023 | 584.1816 | 3806.1023
4015 | 554.1094 | 3796.4745 | 554.1094 | 3796.4745
4016 | 542.3003 | 3774.7557 | 542.3003 | 3774.7557
4017 | 535.5859 | 3747.7003 | 535.5859 | 3747.7003
4018 | 512.9529 | 3729.1673 | 512.9529 | 3729.1673
4019 | 482.4042 | 3710.8229 | 482.4042 | 3710.8229
4020 | 455.9459 | 3713.0956 | 455.9459 | 3713.0956
4021 | 436.0051 | 3741.7789 | 436.0051 | 3741.7789
4022 | 424.5035 | 3784.9655 | 424.5035 | 3784.9655
4023 | 419.5912 | 3801.023 | 419.5912 | 3801.023
4024 | 419.3208 | 3783.3091 | 419.3208 | 3783.3091
4025 | 426.3975 | 3778.1496 | 426.3975 | 3778.1496
4026 | 444.0602 | 3816.1143 | 444.0602 | 3816.1143
4027 | 471.505 | 3793.8607 | 471.505 | 3793.8607
4028 | 508.4468 | 3785.518 | 508.4468 | 3785.518
4029 | 524.998 | 3766.0405 | 524.998 | 3766.0405
4030 | 543.2408 | 3753.0523 | 543.2408 | 3753.0523
4031 | 575.7503 | 3718.4037 | 575.7503 | 3718.4037
4032 | 571.1743 | 3687.9459 | 571.1743 | 3687.9459
4033 | 544.995 | 3653.4286 | 544.995 | 3653.4286
4034 | 557.0879 | 3614.1753 | 557.0879 | 3614.1753
4035 | 587.8141 | 3584.0612 | 587.8141 | 3584.0612
4036 | 610.1651 | 3555.424 | 610.1651 | 3555.424
4037 | 608.4703 | 3584.5171 | 608.4703 | 3584.5171
4038 | 589.5075 | 3622.5344 | 589.5075 | 3622.5344
4039 | 566.8215 | 3654.8901 | 566.8215 | 3654.8901
4040 | 554.2189 | 3685.1676 | 554.2189 | 3685.1676
4041 | 541.9553 | 3709.757 | 541.9553 | 3709.757
4042 | 518.3169 | 3736.0181 | 518.3169 | 3736.0181
4043 | 484.9947 | 3754.563 | 484.9947 | 3754.563
4044 | 459.478 | 3736.9858 | 459.478 | 3736.9858
4045 | 438.0564 | 3745.4678 | 438.0564 | 3745.4678
4046 | 424.7857 | 3725.9427 | 424.7857 | 3725.9427
4047 | 417.0442 | 3714.9481 | 417.0442 | 3714.9481
4048 | 416.4456 | 3713.5709 | 416.4456 | 3713.5709
4049 | 424.5071 | 3727.5587 | 424.5071 | 3727.5587
4050 | 441.1096 | 3858.6247 | 441.1096 | 3858.6247
4051 | 468.3805 | 3941.4177 | 468.3805 | 3941.4177
4052 | 508.5277 | 3979.0987 | 508.5277 | 3979.0987
4053 | 525.4266 | 3991.2406 | 525.4266 | 3991.2406
4054 | 535.9329 | 4003.8992 | 535.9329 | 4003.8992
4055 | 566.6966 | 4021.9494 | 566.6966 | 4021.9494
4056 | 567.5056 | 3967.2501 | 567.5056 | 3967.2501
4057 | 541.8341 | 3869.6699 | 541.8341 | 3869.6699
4058 | 545.9119 | 3791.7706 | 545.9119 | 3791.7706
4059 | 573.2082 | 3769.3857 | 573.2082 | 3769.3857
4060 | 591.0367 | 3720.7229 | 591.0367 | 3720.7229
4061 | 590.4568 | 3689.3879 | 590.4568 | 3689.3879
4062 | 577.0301 | 3671.72 | 577.0301 | 3671.72
4063 | 551.912 | 3688.7931 | 551.912 | 3688.7931
4064 | 535.1061 | 3738.0421 | 535.1061 | 3738.0421
4065 | 523.5455 | 3764.5639 | 523.5455 | 3764.5639
4066 | 504.5 | 3797.8515 | 504.5 | 3797.8515
4067 | 478.3702 | 3819.9097 | 478.3702 | 3819.9097
4068 | 449.9368 | 3843.9646 | 449.9368 | 3843.9646
4069 | 430.7438 | 3878.269 | 430.7438 | 3878.269
4070 | 416.8551 | 3892.1199 | 416.8551 | 3892.1199
4071 | 410.8144 | 3895.0027 | 410.8144 | 3895.0027
4072 | 407.8606 | 3892.7472 | 407.8606 | 3892.7472
4073 | 412.8508 | 3891.9793 | 412.8508 | 3891.9793
4074 | 428.8592 | 3938.3757 | 428.8592 | 3938.3757
4075 | 451.3341 | 3917.8789 | 451.3341 | 3917.8789
4076 | 485.8644 | 3890.0375 | 485.8644 | 3890.0375
4077 | 501.1018 | 3852.9938 | 501.1018 | 3852.9938
4078 | 518.2616 | 3840.1812 | 518.2616 | 3840.1812
4079 | 542.9293 | 3829.9497 | 542.9293 | 3829.9497
4080 | 543.4219 | 3798.2623 | 543.4219 | 3798.2623
4081 | 525.9724 | 3738.9765 | 525.9724 | 3738.9765
4082 | 535.3364 | 3703.7634 | 535.3364 | 3703.7634
4083 | 564.4514 | 3705.62 | 564.4514 | 3705.62
4084 | 584.0926 | 3695.7788 | 584.0926 | 3695.7788
4085 | 586.7025 | 3705.0219 | 586.7025 | 3705.0219
4086 | 565.0034 | 3721.9597 | 565.0034 | 3721.9597
4087 | 542.7432 | 3744.8296 | 542.7432 | 3744.8296
4088 | 525.7184 | 3774.9314 | 525.7184 | 3774.9314
4089 | 515.546 | 3783.0085 | 515.546 | 3783.0085
4090 | 500.5256 | 3789.5954 | 500.5256 | 3789.5954
4091 | 475.4912 | 3786.358 | 475.4912 | 3786.358
4092 | 451.6546 | 3786.1714 | 451.6546 | 3786.1714
4093 | 431.8937 | 3798.6937 | 431.8937 | 3798.6937
4094 | 418.7722 | 3792.519 | 418.7722 | 3792.519
4095 | 414.2097 | 3792.0642 | 414.2097 | 3792.0642
4096 | 411.4588 | 3799.9971 | 411.4588 | 3799.9971
4097 | 418.2542 | 3810.9986 | 418.2542 | 3810.9986
4098 | 429.4255 | 3828.9377 | 429.4255 | 3828.9377
4099 | 448.2507 | 3769.9706 | 448.2507 | 3769.9706
4100 | 467.7761 | 3712.7935 | 467.7761 | 3712.7935
4101 | 479.3577 | 3669.6015 | 479.3577 | 3669.6015
4102 | 496.8567 | 3642.3846 | 496.8567 | 3642.3846
4103 | 522.1851 | 3606.5063 | 522.1851 | 3606.5063
4104 | 528.7794 | 3563.2251 | 528.7794 | 3563.2251
4105 | 519.5475 | 3502.5341 | 519.5475 | 3502.5341
4106 | 528.0795 | 3450.633 | 528.0795 | 3450.633
4107 | 554.9793 | 3455.4758 | 554.9793 | 3455.4758
4108 | 572.2597 | 3388.1928 | 572.2597 | 3388.1928
4109 | 565.8678 | 3376.532 | 565.8678 | 3376.532
4110 | 555.408 | 3392.4158 | 555.408 | 3392.4158
4111 | 537.0064 | 3448.6617 | 537.0064 | 3448.6617
4112 | 528.6507 | 3498.7891 | 528.6507 | 3498.7891
4113 | 512.239 | 3440.2899 | 512.239 | 3440.2899
4114 | 497.8051 | 3318.9941 | 497.8051 | 3318.9941
4115 | 474.8511 | 3232.3168 | 474.8511 | 3232.3168
4116 | 453.9644 | 3204.7268 | 453.9644 | 3204.7268
4117 | 435.0479 | 3248.1657 | 435.0479 | 3248.1657
4118 | 424.7908 | 3299.0815 | 424.7908 | 3299.0815
4119 | 418.0479 | 3343.0694 | 418.0479 | 3343.0694
4120 | 414.0234 | 3404.5796 | 414.0234 | 3404.5796
4121 | 416.0735 | 3471.9689 | 416.0735 | 3471.9689
4122 | 425.9693 | 3578.2665 | 425.9693 | 3578.2665
4123 | 442.1029 | 3624.8729 | 442.1029 | 3624.8729
4124 | 462.8057 | 3656.4057 | 462.8057 | 3656.4057
4125 | 476.8706 | 3653.9675 | 476.8706 | 3653.9675
4126 | 495.4809 | 3653.8027 | 495.4809 | 3653.8027
4127 | 521.5833 | 3649.0168 | 521.5833 | 3649.0168
4128 | 524.8547 | 3596.6011 | 524.8547 | 3596.6011
4129 | 514.5741 | 3453.3484 | 514.5741 | 3453.3484
4130 | 520.2763 | 3283.5774 | 520.2763 | 3283.5774
4131 | 547.0727 | 3197.7781 | 547.0727 | 3197.7781
4132 | 565.7708 | 3133.13 | 565.7708 | 3133.13
4133 | 571.2067 | 3123.9286 | 571.2067 | 3123.9286
4134 | 554.5675 | 3170.5534 | 554.5675 | 3170.5534
4135 | 538.1618 | 3286.876 | 538.1618 | 3286.876
4136 | 526.495 | 3421.673 | 526.495 | 3421.673
4137 | 516.5579 | 3501.0693 | 516.5579 | 3501.0693
4138 | 502.411 | 3564.9223 | 502.411 | 3564.9223
4139 | 479.6256 | 3610.168 | 479.6256 | 3610.168
4140 | 457.9796 | 3646.8706 | 457.9796 | 3646.8706
4141 | 439.8898 | 3689.0799 | 439.8898 | 3689.0799
4142 | 427.2225 | 3716.2812 | 427.2225 | 3716.2812
4143 | 422.9351 | 3742.3515 | 422.9351 | 3742.3515
4144 | 417.9807 | 3764.1619 | 417.9807 | 3764.1619
4145 | 419.6558 | 3800.4588 | 419.6558 | 3800.4588
4146 | 428.2234 | 3877.4207 | 428.2234 | 3877.4207
4147 | 443.9256 | 3908.5687 | 443.9256 | 3908.5687
4148 | 467.3737 | 3946.7767 | 467.3737 | 3946.7767
4149 | 484.1943 | 3980.7008 | 484.1943 | 3980.7008
4150 | 502.411 | 4029.7216 | 502.411 | 4029.7216
4151 | 536.2595 | 4074.824 | 536.2595 | 4074.824
4152 | 531.8534 | 4068.0807 | 531.8534 | 4068.0807
4153 | 517.4399 | 3981.5672 | 517.4399 | 3981.5672
4154 | 526.3602 | 3856.239 | 526.3602 | 3856.239
4155 | 557.8632 | 3791.5192 | 557.8632 | 3791.5192
4156 | 576.3736 | 3737.9379 | 576.3736 | 3737.9379
4157 | 580.7192 | 3729.0878 | 580.7192 | 3729.0878
4158 | 565.7243 | 3765.1728 | 565.7243 | 3765.1728
4159 | 543.9694 | 3863.4022 | 543.9694 | 3863.4022
4160 | 527.2926 | 3972.5523 | 527.2926 | 3972.5523
4161 | 516.613 | 4014.0054 | 516.613 | 4014.0054
4162 | 503.6402 | 4035.8749 | 503.6402 | 4035.8749
4163 | 485.1853 | 4023.5031 | 485.1853 | 4023.5031
4164 | 461.7256 | 3988.8866 | 461.7256 | 3988.8866
4165 | 444.8375 | 3958.8984 | 444.8375 | 3958.8984
4166 | 431.8575 | 3904.065 | 431.8575 | 3904.065
4167 | 423.3038 | 3791.7128 | 423.3038 | 3791.7128
4168 | 419.1641 | 3676.3303 | 419.1641 | 3676.3303
4169 | 422.2945 | 3606.1755 | 422.2945 | 3606.1755
4170 | 437.3224 | 3613.0478 | 437.3224 | 3613.0478
4171 | 456.6046 | 3560.0532 | 456.6046 | 3560.0532
4172 | 481.2238 | 3504.6328 | 481.2238 | 3504.6328
4173 | 499.9918 | 3447.5634 | 499.9918 | 3447.5634
4174 | 516.8389 | 3403.1316 | 516.8389 | 3403.1316
4175 | 544.9576 | 3363.3887 | 544.9576 | 3363.3887
4176 | 553.1698 | 3338.5521 | 553.1698 | 3338.5521
4177 | 535.4186 | 3312.6423 | 535.4186 | 3312.6423
4178 | 537.9617 | 3285.8611 | 537.9617 | 3285.8611
4179 | 566.5464 | 3270.1513 | 566.5464 | 3270.1513
4180 | 586.1523 | 3250.9999 | 586.1523 | 3250.9999
4181 | 585.285 | 3250.406 | 585.285 | 3250.406
4182 | 576.9773 | 3260.8442 | 576.9773 | 3260.8442
4183 | 552.8591 | 3312.8742 | 552.8591 | 3312.8742
4184 | 531.4808 | 3393.9182 | 531.4808 | 3393.9182
4185 | 518.0322 | 3421.6696 | 518.0322 | 3421.6696
4186 | 508.9383 | 3402.7853 | 508.9383 | 3402.7853
4187 | 488.09 | 3342.8088 | 488.09 | 3342.8088
4188 | 468.5822 | 3270.2491 | 468.5822 | 3270.2491
4189 | 449.0532 | 3197.0478 | 449.0532 | 3197.0478
4190 | 433.1545 | 3107.0818 | 433.1545 | 3107.0818
4191 | 423.6187 | 3039.348 | 423.6187 | 3039.348
4192 | 418.6601 | 2993.8794 | 418.6601 | 2993.8794
4193 | 422.774 | 2976.5992 | 422.774 | 2976.5992
4194 | 437.7449 | 3024.9279 | 437.7449 | 3024.9279
4195 | 453.4233 | 3092.4382 | 453.4233 | 3092.4382
4196 | 476.6789 | 3148.0368 | 476.6789 | 3148.0368
4197 | 496.7612 | 3156.4898 | 496.7612 | 3156.4898
4198 | 512.6476 | 3181.9718 | 512.6476 | 3181.9718
4199 | 535.7161 | 3192.2929 | 535.7161 | 3192.2929
4200 | 543.0084 | 3203.6429 | 543.0084 | 3203.6429
4201 | 528.5952 | 3201.6233 | 528.5952 | 3201.6233
4202 | 532.0075 | 3173.4367 | 532.0075 | 3173.4367
4203 | 560.0043 | 3182.1441 | 560.0043 | 3182.1441
4204 | 579.0653 | 3172.8299 | 579.0653 | 3172.8299
4205 | 577.4259 | 3175.2222 | 577.4259 | 3175.2222
4206 | 563.8636 | 3169.148 | 563.8636 | 3169.148
4207 | 544.4586 | 3152.4938 | 544.4586 | 3152.4938
4208 | 524.81 | 3169.0695 | 524.81 | 3169.0695
4209 | 512.102 | 3246.5336 | 512.102 | 3246.5336
4210 | 495.0921 | 3319.521 | 495.0921 | 3319.521
4211 | 482.8534 | 3380.0494 | 482.8534 | 3380.0494
4212 | 467.9958 | 3456.9789 | 467.9958 | 3456.9789
4213 | 455.2521 | 3509.728 | 455.2521 | 3509.728
4214 | 441.9 | 3512.3364 | 441.9 | 3512.3364
4215 | 429.1433 | 3500.1122 | 429.1433 | 3500.1122
4216 | 422.6194 | 3482.7497 | 422.6194 | 3482.7497
4217 | 422.7818 | 3504.1153 | 422.7818 | 3504.1153
4218 | 433.6665 | 3594.9545 | 433.6665 | 3594.9545
4219 | 448.2375 | 3632.2507 | 448.2375 | 3632.2507
4220 | 462.2039 | 3662.5539 | 462.2039 | 3662.5539
4221 | 470.9699 | 3683.6546 | 470.9699 | 3683.6546
4222 | 485.4858 | 3711.2445 | 485.4858 | 3711.2445
4223 | 505.066 | 3739.6589 | 505.066 | 3739.6589
4224 | 507.5225 | 3724.6595 | 507.5225 | 3724.6595
4225 | 499.6484 | 3605.824 | 499.6484 | 3605.824
4226 | 507.6627 | 3461.8754 | 507.6627 | 3461.8754
4227 | 529.038 | 3406.1145 | 529.038 | 3406.1145
4228 | 545.5096 | 3370.0995 | 545.5096 | 3370.0995
4229 | 542.747 | 3373.3701 | 542.747 | 3373.3701
4230 | 528.1959 | 3415.779 | 528.1959 | 3415.779
4231 | 515.8457 | 3526.6561 | 515.8457 | 3526.6561
4232 | 502.0093 | 3700.4502 | 502.0093 | 3700.4502
4233 | 493.1852 | 3833.5995 | 493.1852 | 3833.5995
4234 | 480.5126 | 3932.4094 | 480.5126 | 3932.4094
4235 | 471.4804 | 3988.0192 | 471.4804 | 3988.0192
4236 | 460.56 | 4019.979 | 460.56 | 4019.979
4237 | 449.2063 | 4073.6064 | 449.2063 | 4073.6064
4238 | 436.806 | 4115.3877 | 436.806 | 4115.3877
4239 | 425.1729 | 4147.9575 | 425.1729 | 4147.9575
4240 | 420.3705 | 4187.3341 | 420.3705 | 4187.3341
4241 | 421.3104 | 4239.2651 | 421.3104 | 4239.2651
4242 | 430.0489 | 4323.0778 | 430.0489 | 4323.0778
4243 | 441.5979 | 4370.3869 | 441.5979 | 4370.3869
4244 | 456.439 | 4409.4731 | 456.439 | 4409.4731
4245 | 469.5315 | 4402.8191 | 469.5315 | 4402.8191
4246 | 489.4909 | 4382.8044 | 489.4909 | 4382.8044
4247 | 518.2207 | 4317.5904 | 518.2207 | 4317.5904
4248 | 530.2244 | 4189.6396 | 530.2244 | 4189.6396
4249 | 525.3254 | 4044.6302 | 525.3254 | 4044.6302
4250 | 535.0685 | 3891.0202 | 535.0685 | 3891.0202
4251 | 560.4529 | 3783.4387 | 560.4529 | 3783.4387
4252 | 580.2226 | 3714.926 | 580.2226 | 3714.926
4253 | 585.2962 | 3706.0759 | 585.2962 | 3706.0759
4254 | 563.5259 | 3707.3796 | 563.5259 | 3707.3796
4255 | 539.6213 | 3703.3731 | 539.6213 | 3703.3731
4256 | 520.1287 | 3711.8683 | 520.1287 | 3711.8683
4257 | 504.5252 | 3684.9885 | 504.5252 | 3684.9885
4258 | 493.9354 | 3637.4712 | 493.9354 | 3637.4712
4259 | 483.0689 | 3572.0491 | 483.0689 | 3572.0491
4260 | 471.6733 | 3535.6759 | 471.6733 | 3535.6759
4261 | 459.6606 | 3538.7124 | 459.6606 | 3538.7124
4262 | 446.0245 | 3532.7133 | 446.0245 | 3532.7133
4263 | 431.2441 | 3564.9318 | 431.2441 | 3564.9318
4264 | 423.1355 | 3623.6314 | 423.1355 | 3623.6314
4265 | 422.8551 | 3701.7362 | 422.8551 | 3701.7362
4266 | 430.4703 | 3825.6001 | 430.4703 | 3825.6001
4267 | 444.2085 | 3900.3126 | 444.2085 | 3900.3126
4268 | 457.4927 | 3985.4225 | 457.4927 | 3985.4225
4269 | 471.1801 | 4055.5332 | 471.1801 | 4055.5332
4270 | 491.0107 | 4114.2156 | 491.0107 | 4114.2156
4271 | 522.1899 | 4146.3189 | 522.1899 | 4146.3189
4272 | 531.9403 | 4117.442 | 531.9403 | 4117.442
4273 | 527.7517 | 3962.5956 | 527.7517 | 3962.5956
4274 | 532.9339 | 3741.004 | 532.9339 | 3741.004
4275 | 561.0337 | 3623.234 | 561.0337 | 3623.234
4276 | 579.767 | 3552.0864 | 579.767 | 3552.0864
4277 | 578.4538 | 3532.1695 | 578.4538 | 3532.1695
4278 | 563.4321 | 3555.0798 | 563.4321 | 3555.0798
4279 | 540.8925 | 3634.3375 | 540.8925 | 3634.3375
4280 | 523.3409 | 3721.5298 | 523.3409 | 3721.5298
4281 | 505.0818 | 3754.9024 | 505.0818 | 3754.9024
4282 | 492.1823 | 3749.5442 | 492.1823 | 3749.5442
4283 | 479.1874 | 3696.4185 | 479.1874 | 3696.4185
4284 | 469.8461 | 3636.6822 | 469.8461 | 3636.6822
4285 | 455.2109 | 3611.9639 | 455.2109 | 3611.9639
4286 | 440.6811 | 3587.3446 | 440.6811 | 3587.3446
4287 | 431.2351 | 3511.5303 | 431.2351 | 3511.5303
4288 | 424.0919 | 3398.6071 | 424.0919 | 3398.6071
4289 | 423.1849 | 3337.7624 | 423.1849 | 3337.7624
4290 | 429.7534 | 3354.2961 | 429.7534 | 3354.2961
4291 | 443.8347 | 3327.4754 | 443.8347 | 3327.4754
4292 | 456.29 | 3294.0128 | 456.29 | 3294.0128
4293 | 465.1649 | 3247.3076 | 465.1649 | 3247.3076
4294 | 484.6001 | 3198.6598 | 484.6001 | 3198.6598
4295 | 511.9556 | 3145.3908 | 511.9556 | 3145.3908
4296 | 526.1395 | 3112.2981 | 526.1395 | 3112.2981
4297 | 522.0904 | 3098.8604 | 522.0904 | 3098.8604
4298 | 532.0858 | 3101.7662 | 532.0858 | 3101.7662
4299 | 559.4295 | 3117.1488 | 559.4295 | 3117.1488
4300 | 574.5609 | 3115.0367 | 574.5609 | 3115.0367
4301 | 583.9103 | 3149.9267 | 583.9103 | 3149.9267
4302 | 566.1278 | 3195.8488 | 566.1278 | 3195.8488
4303 | 542.5121 | 3233.1231 | 542.5121 | 3233.1231
4304 | 525.9411 | 3310.6539 | 525.9411 | 3310.6539
4305 | 513.1637 | 3423.7776 | 513.1637 | 3423.7776
4306 | 500.9664 | 3494.1301 | 500.9664 | 3494.1301
4307 | 487.9874 | 3522.1608 | 487.9874 | 3522.1608
4308 | 475.2171 | 3526.7171 | 475.2171 | 3526.7171
4309 | 460.797 | 3534.8478 | 460.797 | 3534.8478
4310 | 448.5172 | 3510.7555 | 448.5172 | 3510.7555
4311 | 438.9033 | 3450.3995 | 438.9033 | 3450.3995
4312 | 433.8364 | 3397.9044 | 433.8364 | 3397.9044
4313 | 434.8187 | 3383.0834 | 434.8187 | 3383.0834
4314 | 441.0172 | 3425.9666 | 441.0172 | 3425.9666
4315 | 455.0866 | 3439.724 | 455.0866 | 3439.724
4316 | 471.4548 | 3450.0016 | 471.4548 | 3450.0016
4317 | 481.8076 | 3426.1325 | 481.8076 | 3426.1325
4318 | 503.6995 | 3412.0904 | 503.6995 | 3412.0904
4319 | 530.1345 | 3414.331 | 530.1345 | 3414.331
4320 | 542.6759 | 3415.1412 | 542.6759 | 3415.1412
4321 | 538.6551 | 3388.3531 | 538.6551 | 3388.3531
4322 | 541.2603 | 3333.9927 | 541.2603 | 3333.9927
4323 | 565.365 | 3298.6087 | 565.365 | 3298.6087
4324 | 589.2416 | 3272.2552 | 589.2416 | 3272.2552
4325 | 592.7508 | 3296.781 | 592.7508 | 3296.781
4326 | 577.2991 | 3345.5137 | 577.2991 | 3345.5137
4327 | 554.4995 | 3456.5665 | 554.4995 | 3456.5665
4328 | 531.8082 | 3601.552 | 531.8082 | 3601.552
4329 | 512.992 | 3677.435 | 512.992 | 3677.435
4330 | 504.5709 | 3708.6147 | 504.5709 | 3708.6147
4331 | 488.7626 | 3721.187 | 488.7626 | 3721.187
4332 | 476.564 | 3744.3636 | 476.564 | 3744.3636
4333 | 463.5102 | 3750.9133 | 463.5102 | 3750.9133
4334 | 450.9087 | 3696.4313 | 450.9087 | 3696.4313
4335 | 442.5766 | 3649.7771 | 442.5766 | 3649.7771
4336 | 434.6204 | 3631.7119 | 434.6204 | 3631.7119
4337 | 437.0759 | 3639.2002 | 437.0759 | 3639.2002
4338 | 446.2731 | 3689.2855 | 446.2731 | 3689.2855
4339 | 460.9212 | 3681.7877 | 460.9212 | 3681.7877
4340 | 479.8495 | 3677.1339 | 479.8495 | 3677.1339
4341 | 492.8405 | 3656.2511 | 492.8405 | 3656.2511
4342 | 509.2752 | 3631.3179 | 509.2752 | 3631.3179
4343 | 536.6663 | 3594.3856 | 536.6663 | 3594.3856
4344 | 547.0818 | 3539.335 | 547.0818 | 3539.335
4345 | 541.0245 | 3467.9285 | 541.0245 | 3467.9285
4346 | 549.3747 | 3362.8015 | 549.3747 | 3362.8015
4347 | 570.119 | 3304.0543 | 570.119 | 3304.0543
4348 | 593.0708 | 3292.1051 | 593.0708 | 3292.1051
4349 | 599.461 | 3348.2503 | 599.461 | 3348.2503
4350 | 584.3435 | 3430.359 | 584.3435 | 3430.359
4351 | 557.4751 | 3552.6542 | 557.4751 | 3552.6542
4352 | 535.2902 | 3726.9754 | 535.2902 | 3726.9754
4353 | 514.5049 | 3854.3277 | 514.5049 | 3854.3277
4354 | 501.8807 | 3932.0581 | 501.8807 | 3932.0581
4355 | 488.4345 | 3967.1153 | 488.4345 | 3967.1153
4356 | 459.2838 | 4005.0476 | 459.2838 | 4005.0476
4357 | 449.8118 | 4067.1068 | 449.8118 | 4067.1068
4358 | 439.9836 | 4127.5084 | 439.9836 | 4127.5084
4359 | 430.5396 | 4180.2795 | 430.5396 | 4180.2795
4360 | 423.0264 | 4221.4128 | 423.0264 | 4221.4128
4361 | 423.8709 | 4299.1662 | 423.8709 | 4299.1662
4362 | 433.6902 | 4395.451 | 433.6902 | 4395.451
4363 | 445.6339 | 4416.5862 | 445.6339 | 4416.5862
4364 | 462.7252 | 4427.5664 | 462.7252 | 4427.5664
4365 | 474.9053 | 4425.4796 | 474.9053 | 4425.4796
4366 | 493.8643 | 4435.8546 | 493.8643 | 4435.8546
4367 | 522.4372 | 4434.5819 | 522.4372 | 4434.5819
4368 | 530.9643 | 4382.5176 | 530.9643 | 4382.5176
4369 | 522.4236 | 4235.049 | 522.4236 | 4235.049
4370 | 532.475 | 4045.4281 | 532.475 | 4045.4281
4371 | 553.0277 | 3872.6756 | 553.0277 | 3872.6756
4372 | 570.3925 | 3744.6131 | 570.3925 | 3744.6131
4373 | 575.6482 | 3689.2123 | 575.6482 | 3689.2123
4374 | 555.7589 | 3676.9899 | 555.7589 | 3676.9899
4375 | 529.6229 | 3736.3978 | 529.6229 | 3736.3978
4376 | 512.0089 | 3844.8453 | 512.0089 | 3844.8453
4377 | 492.7205 | 3894.0276 | 492.7205 | 3894.0276
4378 | 477.0022 | 3877.7782 | 477.0022 | 3877.7782
4379 | 465.2662 | 3822.5446 | 465.2662 | 3822.5446
4380 | 458.8091 | 3787.7544 | 458.8091 | 3787.7544
4381 | 458.4 | 3765.0255 | 458.4 | 3765.0255
4382 | 449.1399 | 3723.1951 | 449.1399 | 3723.1951
4383 | 433.262 | 3687.74 | 433.262 | 3687.74
4384 | 425.1523 | 3669.4133 | 425.1523 | 3669.4133
4385 | 423.9023 | 3684.039 | 423.9023 | 3684.039
4386 | 427.1643 | 3750.4604 | 427.1643 | 3750.4604
4387 | 431.4963 | 3752.1079 | 431.4963 | 3752.1079
4388 | 434.68 | 3737.8442 | 434.68 | 3737.8442
4389 | 434.4906 | 3696.2749 | 434.4906 | 3696.2749
4390 | 439.7135 | 3665.2279 | 439.7135 | 3665.2279
4391 | 461.7985 | 3639.885 | 461.7985 | 3639.885
4392 | 472.8802 | 3589.844 | 472.8802 | 3589.844
4393 | 470.8792 | 3465.3588 | 470.8792 | 3465.3588
4394 | 483.2844 | 3303.8091 | 483.2844 | 3303.8091
4395 | 514.1273 | 3183.1065 | 514.1273 | 3183.1065
4396 | 532.9523 | 3121.0937 | 532.9523 | 3121.0937
4397 | 537.6207 | 3120.4702 | 537.6207 | 3120.4702
4398 | 526.5246 | 3115.268 | 526.5246 | 3115.268
4399 | 514.1709 | 3079.3489 | 514.1709 | 3079.3489
4400 | 504.2586 | 3031.8333 | 504.2586 | 3031.8333
4401 | 489.1947 | 2989.9081 | 489.1947 | 2989.9081
4402 | 477.7271 | 2961.666 | 477.7271 | 2961.666
4403 | 471.6986 | 2934.4601 | 471.6986 | 2934.4601
4404 | 463.2559 | 2921.8865 | 463.2559 | 2921.8865
4405 | 453.861 | 2910.1293 | 453.861 | 2910.1293
4406 | 444.2479 | 2880.0222 | 444.2479 | 2880.0222
4407 | 432.1532 | 2833.445 | 432.1532 | 2833.445
4408 | 423.517 | 2818.5751 | 423.517 | 2818.5751
4409 | 423.9058 | 2885.0538 | 423.9058 | 2885.0538
4410 | 428.5611 | 3044.66 | 428.5611 | 3044.66
4411 | 438.3905 | 3139.7931 | 438.3905 | 3139.7931
4412 | 450.4373 | 3212.8526 | 450.4373 | 3212.8526
4413 | 459.8344 | 3269.7286 | 459.8344 | 3269.7286
4414 | 472.8637 | 3313.6804 | 472.8637 | 3313.6804
4415 | 499.8282 | 3329.8198 | 499.8282 | 3329.8198
4416 | 512.2108 | 3305.1792 | 512.2108 | 3305.1792
4417 | 513.0744 | 3253.4383 | 513.0744 | 3253.4383
4418 | 526.0776 | 3228.8103 | 526.0776 | 3228.8103
4419 | 549.8885 | 3256.7526 | 549.8885 | 3256.7526
4420 | 571.7584 | 3333.1645 | 571.7584 | 3333.1645
4421 | 576.9415 | 3497.2678 | 576.9415 | 3497.2678
4422 | 562.6253 | 3668.2151 | 562.6253 | 3668.2151
4423 | 539.593 | 3787.7044 | 539.593 | 3787.7044
4424 | 525.4298 | 3883.8738 | 525.4298 | 3883.8738
4425 | 512.7452 | 3920.2539 | 512.7452 | 3920.2539
4426 | 498.095 | 3915.9093 | 498.095 | 3915.9093
4427 | 485.0748 | 3895.3165 | 485.0748 | 3895.3165
4428 | 474.5164 | 3889.356 | 474.5164 | 3889.356
4429 | 461.3262 | 3895.4843 | 461.3262 | 3895.4843
4430 | 449.2943 | 3921.5887 | 449.2943 | 3921.5887
4431 | 436.7068 | 3986.6831 | 436.7068 | 3986.6831
4432 | 428.6467 | 4068.455 | 428.6467 | 4068.455
4433 | 426.7064 | 4151.1658 | 426.7064 | 4151.1658
4434 | 432.4393 | 4259.9713 | 432.4393 | 4259.9713
4435 | 442.2516 | 4295.4359 | 442.2516 | 4295.4359
4436 | 453.5651 | 4316.342 | 453.5651 | 4316.342
4437 | 463.0274 | 4326.1746 | 463.0274 | 4326.1746
4438 | 479.1494 | 4333.4537 | 479.1494 | 4333.4537
4439 | 505.0169 | 4328.5514 | 505.0169 | 4328.5514
4440 | 516.8444 | 4286.6264 | 516.8444 | 4286.6264
4441 | 512.1792 | 4154.476 | 512.1792 | 4154.476
4442 | 526.8945 | 3978.1971 | 526.8945 | 3978.1971
4443 | 552.2214 | 3876.2818 | 552.2214 | 3876.2818
4444 | 575.1512 | 3830.0503 | 575.1512 | 3830.0503
4445 | 578.2848 | 3812.5934 | 578.2848 | 3812.5934
4446 | 568.3358 | 3828.433 | 568.3358 | 3828.433
4447 | 548.8716 | 3864.9576 | 548.8716 | 3864.9576
4448 | 532.1809 | 3903.8635 | 532.1809 | 3903.8635
4449 | 515.2128 | 3919.803 | 515.2128 | 3919.803
4450 | 496.7779 | 3943.4139 | 496.7779 | 3943.4139
4451 | 488.5445 | 3950.1753 | 488.5445 | 3950.1753
4452 | 472.6278 | 3949.1747 | 472.6278 | 3949.1747
4453 | 458.9361 | 3956.5054 | 458.9361 | 3956.5054
4454 | 444.1962 | 3958.8627 | 444.1962 | 3958.8627
4455 | 433.4353 | 3957.2247 | 433.4353 | 3957.2247
4456 | 425.6262 | 3956.0319 | 425.6262 | 3956.0319
4457 | 426.6195 | 3961.7901 | 426.6195 | 3961.7901
4458 | 430.0081 | 3996.9494 | 430.0081 | 3996.9494
4459 | 439.0511 | 3970.7918 | 439.0511 | 3970.7918
4460 | 448.2488 | 3935.9373 | 448.2488 | 3935.9373
4461 | 457.0704 | 3873.0255 | 457.0704 | 3873.0255
4462 | 473.3419 | 3810.1154 | 473.3419 | 3810.1154
4463 | 501.6546 | 3744.0417 | 501.6546 | 3744.0417
4464 | 511.6437 | 3661.5362 | 511.6437 | 3661.5362
4465 | 507.7743 | 3521.42 | 507.7743 | 3521.42
4466 | 513.5442 | 3355.9626 | 513.5442 | 3355.9626
4467 | 540.1556 | 3260.961 | 540.1556 | 3260.961
4468 | 563.6864 | 3194.8901 | 563.6864 | 3194.8901
4469 | 574.4443 | 3177.5835 | 574.4443 | 3177.5835
4470 | 562.8753 | 3180.4975 | 562.8753 | 3180.4975
4471 | 543.0545 | 3185.9104 | 543.0545 | 3185.9104
4472 | 531.5931 | 3171.4604 | 531.5931 | 3171.4604
4473 | 522.8985 | 3114.2047 | 522.8985 | 3114.2047
4474 | 508.3515 | 3042.827 | 508.3515 | 3042.827
4475 | 491.5481 | 2959.109 | 491.5481 | 2959.109
4476 | 472.8858 | 2891.5262 | 472.8858 | 2891.5262
4477 | 453.4144 | 2841.443 | 453.4144 | 2841.443
4478 | 440.6568 | 2794.8031 | 440.6568 | 2794.8031
4479 | 430.2865 | 2756.342 | 430.2865 | 2756.342
4480 | 421.8025 | 2727.9453 | 421.8025 | 2727.9453
4481 | 423.2426 | 2724.8359 | 423.2426 | 2724.8359
4482 | 426.9022 | 2784.3435 | 426.9022 | 2784.3435
4483 | 439.587 | 2784.0372 | 439.587 | 2784.0372
4484 | 452.7249 | 2767.0681 | 452.7249 | 2767.0681
4485 | 464.3795 | 2729.8574 | 464.3795 | 2729.8574
4486 | 481.2565 | 2696.4057 | 481.2565 | 2696.4057
4487 | 509.008 | 2665.3515 | 509.008 | 2665.3515
4488 | 516.0151 | 2643.7168 | 516.0151 | 2643.7168
4489 | 513.1445 | 2631.2037 | 513.1445 | 2631.2037
4490 | 517.3733 | 2622.2068 | 517.3733 | 2622.2068
4491 | 544.1586 | 2629.5582 | 544.1586 | 2629.5582
4492 | 567.0963 | 2630.3701 | 567.0963 | 2630.3701
4493 | 574.1009 | 2656.9505 | 574.1009 | 2656.9505
4494 | 563.8624 | 2679.253 | 563.8624 | 2679.253
4495 | 545.5455 | 2677.3013 | 545.5455 | 2677.3013
4496 | 536.5604 | 2669.3141 | 536.5604 | 2669.3141
4497 | 528.7666 | 2647.6791 | 528.7666 | 2647.6791
4498 | 510.5721 | 2616.7316 | 510.5721 | 2616.7316
4499 | 491.8987 | 2574.4959 | 491.8987 | 2574.4959
4500 | 472.4201 | 2543.2853 | 472.4201 | 2543.2853
4501 | 454.3104 | 2532.5802 | 454.3104 | 2532.5802
4502 | 440.2143 | 2532.9836 | 440.2143 | 2532.9836
4503 | 430.98 | 2537.2072 | 430.98 | 2537.2072
4504 | 424.4 | 2549.2408 | 424.4 | 2549.2408
4505 | 424.4537 | 2588.9663 | 424.4537 | 2588.9663
4506 | 432.4179 | 2658.5439 | 432.4179 | 2658.5439
4507 | 449.1772 | 2648.1677 | 449.1772 | 2648.1677
4508 | 472.0553 | 2636.459 | 472.0553 | 2636.459
4509 | 479.9078 | 2607.8153 | 479.9078 | 2607.8153
4510 | 497.1587 | 2589.2431 | 497.1587 | 2589.2431
4511 | 532.2424 | 2570.363 | 532.2424 | 2570.363
4512 | 532.274 | 2538.6583 | 532.274 | 2538.6583
4513 | 520.3191 | 2545.8344 | 520.3191 | 2545.8344
4514 | 532.2152 | 2538.9416 | 532.2152 | 2538.9416
4515 | 559.2707 | 2535.7721 | 559.2707 | 2535.7721
4516 | 583.9587 | 2530.7224 | 583.9587 | 2530.7224
4517 | 586.556 | 2549.9382 | 586.556 | 2549.9382
4518 | 572.2156 | 2546.5396 | 572.2156 | 2546.5396
4519 | 552.5749 | 2514.0774 | 552.5749 | 2514.0774
4520 | 542.0898 | 2499.1765 | 542.0898 | 2499.1765
4521 | 528.5886 | 2505.9479 | 528.5886 | 2505.9479
4522 | 511.9771 | 2534.5185 | 511.9771 | 2534.5185
4523 | 492.2386 | 2555.8589 | 492.2386 | 2555.8589
4524 | 469.6713 | 2591.2304 | 469.6713 | 2591.2304
4525 | 448.9431 | 2588.3409 | 448.9431 | 2588.3409
4526 | 439.2615 | 2569.3558 | 439.2615 | 2569.3558
4527 | 429.9193 | 2586.6554 | 429.9193 | 2586.6554
4528 | 422.9022 | 2667.9763 | 422.9022 | 2667.9763
4529 | 425.5994 | 2806.2975 | 425.5994 | 2806.2975
4530 | 434.8228 | 2969.6612 | 434.8228 | 2969.6612
4531 | 454.4834 | 3055.7764 | 454.4834 | 3055.7764
4532 | 485.6436 | 3130.6395 | 485.6436 | 3130.6395
4533 | 503.7343 | 3180.3011 | 503.7343 | 3180.3011
4534 | 523.0265 | 3213.7321 | 523.0265 | 3213.7321
4535 | 556.763 | 3235.132 | 556.763 | 3235.132
4536 | 555.7634 | 3254.2281 | 555.7634 | 3254.2281
4537 | 539.7606 | 3237.8073 | 539.7606 | 3237.8073
4538 | 547.9616 | 3208.8206 | 547.9616 | 3208.8206
4539 | 572.0951 | 3218.126 | 572.0951 | 3218.126
4540 | 597.3963 | 3242.685 | 597.3963 | 3242.685
4541 | 603.2709 | 3320.8177 | 603.2709 | 3320.8177
4542 | 590.8288 | 3404.8927 | 590.8288 | 3404.8927
4543 | 563.9812 | 3457.6495 | 563.9812 | 3457.6495
4544 | 550.8377 | 3520.9037 | 550.8377 | 3520.9037
4545 | 538.3661 | 3585.6901 | 538.3661 | 3585.6901
4546 | 523.4618 | 3631.2445 | 523.4618 | 3631.2445
4547 | 493.9457 | 3652.7352 | 493.9457 | 3652.7352
4548 | 468.4692 | 3684.9504 | 468.4692 | 3684.9504
4549 | 449.7659 | 3710.7678 | 449.7659 | 3710.7678
4550 | 438.6542 | 3734.3172 | 438.6542 | 3734.3172
4551 | 429.2177 | 3773.1094 | 429.2177 | 3773.1094
4552 | 421.8424 | 3817.9079 | 421.8424 | 3817.9079
4553 | 425.4234 | 3875.2183 | 425.4234 | 3875.2183
4554 | 436.1725 | 3982.2202 | 436.1725 | 3982.2202
4555 | 458.4576 | 4033.9171 | 458.4576 | 4033.9171
4556 | 491.4979 | 4094.2013 | 491.4979 | 4094.2013
4557 | 504.792 | 4136.4983 | 504.792 | 4136.4983
4558 | 522.7294 | 4166.6227 | 522.7294 | 4166.6227
4559 | 558.2787 | 4181.5597 | 558.2787 | 4181.5597
4560 | 551.937 | 4155.1155 | 551.937 | 4155.1155
4561 | 535.6162 | 4042.5039 | 535.6162 | 4042.5039
4562 | 544.6334 | 3913.5689 | 544.6334 | 3913.5689
4563 | 569.3455 | 3825.481 | 569.3455 | 3825.481
4564 | 592.7321 | 3747.6869 | 592.7321 | 3747.6869
4565 | 597.9736 | 3713.096 | 597.9736 | 3713.096
4566 | 590.6649 | 3717.6632 | 590.6649 | 3717.6632
4567 | 562.0592 | 3794.1672 | 562.0592 | 3794.1672
4568 | 549.0162 | 3926.7088 | 549.0162 | 3926.7088
4569 | 538.3864 | 4018.3987 | 538.3864 | 4018.3987
4570 | 521.066 | 4072.9709 | 521.066 | 4072.9709
4571 | 494.5994 | 4089.3515 | 494.5994 | 4089.3515
4572 | 469.312 | 4092.7095 | 469.312 | 4092.7095
4573 | 449.9997 | 4091.3229 | 449.9997 | 4091.3229
4574 | 436.8268 | 4096.5358 | 436.8268 | 4096.5358
4575 | 428.9638 | 4101.3606 | 428.9638 | 4101.3606
4576 | 423.2746 | 4109.787 | 423.2746 | 4109.787
4577 | 428.1272 | 4149.9635 | 428.1272 | 4149.9635
4578 | 438.4834 | 4251.254 | 438.4834 | 4251.254
4579 | 461.5462 | 4317.3795 | 461.5462 | 4317.3795
4580 | 494.229 | 4366.5416 | 494.229 | 4366.5416
4581 | 512.8088 | 4366.7551 | 512.8088 | 4366.7551
4582 | 527.128 | 4338.7142 | 527.128 | 4338.7142
4583 | 564.3024 | 4275.6464 | 564.3024 | 4275.6464
4584 | 560.8291 | 4173.6022 | 560.8291 | 4173.6022
4585 | 543.6626 | 3975.4709 | 543.6626 | 3975.4709
4586 | 549.7921 | 3768.5312 | 549.7921 | 3768.5312
4587 | 574.2784 | 3686.0043 | 574.2784 | 3686.0043
4588 | 600.0537 | 3634.813 | 600.0537 | 3634.813
4589 | 604.9068 | 3597.5167 | 604.9068 | 3597.5167
4590 | 592.5923 | 3574.4291 | 592.5923 | 3574.4291
4591 | 567.6247 | 3542.8686 | 567.6247 | 3542.8686
4592 | 552.074 | 3508.1283 | 552.074 | 3508.1283
4593 | 535.9989 | 3462.2953 | 535.9989 | 3462.2953
4594 | 518.6381 | 3415.4163 | 518.6381 | 3415.4163
4595 | 492.6032 | 3357.8501 | 492.6032 | 3357.8501
4596 | 469.3784 | 3329.9461 | 469.3784 | 3329.9461
4597 | 449.8843 | 3308.2693 | 449.8843 | 3308.2693
4598 | 437.7698 | 3267.3407 | 437.7698 | 3267.3407
4599 | 429.4037 | 3235.9436 | 429.4037 | 3235.9436
4600 | 422.883 | 3172.6777 | 422.883 | 3172.6777
4601 | 425.4078 | 3107.1945 | 425.4078 | 3107.1945
4602 | 433.7904 | 3111.0918 | 433.7904 | 3111.0918
4603 | 454.4137 | 3003.4726 | 454.4137 | 3003.4726
4604 | 481.308 | 2895.8737 | 481.308 | 2895.8737
4605 | 500.757 | 2805.1568 | 500.757 | 2805.1568
4606 | 518.2928 | 2770.653 | 518.2928 | 2770.653
4607 | 550.1014 | 2734.9395 | 550.1014 | 2734.9395
4608 | 553.5234 | 2694.217 | 553.5234 | 2694.217
4609 | 541.8497 | 2655.4018 | 541.8497 | 2655.4018
4610 | 548.5261 | 2618.299 | 548.5261 | 2618.299
4611 | 572.3379 | 2592.2843 | 572.3379 | 2592.2843
4612 | 599.555 | 2555.6719 | 599.555 | 2555.6719
4613 | 607.7834 | 2548.4352 | 607.7834 | 2548.4352
4614 | 596.5397 | 2547.2911 | 596.5397 | 2547.2911
4615 | 572.7562 | 2528.6563 | 572.7562 | 2528.6563
4616 | 557.3184 | 2516.3105 | 557.3184 | 2516.3105
4617 | 541.7833 | 2522.1801 | 541.7833 | 2522.1801
4618 | 523.3639 | 2541.1316 | 523.3639 | 2541.1316
4619 | 500.2741 | 2532.713 | 500.2741 | 2532.713
4620 | 480.226 | 2529.1573 | 480.226 | 2529.1573
4621 | 459.7786 | 2538.4419 | 459.7786 | 2538.4419
4622 | 444.8763 | 2540.3483 | 444.8763 | 2540.3483
4623 | 434.7299 | 2543.3695 | 434.7299 | 2543.3695
4624 | 428.8117 | 2556.906 | 428.8117 | 2556.906
4625 | 431.3907 | 2585.9604 | 431.3907 | 2585.9604
4626 | 437.4602 | 2649.6763 | 437.4602 | 2649.6763
4627 | 452.6802 | 2648.7688 | 452.6802 | 2648.7688
4628 | 475.4 | 2657.8014 | 475.4 | 2657.8014
4629 | 489.7492 | 2667.3334 | 489.7492 | 2667.3334
4630 | 505.4622 | 2684.6825 | 505.4622 | 2684.6825
4631 | 536.5061 | 2721.7133 | 536.5061 | 2721.7133
4632 | 536.3743 | 2743.6651 | 536.3743 | 2743.6651
4633 | 527.97 | 2732.0538 | 527.97 | 2732.0538
4634 | 535.9271 | 2711.1833 | 535.9271 | 2711.1833
4635 | 558.9083 | 2701.4007 | 558.9083 | 2701.4007
4636 | 582.9929 | 2682.5236 | 582.9929 | 2682.5236
4637 | 590.7242 | 2690.7676 | 590.7242 | 2690.7676
4638 | 577.2369 | 2713.521 | 577.2369 | 2713.521
4639 | 555.2315 | 2748.9935 | 555.2315 | 2748.9935
4640 | 541.9896 | 2794.9634 | 541.9896 | 2794.9634
4641 | 529.087 | 2828.7884 | 529.087 | 2828.7884
4642 | 513.4068 | 2879.002 | 513.4068 | 2879.002
4643 | 490.1109 | 2926.344 | 490.1109 | 2926.344
4644 | 469.5496 | 2962.6173 | 469.5496 | 2962.6173
4645 | 450.3492 | 3007.8231 | 450.3492 | 3007.8231
4646 | 438.8709 | 3037.9856 | 438.8709 | 3037.9856
4647 | 430.5383 | 3032.1392 | 430.5383 | 3032.1392
4648 | 423.9999 | 3004.9449 | 423.9999 | 3004.9449
4649 | 424.3378 | 3018.6689 | 424.3378 | 3018.6689
4650 | 429.7467 | 3082.2346 | 429.7467 | 3082.2346
4651 | 446.4025 | 3095.1545 | 446.4025 | 3095.1545
4652 | 465.2044 | 3111.251 | 465.2044 | 3111.251
4653 | 477.6055 | 3145.5822 | 477.6055 | 3145.5822
4654 | 501.3406 | 3226.5075 | 501.3406 | 3226.5075
4655 | 531.6881 | 3311.6337 | 531.6881 | 3311.6337
4656 | 533.0459 | 3372.9637 | 533.0459 | 3372.9637
4657 | 523.5427 | 3387.6546 | 523.5427 | 3387.6546
4658 | 532.0481 | 3387.5252 | 532.0481 | 3387.5252
4659 | 553.8289 | 3400.588 | 553.8289 | 3400.588
4660 | 578.4394 | 3405.007 | 578.4394 | 3405.007
4661 | 589.9044 | 3439.1024 | 589.9044 | 3439.1024
4662 | 575.7254 | 3478.3885 | 575.7254 | 3478.3885
4663 | 549.743 | 3513.1096 | 549.743 | 3513.1096
4664 | 539.943 | 3559.5303 | 539.943 | 3559.5303
4665 | 527.5403 | 3570.9609 | 527.5403 | 3570.9609
4666 | 506.2107 | 3556.9972 | 506.2107 | 3556.9972
4667 | 481.4384 | 3524.5308 | 481.4384 | 3524.5308
4668 | 460.2881 | 3497.9795 | 460.2881 | 3497.9795
4669 | 440.1694 | 3483.6673 | 440.1694 | 3483.6673
4670 | 427.5377 | 3466.7864 | 427.5377 | 3466.7864
4671 | 419.6768 | 3441.8521 | 419.6768 | 3441.8521
4672 | 413.8335 | 3406.2411 | 413.8335 | 3406.2411
4673 | 414.563 | 3386.148 | 414.563 | 3386.148
4674 | 423.8768 | 3403.1212 | 423.8768 | 3403.1212
4675 | 442.9977 | 3355.1704 | 442.9977 | 3355.1704
4676 | 467.7982 | 3297.6208 | 467.7982 | 3297.6208
4677 | 477.0037 | 3221.9337 | 477.0037 | 3221.9337
4678 | 492.6656 | 3166.9894 | 492.6656 | 3166.9894
4679 | 525.3879 | 3146.1554 | 525.3879 | 3146.1554
4680 | 529.1067 | 3149.7708 | 529.1067 | 3149.7708
4681 | 513.9932 | 3148.3799 | 513.9932 | 3148.3799
4682 | 518.4847 | 3161.0258 | 518.4847 | 3161.0258
4683 | 543.1993 | 3189.5693 | 543.1993 | 3189.5693
4684 | 566.1675 | 3209.9199 | 566.1675 | 3209.9199
4685 | 579.1205 | 3253.4841 | 579.1205 | 3253.4841
4686 | 565.3911 | 3292.3193 | 565.3911 | 3292.3193
4687 | 540.4554 | 3336.2086 | 540.4554 | 3336.2086
4688 | 530.5155 | 3412.3884 | 530.5155 | 3412.3884
4689 | 518.5792 | 3465.4516 | 518.5792 | 3465.4516
4690 | 501.2147 | 3503.1904 | 501.2147 | 3503.1904
4691 | 478.094 | 3526.3344 | 478.094 | 3526.3344
4692 | 454.575 | 3550.133 | 454.575 | 3550.133
4693 | 433.5102 | 3583.4653 | 433.5102 | 3583.4653
4694 | 421.3091 | 3606.1128 | 421.3091 | 3606.1128
4695 | 410.8719 | 3613.9436 | 410.8719 | 3613.9436
4696 | 406.9032 | 3611.5485 | 406.9032 | 3611.5485
4697 | 409.6138 | 3627.6772 | 409.6138 | 3627.6772
4698 | 421.6256 | 3695.4512 | 421.6256 | 3695.4512
4699 | 449.1933 | 3715.8861 | 449.1933 | 3715.8861
4700 | 486.9397 | 3730.4796 | 486.9397 | 3730.4796
4701 | 503.904 | 3735.8033 | 503.904 | 3735.8033
4702 | 518.5211 | 3750.5973 | 518.5211 | 3750.5973
4703 | 553.7832 | 3755.0134 | 553.7832 | 3755.0134
4704 | 550.3019 | 3718.1986 | 550.3019 | 3718.1986
4705 | 530.2818 | 3594.014 | 530.2818 | 3594.014
4706 | 541.7239 | 3418.7872 | 541.7239 | 3418.7872
4707 | 558.3015 | 3342.7232 | 558.3015 | 3342.7232
4708 | 588.6367 | 3308.5156 | 588.6367 | 3308.5156
4709 | 602.1383 | 3315.1064 | 602.1383 | 3315.1064
4710 | 594.1583 | 3330.1945 | 594.1583 | 3330.1945
4711 | 562.0585 | 3375.4364 | 562.0585 | 3375.4364
4712 | 551.0507 | 3445.6043 | 551.0507 | 3445.6043
4713 | 542.1203 | 3453.4277 | 542.1203 | 3453.4277
4714 | 513.132 | 3444.1232 | 513.132 | 3444.1232
4715 | 486.6129 | 3404.8935 | 486.6129 | 3404.8935
4716 | 461.5231 | 3369.3242 | 461.5231 | 3369.3242
4717 | 440.2782 | 3358.1683 | 440.2782 | 3358.1683
4718 | 429.9891 | 3343.2413 | 429.9891 | 3343.2413
4719 | 423.7546 | 3330.6315 | 423.7546 | 3330.6315
4720 | 416.7585 | 3321.6232 | 416.7585 | 3321.6232
4721 | 421.0032 | 3338.5035 | 421.0032 | 3338.5035
4722 | 435.8015 | 3363.4425 | 435.8015 | 3363.4425
4723 | 461.27 | 3316.6941 | 461.27 | 3316.6941
4724 | 505.679 | 3273.2725 | 505.679 | 3273.2725
4725 | 516.3494 | 3213.3667 | 516.3494 | 3213.3667
4726 | 530.8184 | 3197.6502 | 530.8184 | 3197.6502
4727 | 566.1825 | 3209.8819 | 566.1825 | 3209.8819
4728 | 563.6459 | 3243.4066 | 563.6459 | 3243.4066
4729 | 543.1586 | 3270.1214 | 543.1586 | 3270.1214
4730 | 548.9179 | 3297.4966 | 548.9179 | 3297.4966
4731 | 569.0432 | 3314.0162 | 569.0432 | 3314.0162
4732 | 602.3021 | 3296.9426 | 602.3021 | 3296.9426
4733 | 617.5207 | 3302.4813 | 617.5207 | 3302.4813
4734 | 608.4487 | 3324.7837 | 608.4487 | 3324.7837
4735 | 578.7253 | 3345.978 | 578.7253 | 3345.978
4736 | 562.2786 | 3370.6055 | 562.2786 | 3370.6055
4737 | 548.6541 | 3388.6492 | 548.6541 | 3388.6492
4738 | 527.1621 | 3387.7614 | 527.1621 | 3387.7614
4739 | 500.5335 | 3372.8799 | 500.5335 | 3372.8799
4740 | 470.319 | 3364.5147 | 470.319 | 3364.5147
4741 | 449.2501 | 3353.6593 | 449.2501 | 3353.6593
4742 | 441.3069 | 3354.3633 | 441.3069 | 3354.3633
4743 | 433.8747 | 3377.3742 | 433.8747 | 3377.3742
4744 | 431.612 | 3420.9703 | 431.612 | 3420.9703
4745 | 435.0992 | 3500.3746 | 435.0992 | 3500.3746
4746 | 449.5088 | 3639.0894 | 449.5088 | 3639.0894
4747 | 475.6779 | 3728.0602 | 475.6779 | 3728.0602
4748 | 510.3268 | 3803.8251 | 510.3268 | 3803.8251
4749 | 525.5683 | 3851.2323 | 525.5683 | 3851.2323
4750 | 541.0122 | 3887.9699 | 541.0122 | 3887.9699
4751 | 568.3124 | 3908.6182 | 568.3124 | 3908.6182
4752 | 561.027 | 3887.2841 | 561.027 | 3887.2841
4753 | 544.8343 | 3813.4494 | 544.8343 | 3813.4494
4754 | 553.7844 | 3724.9447 | 553.7844 | 3724.9447
4755 | 571.4692 | 3645.5741 | 571.4692 | 3645.5741
4756 | 601.4404 | 3544.1831 | 601.4404 | 3544.1831
4757 | 614.4362 | 3471.1159 | 614.4362 | 3471.1159
4758 | 600.0281 | 3411.8064 | 600.0281 | 3411.8064
4759 | 570.8399 | 3378.743 | 570.8399 | 3378.743
4760 | 559.1111 | 3344.9045 | 559.1111 | 3344.9045
4761 | 550.3458 | 3307.6385 | 550.3458 | 3307.6385
4762 | 524.3557 | 3273.6851 | 524.3557 | 3273.6851
4763 | 497.0492 | 3231.299 | 497.0492 | 3231.299
4764 | 471.5852 | 3205.0483 | 471.5852 | 3205.0483
4765 | 453.632 | 3175.5559 | 453.632 | 3175.5559
4766 | 443.131 | 3131.3208 | 443.131 | 3131.3208
4767 | 435.646 | 3061.2971 | 435.646 | 3061.2971
4768 | 430.8031 | 2964.0638 | 430.8031 | 2964.0638
4769 | 433.9151 | 2891.9675 | 433.9151 | 2891.9675
4770 | 445.6554 | 2885.3439 | 445.6554 | 2885.3439
4771 | 467.6955 | 2851.8217 | 467.6955 | 2851.8217
4772 | 495.7473 | 2829.8928 | 495.7473 | 2829.8928
4773 | 512.344 | 2786.8204 | 512.344 | 2786.8204
4774 | 530.0867 | 2752.6173 | 530.0867 | 2752.6173
4775 | 562.7278 | 2764.9992 | 562.7278 | 2764.9992
4776 | 564.0257 | 2962.7999 | 564.0257 | 2962.7999
4777 | 549.271 | 3220.8236 | 549.271 | 3220.8236
4778 | 556.8303 | 3362.1248 | 556.8303 | 3362.1248
4779 | 575.5435 | 3457.1001 | 575.5435 | 3457.1001
4780 | 605.9774 | 3525.6965 | 605.9774 | 3525.6965
4781 | 621.3702 | 3604.731 | 621.3702 | 3604.731
4782 | 608.2688 | 3690.309 | 608.2688 | 3690.309
4783 | 585.5096 | 3757.9453 | 585.5096 | 3757.9453
4784 | 566.7513 | 3813.9852 | 566.7513 | 3813.9852
4785 | 554.689 | 3841.4977 | 554.689 | 3841.4977
4786 | 537.4222 | 3871.8719 | 537.4222 | 3871.8719
4787 | 505.7233 | 3864.806 | 505.7233 | 3864.806
4788 | 479.5634 | 3845.9198 | 479.5634 | 3845.9198
4789 | 461.1016 | 3855.8056 | 461.1016 | 3855.8056
4790 | 449.0133 | 3867.782 | 449.0133 | 3867.782
4791 | 440.9896 | 3876.8151 | 440.9896 | 3876.8151
4792 | 436.1004 | 3903.127 | 436.1004 | 3903.127
4793 | 439.3341 | 3991.8498 | 439.3341 | 3991.8498
4794 | 449.1587 | 4113.5808 | 449.1587 | 4113.5808
4795 | 466.371 | 4124.5469 | 466.371 | 4124.5469
4796 | 487.0101 | 4100.0629 | 487.0101 | 4100.0629
4797 | 500.7626 | 4073.5233 | 500.7626 | 4073.5233
4798 | 517.2066 | 4048.6386 | 517.2066 | 4048.6386
4799 | 551.0813 | 3988.2763 | 551.0813 | 3988.2763
4800 | 555.8902 | 3882.3243 | 555.8902 | 3882.3243
4801 | 542.9969 | 3729.7333 | 542.9969 | 3729.7333
4802 | 541.3082 | 3605.6079 | 541.3082 | 3605.6079
4803 | 557.3539 | 3571.3267 | 557.3539 | 3571.3267
4804 | 590.2677 | 3535.015 | 590.2677 | 3535.015
4805 | 603.6849 | 3518.4598 | 603.6849 | 3518.4598
4806 | 592.8517 | 3505.5925 | 592.8517 | 3505.5925
4807 | 570.4633 | 3497.9294 | 570.4633 | 3497.9294
4808 | 553.0604 | 3522.8576 | 553.0604 | 3522.8576
4809 | 542.223 | 3531.7331 | 542.223 | 3531.7331
4810 | 525.4117 | 3500.936 | 525.4117 | 3500.936
4811 | 500.5826 | 3428.1897 | 500.5826 | 3428.1897
4812 | 477.8938 | 3352.9417 | 477.8938 | 3352.9417
4813 | 457.7437 | 3283.7706 | 457.7437 | 3283.7706
4814 | 446.8509 | 3207.9729 | 446.8509 | 3207.9729
4815 | 439.4009 | 3127.278 | 439.4009 | 3127.278
4816 | 433.7199 | 3047.329 | 433.7199 | 3047.329
4817 | 435.1163 | 2997.026 | 435.1163 | 2997.026
4818 | 442.9343 | 2989.5006 | 442.9343 | 2989.5006
4819 | 458.4545 | 2917.6523 | 458.4545 | 2917.6523
4820 | 477.595 | 2859.5015 | 477.595 | 2859.5015
4821 | 490.9305 | 2806.2089 | 490.9305 | 2806.2089
4822 | 511.1153 | 2770.653 | 511.1153 | 2770.653
4823 | 541.5608 | 2729.9797 | 541.5608 | 2729.9797
4824 | 543.5537 | 2694.8182 | 543.5537 | 2694.8182
4825 | 526.585 | 2745.2801 | 526.585 | 2745.2801
4826 | 537.4407 | 2941.5904 | 537.4407 | 2941.5904
4827 | 555.7161 | 3191.3729 | 555.7161 | 3191.3729
4828 | 588.0049 | 3385.3179 | 588.0049 | 3385.3179
4829 | 600.1453 | 3581.2845 | 600.1453 | 3581.2845
4830 | 584.5053 | 3776.5801 | 584.5053 | 3776.5801
4831 | 561.9161 | 3908.3938 | 561.9161 | 3908.3938
4832 | 549.1482 | 4025.7553 | 549.1482 | 4025.7553
4833 | 538.4562 | 4121.0523 | 538.4562 | 4121.0523
4834 | 520.7196 | 4175.4743 | 520.7196 | 4175.4743
4835 | 495.9049 | 4183.7387 | 495.9049 | 4183.7387
4836 | 470.0801 | 4185.8944 | 470.0801 | 4185.8944
4837 | 450.0248 | 4192.4736 | 450.0248 | 4192.4736
4838 | 439.9277 | 4196.6344 | 439.9277 | 4196.6344
4839 | 431.3788 | 4198.4533 | 431.3788 | 4198.4533
4840 | 427.8871 | 4195.1564 | 427.8871 | 4195.1564
4841 | 431.2261 | 4199.5619 | 431.2261 | 4199.5619
4842 | 439.8469 | 4259.0695 | 439.8469 | 4259.0695
4843 | 463.9707 | 4267.7811 | 463.9707 | 4267.7811
4844 | 489.7143 | 4297.705 | 489.7143 | 4297.705
4845 | 500.1902 | 4342.4068 | 500.1902 | 4342.4068
4846 | 515.0158 | 4376.2887 | 515.0158 | 4376.2887
4847 | 549.9077 | 4395.2838 | 549.9077 | 4395.2838
4848 | 546.8338 | 4334.271 | 546.8338 | 4334.271
4849 | 525.5658 | 4188.8943 | 525.5658 | 4188.8943
4850 | 530.8087 | 4063.1156 | 530.8087 | 4063.1156
4851 | 551.3162 | 3986.4504 | 551.3162 | 3986.4504
4852 | 583.5397 | 3914.067 | 583.5397 | 3914.067
4853 | 595.9579 | 3882.3318 | 595.9579 | 3882.3318
4854 | 588.2812 | 3845.1161 | 588.2812 | 3845.1161
4855 | 564.4014 | 3768.0153 | 564.4014 | 3768.0153
4856 | 551.6408 | 3659.6289 | 551.6408 | 3659.6289
4857 | 538.8266 | 3498.5172 | 538.8266 | 3498.5172
4858 | 520.7575 | 3284.8071 | 520.7575 | 3284.8071
4859 | 495.0299 | 3033.3563 | 495.0299 | 3033.3563
4860 | 468.8596 | 2810.6658 | 468.8596 | 2810.6658
4861 | 450.3823 | 2661.2355 | 450.3823 | 2661.2355
4862 | 439.2195 | 2520.5089 | 439.2195 | 2520.5089
4863 | 428.6361 | 2446.4271 | 428.6361 | 2446.4271
4864 | 426.6969 | 2392.0288 | 426.6969 | 2392.0288
4865 | 429.8947 | 2350.4431 | 429.8947 | 2350.4431
4866 | 443.772 | 2360.5026 | 443.772 | 2360.5026
4867 | 473.4483 | 2317.6619 | 473.4483 | 2317.6619
4868 | 508.825 | 2240.1227 | 508.825 | 2240.1227
4869 | 525.4422 | 2162.9326 | 525.4422 | 2162.9326
4870 | 538.9103 | 2135.7934 | 538.9103 | 2135.7934
4871 | 568.92 | 2098.8776 | 568.92 | 2098.8776
4872 | 562.3505 | 2078.4453 | 562.3505 | 2078.4453
4873 | 543.1992 | 2073.1465 | 543.1992 | 2073.1465
4874 | 550.2665 | 2066.2537 | 550.2665 | 2066.2537
4875 | 566.319 | 2005.8207 | 566.319 | 2005.8207
4876 | 602.2305 | 1982.4345 | 602.2305 | 1982.4345
4877 | 615.6995 | 2101.2981 | 615.6995 | 2101.2981
4878 | 603.78 | 2228.3584 | 603.78 | 2228.3584
4879 | 580.4967 | 2359.12 | 580.4967 | 2359.12
4880 | 566.1021 | 2480.8401 | 566.1021 | 2480.8401
4881 | 554.8897 | 2538.5626 | 554.8897 | 2538.5626
4882 | 532.2529 | 2589.3774 | 532.2529 | 2589.3774
4883 | 497.1967 | 2628.9038 | 497.1967 | 2628.9038
4884 | 471.6676 | 2689.6758 | 471.6676 | 2689.6758
4885 | 451.984 | 2775.0112 | 451.984 | 2775.0112
4886 | 440.7812 | 2858.3793 | 440.7812 | 2858.3793
4887 | 430.9409 | 2925.8784 | 430.9409 | 2925.8784
4888 | 427.6171 | 2984.9553 | 427.6171 | 2984.9553
4889 | 430.0673 | 3062.8566 | 430.0673 | 3062.8566
4890 | 440.8831 | 3195.5594 | 440.8831 | 3195.5594
4891 | 470.9046 | 3232.5271 | 470.9046 | 3232.5271
4892 | 504.2286 | 3250.5775 | 504.2286 | 3250.5775
4893 | 520.2135 | 3244.6288 | 520.2135 | 3244.6288
4894 | 532.4358 | 3227.5596 | 532.4358 | 3227.5596
4895 | 563.7046 | 3199.9622 | 563.7046 | 3199.9622
4896 | 560.7013 | 3164.1995 | 560.7013 | 3164.1995
4897 | 538.4506 | 3102.8395 | 538.4506 | 3102.8395
4898 | 545.6627 | 3045.7471 | 545.6627 | 3045.7471
4899 | 561.873 | 3043.4795 | 561.873 | 3043.4795
4900 | 597.2904 | 3078.2587 | 597.2904 | 3078.2587
4901 | 614.7035 | 3185.399 | 614.7035 | 3185.399
4902 | 605.8806 | 3307.1988 | 605.8806 | 3307.1988
4903 | 579.647 | 3393.9231 | 579.647 | 3393.9231
4904 | 562.7837 | 3452.8186 | 562.7837 | 3452.8186
4905 | 544.8086 | 3487.6957 | 544.8086 | 3487.6957
4906 | 524.5726 | 3510.7053 | 524.5726 | 3510.7053
4907 | 493.4544 | 3510.7034 | 493.4544 | 3510.7034
4908 | 469.509 | 3513.1596 | 469.509 | 3513.1596
4909 | 448.3574 | 3528.0052 | 448.3574 | 3528.0052
4910 | 440.115 | 3533.2182 | 440.115 | 3533.2182
4911 | 432.377 | 3509.4863 | 432.377 | 3509.4863
4912 | 427.0819 | 3492.2117 | 427.0819 | 3492.2117
4913 | 432.1152 | 3531.1858 | 432.1152 | 3531.1858
4914 | 444.5087 | 3624.3602 | 444.5087 | 3624.3602
4915 | 470.3979 | 3646.1477 | 470.3979 | 3646.1477
4916 | 503.0542 | 3648.8677 | 503.0542 | 3648.8677
4917 | 519.6813 | 3620.3743 | 519.6813 | 3620.3743
4918 | 532.2744 | 3579.8586 | 532.2744 | 3579.8586
4919 | 563.1615 | 3536.4799 | 563.1615 | 3536.4799
4920 | 563.2883 | 3464.6456 | 563.2883 | 3464.6456
4921 | 541.671 | 3323.1767 | 541.671 | 3323.1767
4922 | 547.7187 | 3126.9081 | 547.7187 | 3126.9081
4923 | 565.1164 | 3011.7665 | 565.1164 | 3011.7665
4924 | 594.8476 | 2942.6897 | 594.8476 | 2942.6897
4925 | 608.8977 | 2927.1867 | 608.8977 | 2927.1867
4926 | 597.095 | 2944.0784 | 597.095 | 2944.0784
4927 | 569.7362 | 2994.8814 | 569.7362 | 2994.8814
4928 | 554.7728 | 3093.155 | 554.7728 | 3093.155
4929 | 541.3049 | 3199.8747 | 541.3049 | 3199.8747
4930 | 517.5209 | 3296.2298 | 517.5209 | 3296.2298
4931 | 493.4324 | 3336.8084 | 493.4324 | 3336.8084
4932 | 471.2765 | 3346.7795 | 471.2765 | 3346.7795
4933 | 452.6263 | 3349.1504 | 452.6263 | 3349.1504
4934 | 439.7948 | 3331.9689 | 439.7948 | 3331.9689
4935 | 431.3578 | 3317.2549 | 431.3578 | 3317.2549
4936 | 426.8891 | 3285.5517 | 426.8891 | 3285.5517
4937 | 429.8375 | 3265.6088 | 429.8375 | 3265.6088
4938 | 438.4185 | 3320.9081 | 438.4185 | 3320.9081
4939 | 460.0136 | 3315.642 | 460.0136 | 3315.642
4940 | 487.4308 | 3263.0522 | 487.4308 | 3263.0522
4941 | 505.4445 | 3199.6896 | 505.4445 | 3199.6896
4942 | 520.6017 | 3141.1381 | 520.6017 | 3141.1381
4943 | 549.8615 | 3071.1566 | 549.8615 | 3071.1566
4944 | 548.7283 | 2996.617 | 548.7283 | 2996.617
4945 | 533.4945 | 2912.4117 | 533.4945 | 2912.4117
4946 | 536.9177 | 2844.3475 | 536.9177 | 2844.3475
4947 | 554.4775 | 2810.3669 | 554.4775 | 2810.3669
4948 | 583.3156 | 2774.9569 | 583.3156 | 2774.9569
4949 | 595.7562 | 2777.3394 | 595.7562 | 2777.3394
4950 | 592.5391 | 2780.5539 | 592.5391 | 2780.5539
4951 | 563.3453 | 2758.1617 | 563.3453 | 2758.1617
4952 | 546.6062 | 2731.6878 | 546.6062 | 2731.6878
4953 | 532.071 | 2693.6703 | 532.071 | 2693.6703
4954 | 513.9455 | 2647.3925 | 513.9455 | 2647.3925
4955 | 489.365 | 2574.7965 | 489.365 | 2574.7965
4956 | 464.0072 | 2480.9115 | 464.0072 | 2480.9115
4957 | 443.6307 | 2457.7317 | 443.6307 | 2457.7317
4958 | 431.3601 | 2443.7065 | 431.3601 | 2443.7065
4959 | 423.4853 | 2391.2677 | 423.4853 | 2391.2677
4960 | 418.6418 | 2360.0153 | 418.6418 | 2360.0153
4961 | 422.9076 | 2340.2228 | 422.9076 | 2340.2228
4962 | 430.3684 | 2329.6915 | 430.3684 | 2329.6915
4963 | 450.8325 | 2301.1291 | 450.8325 | 2301.1291
4964 | 467.7441 | 2245.0825 | 467.7441 | 2245.0825
4965 | 484.4259 | 2148.6543 | 484.4259 | 2148.6543
4966 | 501.7498 | 2146.6149 | 501.7498 | 2146.6149
4967 | 528.8221 | 2159.8986 | 528.8221 | 2159.8986
4968 | 531.384 | 2220.928 | 531.384 | 2220.928
4969 | 519.2826 | 2304.1549 | 519.2826 | 2304.1549
4970 | 528.3908 | 2366.5495 | 528.3908 | 2366.5495
4971 | 542.1669 | 2438.2286 | 542.1669 | 2438.2286
4972 | 570.2113 | 2509.2297 | 570.2113 | 2509.2297
4973 | 586.4141 | 2593.8253 | 586.4141 | 2593.8253
4974 | 576.3284 | 2644.6844 | 576.3284 | 2644.6844
4975 | 556.6045 | 2658.9649 | 556.6045 | 2658.9649
4976 | 542.632 | 2658.6429 | 542.632 | 2658.6429
4977 | 530.8849 | 2627.3888 | 530.8849 | 2627.3888
4978 | 514.3367 | 2614.0263 | 514.3367 | 2614.0263
4979 | 488.1596 | 2641.078 | 488.1596 | 2641.078
4980 | 462.6129 | 2707.1103 | 462.6129 | 2707.1103
4981 | 446.5542 | 2781.6244 | 446.5542 | 2781.6244
4982 | 435.8859 | 2849.0608 | 435.8859 | 2849.0608
4983 | 425.9121 | 2908.1432 | 425.9121 | 2908.1432
4984 | 423.5611 | 2964.3644 | 423.5611 | 2964.3644
4985 | 424.4484 | 3026.6347 | 424.4484 | 3026.6347
4986 | 431.4488 | 3116.202 | 431.4488 | 3116.202
4987 | 452.1743 | 3160.2336 | 452.1743 | 3160.2336
4988 | 467.5142 | 3213.4538 | 467.5142 | 3213.4538
4989 | 482.5653 | 3249.5886 | 482.5653 | 3249.5886
4990 | 504.001 | 3285.5747 | 504.001 | 3285.5747
4991 | 533.3413 | 3300.9626 | 533.3413 | 3300.9626
4992 | 532.0095 | 3245.5108 | 532.0095 | 3245.5108
4993 | 524.8897 | 3101.4868 | 524.8897 | 3101.4868
4994 | 528.9763 | 2908.9757 | 528.9763 | 2908.9757
4995 | 543.5999 | 2797.8922 | 543.5999 | 2797.8922
4996 | 572.585 | 2751.5104 | 572.585 | 2751.5104
4997 | 594.0958 | 2772.2292 | 594.0958 | 2772.2292
4998 | 583.011 | 2844.2804 | 583.011 | 2844.2804
4999 | 554.8528 | 2939.8722 | 554.8528 | 2939.8722
5000 | 539.6084 | 3059.0373 | 539.6084 | 3059.0373
5001 | 533.3735 | 3183.0413 | 533.3735 | 3183.0413
5002 | 516.8345 | 3293.9753 | 516.8345 | 3293.9753
5003 | 492.1419 | 3367.4692 | 492.1419 | 3367.4692
5004 | 466.4927 | 3430.6459 | 466.4927 | 3430.6459
5005 | 446.4808 | 3493.136 | 446.4808 | 3493.136
5006 | 433.8086 | 3544.4905 | 433.8086 | 3544.4905
5007 | 427.3205 | 3570.0565 | 427.3205 | 3570.0565
5008 | 423.324 | 3570.6673 | 423.324 | 3570.6673
5009 | 425.9576 | 3576.1249 | 425.9576 | 3576.1249
5010 | 435.0377 | 3624.0596 | 435.0377 | 3624.0596
5011 | 453.4201 | 3621.6491 | 453.4201 | 3621.6491
5012 | 475.1264 | 3609.7902 | 475.1264 | 3609.7902
5013 | 490.0687 | 3596.9277 | 490.0687 | 3596.9277
5014 | 505.4269 | 3586.622 | 505.4269 | 3586.622
5015 | 532.0111 | 3544.8966 | 532.0111 | 3544.8966
5016 | 530.3527 | 3456.0786 | 530.3527 | 3456.0786
5017 | 516.8094 | 3324.2288 | 516.8094 | 3324.2288
5018 | 519.0328 | 3158.0199 | 519.0328 | 3158.0199
5019 | 532.6228 | 3053.6997 | 532.6228 | 3053.6997
5020 | 565.4773 | 2977.8595 | 565.4773 | 2977.8595
5021 | 588.5108 | 2955.4428 | 588.5108 | 2955.4428
5022 | 579.311 | 2958.0561 | 579.311 | 2958.0561
5023 | 551.6364 | 2965.1223 | 551.6364 | 2965.1223
5024 | 540.6216 | 3003.5773 | 540.6216 | 3003.5773
5025 | 530.3632 | 3024.1761 | 530.3632 | 3024.1761
5026 | 512.6756 | 3014.8716 | 512.6756 | 3014.8716
5027 | 489.8818 | 2986.4633 | 489.8818 | 2986.4633
5028 | 463.4659 | 2973.7394 | 463.4659 | 2973.7394
5029 | 444.9248 | 2966.942 | 444.9248 | 2966.942
5030 | 436.1468 | 2979.5196 | 436.1468 | 2979.5196
5031 | 425.7706 | 2988.1019 | 425.7706 | 2988.1019
5032 | 420.9136 | 2979.5445 | 420.9136 | 2979.5445
5033 | 426.7005 | 2975.8339 | 426.7005 | 2975.8339
5034 | 437.9688 | 3022.7165 | 437.9688 | 3022.7165
5035 | 463.3569 | 3013.8432 | 463.3569 | 3013.8432
5036 | 493.7051 | 2994.0184 | 493.7051 | 2994.0184
5037 | 508.8323 | 2960.1143 | 508.8323 | 2960.1143
5038 | 522.3736 | 2923.9572 | 522.3736 | 2923.9572
5039 | 555.2461 | 2883.1336 | 555.2461 | 2883.1336
5040 | 551.6103 | 2839.5554 | 551.6103 | 2839.5554
5041 | 532.713 | 2793.3755 | 532.713 | 2793.3755
5042 | 533.7606 | 2754.7698 | 533.7606 | 2754.7698
5043 | 553.7279 | 2722.1419 | 553.7279 | 2722.1419
5044 | 584.7697 | 2707.7737 | 584.7697 | 2707.7737
5045 | 608.1405 | 2716.0177 | 608.1405 | 2716.0177
5046 | 603.2136 | 2710.2144 | 603.2136 | 2710.2144
5047 | 569.1623 | 2687.0706 | 569.1623 | 2687.0706
5048 | 556.0954 | 2673.5224 | 556.0954 | 2673.5224
5049 | 541.5705 | 2687.2075 | 541.5705 | 2687.2075
5050 | 523.0347 | 2765.8275 | 523.0347 | 2765.8275
5051 | 491.8661 | 2927.3961 | 491.8661 | 2927.3961
5052 | 467.3803 | 3157.8546 | 467.3803 | 3157.8546
5053 | 444.6624 | 3365.6832 | 444.6624 | 3365.6832
5054 | 435.197 | 3522.0961 | 435.197 | 3522.0961
5055 | 428.2303 | 3633.0314 | 428.2303 | 3633.0314
5056 | 424.0902 | 3720.3644 | 424.0902 | 3720.3644
5057 | 427.9029 | 3817.8044 | 427.9029 | 3817.8044
5058 | 441.7157 | 3936.0787 | 441.7157 | 3936.0787
5059 | 465.6141 | 3969.4391 | 465.6141 | 3969.4391
5060 | 499.8188 | 3964.1933 | 499.8188 | 3964.1933
5061 | 514.0664 | 3947.2729 | 514.0664 | 3947.2729
5062 | 527.6705 | 3933.9611 | 527.6705 | 3933.9611
5063 | 558.732 | 3910.1212 | 558.732 | 3910.1212
5064 | 552.4714 | 3856.6233 | 552.4714 | 3856.6233
5065 | 532.2733 | 3774.9731 | 532.2733 | 3774.9731
5066 | 535.4785 | 3677.3001 | 535.4785 | 3677.3001
5067 | 549.9649 | 3566.8178 | 549.9649 | 3566.8178
5068 | 580.4589 | 3448.8941 | 580.4589 | 3448.8941
5069 | 605.4357 | 3373.8729 | 605.4357 | 3373.8729
5070 | 593.1588 | 3329.2927 | 593.1588 | 3329.2927
5071 | 566.0606 | 3340.7175 | 566.0606 | 3340.7175
5072 | 552.5533 | 3441.6965 | 552.5533 | 3441.6965
5073 | 537.1569 | 3563.5963 | 537.1569 | 3563.5963
5074 | 516.693 | 3671.3741 | 516.693 | 3671.3741
5075 | 487.7042 | 3740.2088 | 487.7042 | 3740.2088
5076 | 460.242 | 3763.2558 | 460.242 | 3763.2558
5077 | 442.0205 | 3751.1981 | 442.0205 | 3751.1981
5078 | 429.8615 | 3723.4957 | 429.8615 | 3723.4957
5079 | 423.8663 | 3687.4394 | 423.8663 | 3687.4394
5080 | 418.3672 | 3666.8582 | 418.3672 | 3666.8582
5081 | 422.5873 | 3679.0792 | 422.5873 | 3679.0792
5082 | 434.4421 | 3741.8934 | 434.4421 | 3741.8934
5083 | 460.13 | 3744.4427 | 460.13 | 3744.4427
5084 | 492.1936 | 3731.2311 | 492.1936 | 3731.2311
5085 | 508.4842 | 3694.321 | 508.4842 | 3694.321
5086 | 523.5274 | 3660.719 | 523.5274 | 3660.719
5087 | 556.2672 | 3623.3522 | 556.2672 | 3623.3522
5088 | 552.5041 | 3546.4078 | 552.5041 | 3546.4078
5089 | 535.4368 | 3437.5536 | 535.4368 | 3437.5536
5090 | 539.4117 | 3351.0027 | 539.4117 | 3351.0027
5091 | 554.7687 | 3291.0206 | 554.7687 | 3291.0206
5092 | 580.9473 | 3227.3545 | 580.9473 | 3227.3545
5093 | 599.5867 | 3194.8678 | 599.5867 | 3194.8678
5094 | 593.294 | 3164.8665 | 593.294 | 3164.8665
5095 | 567.8163 | 3114.2181 | 567.8163 | 3114.2181
5096 | 553.9908 | 3084.4377 | 553.9908 | 3084.4377
5097 | 536.6134 | 3061.6003 | 536.6134 | 3061.6003
5098 | 519.2254 | 3023.138 | 519.2254 | 3023.138
5099 | 491.3801 | 2960.0108 | 491.3801 | 2960.0108
5100 | 468.0449 | 2903.8507 | 468.0449 | 2903.8507
5101 | 447.0008 | 2865.4908 | 447.0008 | 2865.4908
5102 | 437.8185 | 2829.9729 | 437.8185 | 2829.9729
5103 | 428.0561 | 2786.552 | 428.0561 | 2786.552
5104 | 422.3982 | 2741.3219 | 422.3982 | 2741.3219
5105 | 425.4668 | 2715.6677 | 425.4668 | 2715.6677
5106 | 437.1401 | 2732.3404 | 437.1401 | 2732.3404
5107 | 455.8462 | 2696.5637 | 455.8462 | 2696.5637
5108 | 480.2803 | 2701.2375 | 480.2803 | 2701.2375
5109 | 501.0314 | 2759.9171 | 501.0314 | 2759.9171
5110 | 514.7893 | 2846.1027 | 514.7893 | 2846.1027
5111 | 544.1996 | 2921.6099 | 544.1996 | 2921.6099
5112 | 547.734 | 2976.477 | 547.734 | 2976.477
5113 | 531.3996 | 2910.6081 | 531.3996 | 2910.6081
5114 | 536.5492 | 2778.2163 | 536.5492 | 2778.2163
5115 | 547.3765 | 2714.1761 | 547.3765 | 2714.1761
5116 | 574.1882 | 2670.3494 | 574.1882 | 2670.3494
5117 | 595.7329 | 2856.8471 | 595.7329 | 2856.8471
5118 | 590.577 | 3310.6557 | 590.577 | 3310.6557
5119 | 569.1514 | 3615.3123 | 569.1514 | 3615.3123
5120 | 554.7507 | 3726.0607 | 554.7507 | 3726.0607
5121 | 542.4674 | 3780.4766 | 542.4674 | 3780.4766
5122 | 524.4883 | 3828.7363 | 524.4883 | 3828.7363
5123 | 496.771 | 3881.0382 | 496.771 | 3881.0382
5124 | 471.0172 | 2992.2083 | 471.0172 | 2992.2083
5125 | 451.0938 | 2996.6707 | 451.0938 | 2996.6707
5126 | 441.3259 | 2979.8909 | 441.3259 | 2979.8909
5127 | 432.3988 | 2955.3137 | 432.3988 | 2955.3137
5128 | 427.0615 | 2931.1867 | 427.0615 | 2931.1867
5129 | 429.2551 | 2940.7397 | 429.2551 | 2940.7397
5130 | 438.3209 | 3008.5761 | 438.3209 | 3008.5761
5131 | 452.0026 | 3042.341 | 452.0026 | 3042.341
5132 | 471.4384 | 3095.8605 | 471.4384 | 3095.8605
5133 | 487.9065 | 3142.0971 | 487.9065 | 3142.0971
5134 | 507.0486 | 3166.962 | 507.0486 | 3166.962
5135 | 537.495 | 3166.4117 | 537.495 | 3166.4117
5136 | 541.8643 | 3161.6017 | 541.8643 | 3161.6017
5137 | 529.9691 | 3154.8509 | 529.9691 | 3154.8509
5138 | 528.8765 | 3158.0331 | 528.8765 | 3158.0331
5139 | 543.8077 | 3172.3358 | 543.8077 | 3172.3358
5140 | 570.772 | 3151.1215 | 570.772 | 3151.1215
5141 | 592.2775 | 3146.2324 | 592.2775 | 3146.2324
5142 | 584.6127 | 3134.7945 | 584.6127 | 3134.7945
5143 | 564.0189 | 3102.2143 | 564.0189 | 3102.2143
5144 | 551.314 | 3079.4613 | 551.314 | 3079.4613
5145 | 538.416 | 3054.1025 | 538.416 | 3054.1025
5146 | 524.413 | 3020.2085 | 524.413 | 3020.2085
5147 | 501.1625 | 2975.67 | 501.1625 | 2975.67
5148 | 477.3316 | 2946.6296 | 477.3316 | 2946.6296
5149 | 457.3594 | 2941.8159 | 457.3594 | 2941.8159
5150 | 445.691 | 2943.2448 | 445.691 | 2943.2448
5151 | 436.6441 | 2934.8148 | 436.6441 | 2934.8148
5152 | 433.9601 | 2913.4362 | 433.9601 | 2913.4362
5153 | 433.26 | 2916.4616 | 433.26 | 2916.4616
5154 | 440.6386 | 2972.388 | 440.6386 | 2972.388
5155 | 456.653 | 2979.928 | 456.653 | 2979.928
5156 | 476.8655 | 2985.3494 | 476.8655 | 2985.3494
5157 | 492.1033 | 2988.6413 | 492.1033 | 2988.6413
5158 | 508.3902 | 3004.3447 | 508.3902 | 3004.3447
5159 | 538.8773 | 3012.3833 | 538.8773 | 3012.3833
5160 | 538.8485 | 3008.9475 | 538.8485 | 3008.9475
5161 | 531.9229 | 2993.8369 | 531.9229 | 2993.8369
5162 | 531.8163 | 2984.9945 | 531.8163 | 2984.9945
5163 | 540.3914 | 2989.563 | 540.3914 | 2989.563
5164 | 568.5601 | 2985.0686 | 568.5601 | 2985.0686
5165 | 596.5125 | 3004.114 | 596.5125 | 3004.114
5166 | 586.6753 | 3023.0237 | 586.6753 | 3023.0237
5167 | 566.547 | 3024.5702 | 566.547 | 3024.5702
5168 | 549.3042 | 3023.6904 | 549.3042 | 3023.6904
5169 | 539.161 | 3000.393 | 539.161 | 3000.393
5170 | 522.4259 | 2963.1779 | 522.4259 | 2963.1779
5171 | 496.7474 | 2912.2263 | 496.7474 | 2912.2263
5172 | 474.6407 | 2873.6809 | 474.6407 | 2873.6809
5173 | 456.3031 | 2845.6197 | 456.3031 | 2845.6197
5174 | 443.7238 | 2822.0834 | 443.7238 | 2822.0834
5175 | 435.448 | 2816.7454 | 435.448 | 2816.7454
5176 | 432.2058 | 2832.013 | 432.2058 | 2832.013
5177 | 433.9854 | 2882.6784 | 433.9854 | 2882.6784
5178 | 443.4803 | 2987.161 | 443.4803 | 2987.161
5179 | 460.9915 | 3042.9136 | 460.9915 | 3042.9136
5180 | 484.4313 | 3102.9607 | 484.4313 | 3102.9607
5181 | 504.6438 | 3137.1728 | 504.6438 | 3137.1728
5182 | 522.1042 | 3139.8209 | 522.1042 | 3139.8209
5183 | 550.178 | 3105.831 | 550.178 | 3105.831
5184 | 549.2026 | 3019.4833 | 549.2026 | 3019.4833
5185 | 529.4597 | 2895.0067 | 529.4597 | 2895.0067
5186 | 530.6222 | 2838.7534 | 530.6222 | 2838.7534
5187 | 542.7177 | 2833.5878 | 542.7177 | 2833.5878
5188 | 570.6912 | 2837.3387 | 570.6912 | 2837.3387
5189 | 600.9455 | 2884.3268 | 600.9455 | 2884.3268
5190 | 593.9913 | 2948.4716 | 593.9913 | 2948.4716
5191 | 571.218 | 3012.7747 | 571.218 | 3012.7747
5192 | 558.2027 | 3098.1279 | 558.2027 | 3098.1279
5193 | 544.9789 | 3167.3621 | 544.9789 | 3167.3621
5194 | 526.5125 | 3207.6766 | 526.5125 | 3207.6766
5195 | 496.1389 | 3200.3568 | 496.1389 | 3200.3568
5196 | 470.1983 | 3173.8358 | 470.1983 | 3173.8358
5197 | 452.419 | 3192.6131 | 452.419 | 3192.6131
5198 | 441.0605 | 3238.4754 | 441.0605 | 3238.4754
5199 | 434.1626 | 3275.5096 | 434.1626 | 3275.5096
5200 | 429.8577 | 3296.8467 | 429.8577 | 3296.8467
5201 | 435.3547 | 3323.005 | 435.3547 | 3323.005
5202 | 449.6606 | 3388.8946 | 449.6606 | 3388.8946
5203 | 474.2447 | 3380.7454 | 474.2447 | 3380.7454
5204 | 505.6393 | 3351.0094 | 505.6393 | 3351.0094
5205 | 524.2149 | 3277.8025 | 524.2149 | 3277.8025
5206 | 539.1578 | 3180.0172 | 539.1578 | 3180.0172
5207 | 572.2686 | 3075.9415 | 572.2686 | 3075.9415
5208 | 565.7455 | 2954.8944 | 565.7455 | 2954.8944
5209 | 544.4215 | 2809.6899 | 544.4215 | 2809.6899
5210 | 545.4234 | 2689.7638 | 545.4234 | 2689.7638
5211 | 560.0535 | 2642.3406 | 560.0535 | 2642.3406
5212 | 587.5237 | 2608.1857 | 587.5237 | 2608.1857
5213 | 617.1665 | 2582.6831 | 617.1665 | 2582.6831
5214 | 612.2567 | 2539.9814 | 612.2567 | 2539.9814
5215 | 583.9994 | 2464.8 | 583.9994 | 2464.8
5216 | 566.8624 | 2385.5891 | 566.8624 | 2385.5891
5217 | 550.5258 | 2288.6557 | 550.5258 | 2288.6557
5218 | 529.9379 | 2205.5185 | 529.9379 | 2205.5185
5219 | 500.6791 | 2143.1149 | 500.6791 | 2143.1149
5220 | 475.5253 | 2119.5715 | 475.5253 | 2119.5715
5221 | 453.5396 | 2146.0215 | 453.5396 | 2146.0215
5222 | 442.9302 | 2233.6834 | 442.9302 | 2233.6834
5223 | 436.9218 | 2364.9669 | 436.9218 | 2364.9669
5224 | 432.585 | 2482.0422 | 432.585 | 2482.0422
5225 | 435.2165 | 2589.3946 | 435.2165 | 2589.3946
5226 | 448.1656 | 2718.2697 | 448.1656 | 2718.2697
5227 | 474.1736 | 2771.8465 | 474.1736 | 2771.8465
5228 | 504.2562 | 2800.7444 | 504.2562 | 2800.7444
5229 | 523.4301 | 2811.9381 | 523.4301 | 2811.9381
5230 | 536.284 | 2823.9768 | 536.284 | 2823.9768
5231 | 574.0491 | 2823.0829 | 574.0491 | 2823.0829
5232 | 567.634 | 2785.4059 | 567.634 | 2785.4059
5233 | 548.1645 | 2688.9866 | 548.1645 | 2688.9866
5234 | 548.6275 | 2581.4286 | 548.6275 | 2581.4286
5235 | 559.941 | 2502.8561 | 559.941 | 2502.8561
5236 | 587.0474 | 2452.2104 | 587.0474 | 2452.2104
5237 | 614.5579 | 2437.1291 | 614.5579 | 2437.1291
5238 | 607.8257 | 2430.501 | 607.8257 | 2430.501
5239 | 580.7073 | 2403.5322 | 580.7073 | 2403.5322
5240 | 564.6076 | 2371.3887 | 564.6076 | 2371.3887
5241 | 549.9949 | 2317.8582 | 549.9949 | 2317.8582
5242 | 531.6818 | 2236.2096 | 531.6818 | 2236.2096
5243 | 501.9198 | 2132.0065 | 501.9198 | 2132.0065
5244 | 474.0545 | 2061.2812 | 474.0545 | 2061.2812
5245 | 457.5024 | 2008.1403 | 457.5024 | 2008.1403
5246 | 444.3962 | 1978.878 | 444.3962 | 1978.878
5247 | 438.905 | 1972.5094 | 438.905 | 1972.5094
5248 | 433.6298 | 1970.4846 | 433.6298 | 1970.4846
5249 | 437.2933 | 1997.2154 | 437.2933 | 1997.2154
5250 | 453.2237 | 2062.6469 | 453.2237 | 2062.6469
5251 | 473.9371 | 2064.0029 | 473.9371 | 2064.0029
5252 | 505.5156 | 2048.6963 | 505.5156 | 2048.6963
5253 | 524.6448 | 2024.6181 | 524.6448 | 2024.6181
5254 | 539.8702 | 2042.6119 | 539.8702 | 2042.6119
5255 | 570.1895 | 2098.8631 | 570.1895 | 2098.8631
5256 | 565.8766 | 2110.4294 | 565.8766 | 2110.4294
5257 | 546.9664 | 2102.877 | 546.9664 | 2102.877
5258 | 549.1866 | 2076.8567 | 549.1866 | 2076.8567
5259 | 560.1097 | 2054.6277 | 560.1097 | 2054.6277
5260 | 587.5534 | 2038.7959 | 587.5534 | 2038.7959
5261 | 613.2107 | 2059.4445 | 613.2107 | 2059.4445
5262 | 614.0289 | 2089.9207 | 614.0289 | 2089.9207
5263 | 582.1663 | 2118.7228 | 582.1663 | 2118.7228
5264 | 560.2681 | 2218.62 | 560.2681 | 2218.62
5265 | 546.5633 | 2347.4041 | 546.5633 | 2347.4041
5266 | 528.4667 | 2469.8289 | 528.4667 | 2469.8289
5267 | 500.0792 | 2565.1184 | 500.0792 | 2565.1184
5268 | 474.7068 | 2639.0309 | 474.7068 | 2639.0309
5269 | 456.2525 | 2708.7692 | 456.2525 | 2708.7692
5270 | 443.8857 | 2774.9014 | 443.8857 | 2774.9014
5271 | 438.1436 | 2831.5184 | 438.1436 | 2831.5184
5272 | 434.5437 | 2883.3177 | 434.5437 | 2883.3177
5273 | 436.6497 | 2944.4043 | 436.6497 | 2944.4043
5274 | 446.4643 | 3034.801 | 446.4643 | 3034.801
5275 | 465.4511 | 3047.0363 | 465.4511 | 3047.0363
5276 | 489.2135 | 3030.5845 | 489.2135 | 3030.5845
5277 | 509.9055 | 2991.5043 | 509.9055 | 2991.5043
5278 | 530.3622 | 2945.1382 | 530.3622 | 2945.1382
5279 | 558.7478 | 2890.6493 | 558.7478 | 2890.6493
5280 | 558.8311 | 2817.5858 | 558.8311 | 2817.5858
5281 | 539.7593 | 2739.9476 | 539.7593 | 2739.9476
5282 | 542.9605 | 2701.7883 | 542.9605 | 2701.7883
5283 | 549.3249 | 2688.4919 | 549.3249 | 2688.4919
5284 | 580.8271 | 2658.4596 | 580.8271 | 2658.4596
5285 | 609.1976 | 2658.3803 | 609.1976 | 2658.3803
5286 | 601.4219 | 2655.3023 | 601.4219 | 2655.3023
5287 | 576.0175 | 2635.3192 | 576.0175 | 2635.3192
5288 | 560.6395 | 2628.1409 | 560.6395 | 2628.1409
5289 | 549.1563 | 2639.3137 | 549.1563 | 2639.3137
5290 | 531.2932 | 2645.0434 | 531.2932 | 2645.0434
5291 | 504.0523 | 2633.4864 | 504.0523 | 2633.4864
5292 | 477.7017 | 2638.0002 | 477.7017 | 2638.0002
5293 | 458.7888 | 2671.3214 | 458.7888 | 2671.3214
5294 | 446.0366 | 2721.879 | 446.0366 | 2721.879
5295 | 437.2768 | 2759.6003 | 437.2768 | 2759.6003
5296 | 433.2957 | 2757.9191 | 433.2957 | 2757.9191
5297 | 433.5538 | 2781.2143 | 433.5538 | 2781.2143
5298 | 443.9625 | 2851.4557 | 443.9625 | 2851.4557
5299 | 457.2366 | 2834.1449 | 457.2366 | 2834.1449
5300 | 472.9914 | 2838.8793 | 472.9914 | 2838.8793
5301 | 498.7003 | 2816.1753 | 498.7003 | 2816.1753
5302 | 513.1727 | 2776.2223 | 513.1727 | 2776.2223
5303 | 545.887 | 2688.9809 | 545.887 | 2688.9809
5304 | 540.9801 | 2557.2836 | 540.9801 | 2557.2836
5305 | 526.2904 | 2407.7273 | 526.2904 | 2407.7273
5306 | 528.9927 | 2297.0772 | 528.9927 | 2297.0772
5307 | 539.9365 | 2248.1653 | 539.9365 | 2248.1653
5308 | 558.7222 | 2208.5134 | 558.7222 | 2208.5134
5309 | 590.0594 | 2204.884 | 590.0594 | 2204.884
5310 | 586.3078 | 2199.1721 | 586.3078 | 2199.1721
5311 | 565.7271 | 2175.7534 | 565.7271 | 2175.7534
5312 | 551.3845 | 2143.4953 | 551.3845 | 2143.4953
5313 | 539.1761 | 2081.4904 | 539.1761 | 2081.4904
5314 | 523.2382 | 2034.8848 | 523.2382 | 2034.8848
5315 | 497.9922 | 1977.291 | 497.9922 | 1977.291
5316 | 472.228 | 1925.4613 | 472.228 | 1925.4613
5317 | 454.4055 | 1893.2775 | 454.4055 | 1893.2775
5318 | 443.987 | 1915.6634 | 443.987 | 1915.6634
5319 | 434.643 | 1965.9818 | 434.643 | 1965.9818
5320 | 430.4496 | 1995.1062 | 430.4496 | 1995.1062
5321 | 431.3562 | 2025.6162 | 431.3562 | 2025.6162
5322 | 438.6405 | 2093.3381 | 438.6405 | 2093.3381
5323 | 451.111 | 2122.5222 | 451.111 | 2122.5222
5324 | 465.2414 | 2181.1951 | 465.2414 | 2181.1951
5325 | 488.9346 | 2206.5892 | 488.9346 | 2206.5892
5326 | 506.2266 | 2203.1679 | 506.2266 | 2203.1679
5327 | 538.4877 | 2253.8076 | 538.4877 | 2253.8076
5328 | 538.6991 | 2350.4618 | 538.6991 | 2350.4618
5329 | 526.6919 | 2463.2691 | 526.6919 | 2463.2691
5330 | 526.4178 | 2604.1034 | 526.4178 | 2604.1034
5331 | 531.4021 | 2778.0459 | 531.4021 | 2778.0459
5332 | 550.9505 | 2918.0748 | 550.9505 | 2918.0748
5333 | 580.7577 | 3035.1487 | 580.7577 | 3035.1487
5334 | 577.72 | 3126.2055 | 577.72 | 3126.2055
5335 | 555.0475 | 3241.8132 | 555.0475 | 3241.8132
5336 | 539.2144 | 3340.6797 | 539.2144 | 3340.6797
5337 | 523.6892 | 3336.8506 | 523.6892 | 3336.8506
5338 | 507.4938 | 3276.7317 | 507.4938 | 3276.7317
5339 | 482.3435 | 3181.1175 | 482.3435 | 3181.1175
5340 | 456.7078 | 3074.5476 | 456.7078 | 3074.5476
5341 | 439.0454 | 3017.5132 | 439.0454 | 3017.5132
5342 | 428.8717 | 3045.0524 | 428.8717 | 3045.0524
5343 | 421.0389 | 3106.9372 | 421.0389 | 3106.9372
5344 | 417.831 | 3143.62 | 417.831 | 3143.62
5345 | 420.5047 | 3173.2138 | 420.5047 | 3173.2138
5346 | 430.1523 | 3225.4756 | 430.1523 | 3225.4756
5347 | 446.5322 | 3218.8152 | 446.5322 | 3218.8152
5348 | 466.8344 | 3224.5802 | 466.8344 | 3224.5802
5349 | 491.5872 | 3207.4876 | 491.5872 | 3207.4876
5350 | 507.2618 | 3195.9354 | 507.2618 | 3195.9354
5351 | 538.7892 | 3186.109 | 538.7892 | 3186.109
5352 | 533.1926 | 3178.6651 | 533.1926 | 3178.6651
5353 | 517.1269 | 3174.4337 | 517.1269 | 3174.4337
5354 | 520.5241 | 3167.7672 | 520.5241 | 3167.7672
5355 | 528.4188 | 3171.1906 | 528.4188 | 3171.1906
5356 | 552.3391 | 3164.2912 | 552.3391 | 3164.2912
5357 | 585.2323 | 3163.4103 | 585.2323 | 3163.4103
5358 | 587.1014 | 3169.1503 | 587.1014 | 3169.1503
5359 | 563.5541 | 3173.5598 | 563.5541 | 3173.5598
5360 | 549.5245 | 3174.6268 | 549.5245 | 3174.6268
5361 | 536.6974 | 3168.2782 | 536.6974 | 3168.2782
5362 | 521.3701 | 3164.0447 | 521.3701 | 3164.0447
5363 | 489.4214 | 3138.7454 | 489.4214 | 3138.7454
5364 | 462.7301 | 3128.9443 | 462.7301 | 3128.9443
5365 | 442.6121 | 3116.4578 | 442.6121 | 3116.4578
5366 | 435.493 | 3124.4142 | 435.493 | 3124.4142
5367 | 425.9311 | 3127.4362 | 425.9311 | 3127.4362
5368 | 422.4288 | 3121.6323 | 422.4288 | 3121.6323
5369 | 428.3263 | 3147.7905 | 428.3263 | 3147.7905
5370 | 442.847 | 3226.9643 | 442.847 | 3226.9643
5371 | 465.8118 | 3237.3673 | 465.8118 | 3237.3673
5372 | 496.0729 | 3237.2918 | 496.0729 | 3237.2918
5373 | 513.9193 | 3230.506 | 513.9193 | 3230.506
5374 | 526.489 | 3225.8249 | 526.489 | 3225.8249
5375 | 559.7483 | 3227.3359 | 559.7483 | 3227.3359
5376 | 555.2626 | 3227.4503 | 555.2626 | 3227.4503
5377 | 533.9682 | 3220.356 | 533.9682 | 3220.356
5378 | 533.9246 | 3228.0044 | 533.9246 | 3228.0044
5379 | 547.8744 | 3241.6199 | 547.8744 | 3241.6199
5380 | 570.3462 | 3233.1173 | 570.3462 | 3233.1173
5381 | 607.8852 | 3216.0891 | 607.8852 | 3216.0891
5382 | 607.6674 | 3178.9989 | 607.6674 | 3178.9989
5383 | 582.8028 | 3115.1549 | 582.8028 | 3115.1549
5384 | 569.8936 | 3076.1402 | 569.8936 | 3076.1402
5385 | 551.3444 | 3056.2784 | 551.3444 | 3056.2784
5386 | 531.0281 | 3032.004 | 531.0281 | 3032.004
5387 | 500.2524 | 2986.7783 | 500.2524 | 2986.7783
5388 | 472.0877 | 2940.102 | 472.0877 | 2940.102
5389 | 450.8839 | 2904.0246 | 450.8839 | 2904.0246
5390 | 440.4297 | 2880.4882 | 440.4297 | 2880.4882
5391 | 433.2861 | 2873.0889 | 433.2861 | 2873.0889
5392 | 429.9066 | 2884.3483 | 429.9066 | 2884.3483
5393 | 431.4352 | 2930.662 | 431.4352 | 2930.662
5394 | 447.7803 | 3015.3327 | 447.7803 | 3015.3327
5395 | 470.9542 | 3043.7152 | 470.9542 | 3043.7152
5396 | 505.1704 | 3064.1387 | 505.1704 | 3064.1387
5397 | 524.2593 | 3067.8886 | 524.2593 | 3067.8886
5398 | 534.2339 | 3079.3548 | 534.2339 | 3079.3548
5399 | 565.3964 | 3066.4364 | 565.3964 | 3066.4364
5400 | 556.6002 | 3004.8248 | 556.6002 | 3004.8248
5401 | 535.5664 | 2941.2725 | 535.5664 | 2941.2725
5402 | 533.7866 | 2890.058 | 533.7866 | 2890.058
5403 | 543.0259 | 2849.1624 | 543.0259 | 2849.1624
5404 | 564.5462 | 2806.7621 | 564.5462 | 2806.7621
5405 | 600.9444 | 2803.2472 | 600.9444 | 2803.2472
5406 | 605.736 | 2823.3021 | 605.736 | 2823.3021
5407 | 578.6707 | 2852.2187 | 578.6707 | 2852.2187
5408 | 559.0967 | 2912.6067 | 559.0967 | 2912.6067
5409 | 546.8819 | 3001.0801 | 546.8819 | 3001.0801
5410 | 526.4655 | 3061.55 | 526.4655 | 3061.55
5411 | 496.4953 | 3087.2117 | 496.4953 | 3087.2117
5412 | 467.7689 | 3108.3308 | 467.7689 | 3108.3308
5413 | 448.9465 | 3124.9322 | 448.9465 | 3124.9322
5414 | 435.1291 | 3135.5226 | 435.1291 | 3135.5226
5415 | 427.2131 | 3154.5772 | 427.2131 | 3154.5772
5416 | 423.1186 | 3178.7774 | 423.1186 | 3178.7774
5417 | 427.9451 | 3208.3712 | 427.9451 | 3208.3712
5418 | 442.1879 | 3279.2996 | 442.1879 | 3279.2996
5419 | 460.0077 | 3294.1688 | 460.0077 | 3294.1688
5420 | 493.124 | 3291.0014 | 493.124 | 3291.0014
5421 | 514.2034 | 3283.7575 | 514.2034 | 3283.7575
5422 | 528.1474 | 3283.6571 | 528.1474 | 3283.6571
5423 | 560.1537 | 3259.8594 | 560.1537 | 3259.8594
5424 | 550.5573 | 3206.0352 | 550.5573 | 3206.0352
5425 | 529.125 | 3135.4972 | 529.125 | 3135.4972
5426 | 531.008 | 3074.434 | 531.008 | 3074.434
5427 | 542.7627 | 3023.5752 | 542.7627 | 3023.5752
5428 | 558.9911 | 2949.6821 | 558.9911 | 2949.6821
5429 | 592.0628 | 2926.3554 | 592.0628 | 2926.3554
5430 | 599.5055 | 2873.1179 | 599.5055 | 2873.1179
5431 | 570.6578 | 2828.6277 | 570.6578 | 2828.6277
5432 | 553.9757 | 2809.6539 | 553.9757 | 2809.6539
5433 | 540.9547 | 2775.5917 | 540.9547 | 2775.5917
5434 | 521.9193 | 2728.0699 | 521.9193 | 2728.0699
5435 | 491.5867 | 2653.8708 | 491.5867 | 2653.8708
5436 | 466.0041 | 2586.4665 | 466.0041 | 2586.4665
5437 | 447.3863 | 2547.7551 | 447.3863 | 2547.7551
5438 | 438.2128 | 2515.7443 | 438.2128 | 2515.7443
5439 | 429.3075 | 2466.7745 | 429.3075 | 2466.7745
5440 | 423.1457 | 2403.94 | 423.1457 | 2403.94
5441 | 425.9951 | 2339.5135 | 425.9951 | 2339.5135
5442 | 434.9543 | 2327.9881 | 434.9543 | 2327.9881
5443 | 448.0098 | 2275.8635 | 448.0098 | 2275.8635
5444 | 474.8406 | 2230.3239 | 474.8406 | 2230.3239
5445 | 495.8783 | 2186.0903 | 495.8783 | 2186.0903
5446 | 512.9819 | 2167.3233 | 512.9819 | 2167.3233
5447 | 542.4893 | 2191.7382 | 542.4893 | 2191.7382
5448 | 541.6572 | 2316.5641 | 541.6572 | 2316.5641
5449 | 525.4725 | 2455.7108 | 525.4725 | 2455.7108
5450 | 529.6658 | 2517.5268 | 529.6658 | 2517.5268
5451 | 532.7115 | 2506.7498 | 532.7115 | 2506.7498
5452 | 548.2081 | 2460.7994 | 548.2081 | 2460.7994
5453 | 579.3268 | 2435.9839 | 579.3268 | 2435.9839
5454 | 585.5304 | 2412.5215 | 585.5304 | 2412.5215
5455 | 561.7634 | 2379.2541 | 561.7634 | 2379.2541
5456 | 543.4554 | 2355.9286 | 543.4554 | 2355.9286
5457 | 528.9725 | 2303.6578 | 528.9725 | 2303.6578
5458 | 515.0406 | 2253.8456 | 515.0406 | 2253.8456
5459 | 489.9125 | 2221.9041 | 489.9125 | 2221.9041
5460 | 465.5453 | 2247.9476 | 465.5453 | 2247.9476
5461 | 446.0281 | 2362.921 | 446.0281 | 2362.921
5462 | 434.0806 | 2485.5113 | 434.0806 | 2485.5113
5463 | 425.8488 | 2529.073 | 425.8488 | 2529.073
5464 | 422.4931 | 2568.0461 | 422.4931 | 2568.0461
5465 | 423.4362 | 2640.4702 | 423.4362 | 2640.4702
5466 | 433.2991 | 2754.5724 | 433.2991 | 2754.5724
5467 | 440.0069 | 2813.3024 | 440.0069 | 2813.3024
5468 | 459.3158 | 2851.1328 | 459.3158 | 2851.1328
5469 | 479.3773 | 2878.1302 | 479.3773 | 2878.1302
5470 | 495.7841 | 2908.492 | 495.7841 | 2908.492
5471 | 528.1181 | 2907.9417 | 528.1181 | 2907.9417
5472 | 531.0701 | 2819.9908 | 531.0701 | 2819.9908
5473 | 514.9104 | 2651.5388 | 514.9104 | 2651.5388
5474 | 516.0061 | 2545.4695 | 516.0061 | 2545.4695
5475 | 522.2206 | 2476.4022 | 522.2206 | 2476.4022
5476 | 539.2847 | 2423.9242 | 539.2847 | 2423.9242
5477 | 574.5245 | 2411.5913 | 574.5245 | 2411.5913
5478 | 573.2864 | 2403.3599 | 573.2864 | 2403.3599
5479 | 551.1566 | 2378.796 | 551.1566 | 2378.796
5480 | 539.213 | 2388.7956 | 539.213 | 2388.7956
5481 | 526.9676 | 2462.1524 | 526.9676 | 2462.1524
5482 | 510.476 | 2543.9229 | 510.476 | 2543.9229
5483 | 484.1291 | 2547.9405 | 484.1291 | 2547.9405
5484 | 461.062 | 2533.7877 | 461.062 | 2533.7877
5485 | 444.4147 | 2515.9188 | 444.4147 | 2515.9188
5486 | 432.5021 | 2491.3517 | 432.5021 | 2491.3517
5487 | 425.6396 | 2449.024 | 425.6396 | 2449.024
5488 | 420.5582 | 2401.6496 | 420.5582 | 2401.6496
5489 | 423.2173 | 2399.0635 | 423.2173 | 2399.0635
5490 | 430.1141 | 2449.7221 | 430.1141 | 2449.7221
5491 | 438.7432 | 2437.3357 | 438.7432 | 2437.3357
5492 | 455.8696 | 2422.0292 | 455.8696 | 2422.0292
5493 | 476.5688 | 2393.7137 | 476.5688 | 2393.7137
5494 | 495.3365 | 2359.6012 | 495.3365 | 2359.6012
5495 | 521.5102 | 2304.3106 | 521.5102 | 2304.3106
5496 | 523.7144 | 2251.4026 | 523.7144 | 2251.4026
5497 | 510.056 | 2203.883 | 510.056 | 2203.883
5498 | 510.1119 | 2168.9302 | 510.1119 | 2168.9302
5499 | 517.3286 | 2143.0366 | 517.3286 | 2143.0366
5500 | 535.6272 | 2086.4359 | 535.6272 | 2086.4359
5501 | 572.9008 | 2047.42 | 572.9008 | 2047.42
5502 | 574.9884 | 2032.5465 | 574.9884 | 2032.5465
5503 | 551.7587 | 2013.4796 | 551.7587 | 2013.4796
5504 | 535.2292 | 1991.9863 | 535.2292 | 1991.9863
5505 | 528.3962 | 1968.4599 | 528.3962 | 1968.4599
5506 | 508.8816 | 1938.6886 | 508.8816 | 1938.6886
5507 | 484.7214 | 1888.8821 | 484.7214 | 1888.8821
5508 | 459.4354 | 1871.5228 | 459.4354 | 1871.5228
5509 | 443.0507 | 1900.3777 | 443.0507 | 1900.3777
5510 | 431.4659 | 1921.1603 | 431.4659 | 1921.1603
5511 | 424.5268 | 1950.5217 | 424.5268 | 1950.5217
5512 | 419.9931 | 1986.0592 | 419.9931 | 1986.0592
5513 | 422.8143 | 2044.8554 | 422.8143 | 2044.8554
5514 | 433.8819 | 2151.972 | 433.8819 | 2151.972
5515 | 445.5908 | 2254.5629 | 445.5908 | 2254.5629
5516 | 471.663 | 2377.5957 | 471.663 | 2377.5957
5517 | 490.2365 | 2460.0204 | 490.2365 | 2460.0204
5518 | 503.3839 | 2494.8484 | 503.3839 | 2494.8484
5519 | 531.8304 | 2465.7828 | 531.8304 | 2465.7828
5520 | 530.8426 | 2355.6151 | 530.8426 | 2355.6151
5521 | 516.6027 | 2244.3083 | 516.6027 | 2244.3083
5522 | 515.7826 | 2239.1305 | 515.7826 | 2239.1305
5523 | 524.0103 | 2291.339 | 524.0103 | 2291.339
5524 | 541.044 | 2339.638 | 541.044 | 2339.638
5525 | 578.4531 | 2417.3173 | 578.4531 | 2417.3173
5526 | 583.8921 | 2494.8608 | 583.8921 | 2494.8608
5527 | 556.7055 | 2554.4686 | 556.7055 | 2554.4686
5528 | 544.6548 | 2620.239 | 544.6548 | 2620.239
5529 | 529.0748 | 2688.7861 | 529.0748 | 2688.7861
5530 | 513.2173 | 2749.8285 | 513.2173 | 2749.8285
5531 | 483.2642 | 2789.1181 | 483.2642 | 2789.1181
5532 | 454.5173 | 2822.2617 | 454.5173 | 2822.2617
5533 | 436.513 | 2838.0615 | 436.513 | 2838.0615
5534 | 428.269 | 2849.6825 | 428.269 | 2849.6825
5535 | 422.2105 | 2866.4468 | 422.2105 | 2866.4468
5536 | 416.8738 | 2872.6674 | 416.8738 | 2872.6674
5537 | 421.5099 | 2900.1998 | 421.5099 | 2900.1998
5538 | 434.9634 | 2977.1978 | 434.9634 | 2977.1978
5539 | 454.1767 | 3003.6335 | 454.1767 | 3003.6335
5540 | 487.8048 | 3023.4843 | 487.8048 | 3023.4843
5541 | 505.8353 | 3024.4858 | 505.8353 | 3024.4858
5542 | 521.6231 | 3027.4775 | 521.6231 | 3027.4775
5543 | 551.1883 | 3000.7023 | 551.1883 | 3000.7023
5544 | 543.0825 | 2910.5755 | 543.0825 | 2910.5755
5545 | 524.0946 | 2831.105 | 524.0946 | 2831.105
5546 | 528.0745 | 2800.5039 | 528.0745 | 2800.5039
5547 | 535.8074 | 2785.3752 | 535.8074 | 2785.3752
5548 | 551.1018 | 2771.8337 | 551.1018 | 2771.8337
5549 | 589.1312 | 2796.8341 | 589.1312 | 2796.8341
5550 | 599.9276 | 2821.0117 | 599.9276 | 2821.0117
5551 | 571.1096 | 2829.0858 | 571.1096 | 2829.0858
5552 | 553.4951 | 2850.0792 | 553.4951 | 2850.0792
5553 | 539.3421 | 2921.2602 | 539.3421 | 2921.2602
5554 | 517.7877 | 3001.0838 | 517.7877 | 3001.0838
5555 | 488.0321 | 3034.4183 | 488.0321 | 3034.4183
5556 | 459.2989 | 3048.4373 | 459.2989 | 3048.4373
5557 | 439.3923 | 3062.1757 | 439.3923 | 3062.1757
5558 | 430.4353 | 3074.2548 | 430.4353 | 3074.2548
5559 | 423.5975 | 3077.5058 | 423.5975 | 3077.5058
5560 | 419.2552 | 3069.9841 | 419.2552 | 3069.9841
5561 | 424.3369 | 3085.263 | 424.3369 | 3085.263
5562 | 437.7597 | 3155.3898 | 437.7597 | 3155.3898
5563 | 458.706 | 3168.9993 | 458.706 | 3168.9993
5564 | 490.1959 | 3164.9156 | 490.1959 | 3164.9156
5565 | 509.5888 | 3144.1585 | 509.5888 | 3144.1585
5566 | 523.3989 | 3149.6696 | 523.3989 | 3149.6696
5567 | 554.7429 | 3146.3708 | 554.7429 | 3146.3708
5568 | 550.4714 | 3059.9086 | 550.4714 | 3059.9086
5569 | 527.8149 | 2930.5077 | 527.8149 | 2930.5077
5570 | 528.8613 | 2842.7615 | 528.8613 | 2842.7615
5571 | 536.3366 | 2800.0336 | 536.3366 | 2800.0336
5572 | 552.2727 | 2793.1343 | 552.2727 | 2793.1343
5573 | 590.3364 | 2840.4659 | 590.3364 | 2840.4659
5574 | 597.0493 | 2899.5719 | 597.0493 | 2899.5719
5575 | 569.095 | 2944.5212 | 569.095 | 2944.5212
5576 | 549.5695 | 3006.627 | 549.5695 | 3006.627
5577 | 534.9698 | 3080.3274 | 534.9698 | 3080.3274
5578 | 515.6118 | 3136.9037 | 515.6118 | 3136.9037
5579 | 485.0672 | 3164.6267 | 485.0672 | 3164.6267
5580 | 461.3443 | 3169.5986 | 461.3443 | 3169.5986
5581 | 441.4581 | 3186.3146 | 441.4581 | 3186.3146
5582 | 434.1337 | 3218.32 | 434.1337 | 3218.32
5583 | 423.7605 | 3252.6057 | 423.7605 | 3252.6057
5584 | 418.8326 | 3307.7261 | 418.8326 | 3307.7261
5585 | 424.3156 | 3392.2891 | 424.3156 | 3392.2891
5586 | 436.537 | 3518.9885 | 436.537 | 3518.9885
5587 | 453.8509 | 3575.4282 | 453.8509 | 3575.4282
5588 | 487.2826 | 3596.6533 | 487.2826 | 3596.6533
5589 | 504.0799 | 3623.3071 | 504.0799 | 3623.3071
5590 | 517.8607 | 3662.2578 | 517.8607 | 3662.2578
5591 | 554.3509 | 3699.0408 | 554.3509 | 3699.0408
5592 | 552.4585 | 3748.8565 | 552.4585 | 3748.8565
5593 | 530.2411 | 3802.9155 | 530.2411 | 3802.9155
5594 | 525.896 | 3859.8072 | 525.896 | 3859.8072
5595 | 535.2221 | 3895.754 | 535.2221 | 3895.754
5596 | 549.3012 | 3903.8566 | 549.3012 | 3903.8566
5597 | 582.0448 | 3915.9164 | 582.0448 | 3915.9164
5598 | 591.6606 | 3904.7075 | 591.6606 | 3904.7075
5599 | 569.2065 | 3870.295 | 569.2065 | 3870.295
5600 | 548.0341 | 3832.8835 | 548.0341 | 3832.8835
5601 | 534.5831 | 3802.1424 | 534.5831 | 3802.1424
5602 | 514.3092 | 3759.4304 | 514.3092 | 3759.4304
5603 | 485.9189 | 3695.4235 | 485.9189 | 3695.4235
5604 | 462.7995 | 3639.9293 | 462.7995 | 3639.9293
5605 | 444.7556 | 3613.5859 | 444.7556 | 3613.5859
5606 | 433.5211 | 3614.5567 | 433.5211 | 3614.5567
5607 | 425.0159 | 3619.2964 | 425.0159 | 3619.2964
5608 | 421.7063 | 3608.5682 | 421.7063 | 3608.5682
5609 | 422.8216 | 3613.8839 | 422.8216 | 3613.8839
5610 | 434.952 | 3660.3052 | 434.952 | 3660.3052
5611 | 447.0152 | 3651.1254 | 447.0152 | 3651.1254
5612 | 474.5445 | 3638.7964 | 474.5445 | 3638.7964
5613 | 495.4369 | 3612.5423 | 495.4369 | 3612.5423
5614 | 511.4879 | 3597.4399 | 511.4879 | 3597.4399
5615 | 540.2339 | 3549.8222 | 540.2339 | 3549.8222
5616 | 537.471 | 3430.722 | 537.471 | 3430.722
5617 | 525.0178 | 3315.7505 | 525.0178 | 3315.7505
5618 | 527.4753 | 3227.6608 | 527.4753 | 3227.6608
5619 | 534.7148 | 3148.8593 | 534.7148 | 3148.8593
5620 | 545.1223 | 3074.7372 | 545.1223 | 3074.7372
5621 | 576.337 | 3054.1589 | 576.337 | 3054.1589
5622 | 585.6378 | 3067.5717 | 585.6378 | 3067.5717
5623 | 561.6674 | 3078.9668 | 561.6674 | 3078.9668
5624 | 538.8036 | 3105.3426 | 538.8036 | 3105.3426
5625 | 522.9373 | 3161.2926 | 522.9373 | 3161.2926
5626 | 508.4446 | 3207.7911 | 508.4446 | 3207.7911
5627 | 485.3297 | 3215.4733 | 485.3297 | 3215.4733
5628 | 460.8433 | 3214.7192 | 460.8433 | 3214.7192
5629 | 443.4192 | 3219.1816 | 443.4192 | 3219.1816
5630 | 432.9264 | 3224.5041 | 432.9264 | 3224.5041
5631 | 425.0004 | 3222.8307 | 425.0004 | 3222.8307
5632 | 419.252 | 3217.7139 | 419.252 | 3217.7139
5633 | 420.6681 | 3245.2464 | 420.6681 | 3245.2464
5634 | 427.9305 | 3336.1012 | 427.9305 | 3336.1012
5635 | 435.3928 | 3389.1053 | 435.3928 | 3389.1053
5636 | 456.5632 | 3433.2343 | 456.5632 | 3433.2343
5637 | 475.4789 | 3452.3298 | 475.4789 | 3452.3298
5638 | 488.3179 | 3465.8573 | 488.3179 | 3465.8573
5639 | 519.8265 | 3430.035 | 519.8265 | 3430.035
5640 | 515.2696 | 3292.8408 | 515.2696 | 3292.8408
5641 | 503.2973 | 3121.4113 | 503.2973 | 3121.4113
5642 | 502.9011 | 3021.2971 | 502.9011 | 3021.2971
5643 | 508.3906 | 2945.2441 | 508.3906 | 2945.2441
5644 | 520.7893 | 2861.9604 | 520.7893 | 2861.9604
5645 | 549.5821 | 2826.3801 | 549.5821 | 2826.3801
5646 | 557.2468 | 2802.2305 | 557.2468 | 2802.2305
5647 | 537.4146 | 2780.1861 | 537.4146 | 2780.1861
5648 | 526.8001 | 2795.9116 | 526.8001 | 2795.9116
5649 | 512.1443 | 2862.1682 | 512.1443 | 2862.1682
5650 | 496.5902 | 2941.3048 | 496.5902 | 2941.3048
5651 | 471.1672 | 2995.8253 | 471.1672 | 2995.8253
5652 | 448.9053 | 3041.5661 | 448.9053 | 3041.5661
5653 | 432.1787 | 3059.1982 | 432.1787 | 3059.1982
5654 | 422.2298 | 3047.4573 | 422.2298 | 3047.4573
5655 | 415.2401 | 3025.056 | 415.2401 | 3025.056
5656 | 407.0729 | 3030.0168 | 407.0729 | 3030.0168
5657 | 410.2078 | 3127.7496 | 410.2078 | 3127.7496
5658 | 416.0965 | 3285.5982 | 416.0965 | 3285.5982
5659 | 423.4488 | 3358.0706 | 423.4488 | 3358.0706
5660 | 443.3371 | 3407.582 | 443.3371 | 3407.582
5661 | 458.8808 | 3436.5262 | 458.8808 | 3436.5262
5662 | 479.6014 | 3483.3787 | 479.6014 | 3483.3787
5663 | 505.5121 | 3497.9449 | 505.5121 | 3497.9449
5664 | 499.6846 | 3436.1044 | 499.6846 | 3436.1044
5665 | 489.245 | 3362.2453 | 489.245 | 3362.2453
5666 | 489.5905 | 3289.6157 | 489.5905 | 3289.6157
5667 | 497.7625 | 3223.6404 | 497.7625 | 3223.6404
5668 | 512.5792 | 3159.9395 | 512.5792 | 3159.9395
5669 | 547.7125 | 3148.7518 | 547.7125 | 3148.7518
5670 | 555.6239 | 3158.3854 | 555.6239 | 3158.3854
5671 | 536.8919 | 3161.7643 | 536.8919 | 3161.7643
5672 | 520.4885 | 3183.6738 | 520.4885 | 3183.6738
5673 | 507.2906 | 3219.9264 | 507.2906 | 3219.9264
5674 | 490.7686 | 3240.8872 | 490.7686 | 3240.8872
5675 | 466.9188 | 3237.1174 | 466.9188 | 3237.1174
5676 | 446.4149 | 3226.1712 | 446.4149 | 3226.1712
5677 | 428.3468 | 3204.5231 | 428.3468 | 3204.5231
5678 | 418.137 | 3175.0318 | 418.137 | 3175.0318
5679 | 411.6479 | 3147.248 | 411.6479 | 3147.248
5680 | 406.8614 | 3132.7406 | 406.8614 | 3132.7406
5681 | 409.5583 | 3181.3446 | 409.5583 | 3181.3446
5682 | 418.497 | 3323.5041 | 418.497 | 3323.5041
5683 | 428.1542 | 3419.1094 | 428.1542 | 3419.1094
5684 | 455.3309 | 3486.0277 | 455.3309 | 3486.0277
5685 | 470.3796 | 3520.8123 | 470.3796 | 3520.8123
5686 | 487.544 | 3536.8592 | 487.544 | 3536.8592
5687 | 519.6679 | 3498.7466 | 519.6679 | 3498.7466
5688 | 515.3007 | 3383.7691 | 515.3007 | 3383.7691
5689 | 496.8252 | 3286.7771 | 496.8252 | 3286.7771
5690 | 498.4741 | 3214.4911 | 498.4741 | 3214.4911
5691 | 507.5342 | 3157.3337 | 507.5342 | 3157.3337
5692 | 520.6284 | 3099.5878 | 520.6284 | 3099.5878
5693 | 557.4647 | 3078.7805 | 557.4647 | 3078.7805
5694 | 570.3565 | 3061.8457 | 570.3565 | 3061.8457
5695 | 549.6802 | 3034.9914 | 549.6802 | 3034.9914
5696 | 531.5303 | 3064.2302 | 531.5303 | 3064.2302
5697 | 516.0527 | 3171.9428 | 516.0527 | 3171.9428
5698 | 497.521 | 3252.3391 | 497.521 | 3252.3391
5699 | 467.4172 | 3272.2749 | 467.4172 | 3272.2749
5700 | 444.7065 | 3251.4799 | 444.7065 | 3251.4799
5701 | 426.6477 | 3204.4086 | 426.6477 | 3204.4086
5702 | 417.169 | 3178.0093 | 417.169 | 3178.0093
5703 | 413.8537 | 3174.16 | 413.8537 | 3174.16
5704 | 406.4952 | 3203.5135 | 406.4952 | 3203.5135
5705 | 412.51 | 3201.3855 | 412.51 | 3201.3855
5706 | 426.8995 | 3164.7804 | 426.8995 | 3164.7804
5707 | 440.4438 | 3054.9381 | 440.4438 | 3054.9381
5708 | 476.3133 | 2952.2534 | 476.3133 | 2952.2534
5709 | 493.5507 | 2873.2059 | 493.5507 | 2873.2059
5710 | 511.019 | 2820.3122 | 511.019 | 2820.3122
5711 | 540.8111 | 2771.7783 | 540.8111 | 2771.7783
5712 | 533.3707 | 2733.1851 | 533.3707 | 2733.1851
5713 | 513.9619 | 2686.2381 | 513.9619 | 2686.2381
5714 | 513.5094 | 2624.3733 | 513.5094 | 2624.3733
5715 | 523.9969 | 2563.4368 | 523.9969 | 2563.4368
5716 | 532.4122 | 2471.5642 | 532.4122 | 2471.5642
5717 | 572.7954 | 2397.2764 | 572.7954 | 2397.2764
5718 | 588.7073 | 2326.403 | 588.7073 | 2326.403
5719 | 563.4742 | 2241.2584 | 563.4742 | 2241.2584
5720 | 544.4059 | 2180.027 | 544.4059 | 2180.027
5721 | 531.3295 | 2155.6989 | 531.3295 | 2155.6989
5722 | 510.1902 | 2194.7537 | 510.1902 | 2194.7537
5723 | 480.0982 | 2239.3111 | 480.0982 | 2239.3111
5724 | 451.2238 | 2254.7042 | 451.2238 | 2254.7042
5725 | 434.3289 | 2248.5163 | 434.3289 | 2248.5163
5726 | 426.0307 | 2247.6547 | 426.0307 | 2247.6547
5727 | 418.5343 | 2244.6072 | 418.5343 | 2244.6072
5728 | 412.3086 | 2245.1018 | 412.3086 | 2245.1018
5729 | 416.2859 | 2285.1169 | 416.2859 | 2285.1169
5730 | 428.573 | 2396.127 | 428.573 | 2396.127
5731 | 444.3615 | 2481.5401 | 444.3615 | 2481.5401
5732 | 484.8527 | 2501.5055 | 484.8527 | 2501.5055
5733 | 501.2666 | 2438.4908 | 501.2666 | 2438.4908
5734 | 513.5304 | 2407.6993 | 513.5304 | 2407.6993
5735 | 546.8665 | 2444.2532 | 546.8665 | 2444.2532
5736 | 543.1198 | 2489.9462 | 543.1198 | 2489.9462
5737 | 518.6999 | 2536.1034 | 518.6999 | 2536.1034
5738 | 514.273 | 2582.4593 | 514.273 | 2582.4593
5739 | 520.903 | 2621.04 | 520.903 | 2621.04
5740 | 534.0275 | 2627.883 | 534.0275 | 2627.883
5741 | 566.0953 | 2662.503 | 566.0953 | 2662.503
5742 | 583.1172 | 2718.0589 | 583.1172 | 2718.0589
5743 | 558.909 | 2792.8977 | 558.909 | 2792.8977
5744 | 541.8943 | 2882.9462 | 541.8943 | 2882.9462
5745 | 527.6151 | 2963.4033 | 527.6151 | 2963.4033
5746 | 509.757 | 2998.3354 | 509.757 | 2998.3354
5747 | 478.4077 | 2998.8028 | 478.4077 | 2998.8028
5748 | 452.2071 | 2998.9649 | 452.2071 | 2998.9649
5749 | 435.402 | 3011.5582 | 435.402 | 3011.5582
5750 | 424.4455 | 3032.3408 | 424.4455 | 3032.3408
5751 | 417.6568 | 3056.5488 | 417.6568 | 3056.5488
5752 | 414.3471 | 3077.4278 | 414.3471 | 3077.4278
5753 | 418.9609 | 3121.3365 | 418.9609 | 3121.3365
5754 | 429.9883 | 3199.9378 | 429.9883 | 3199.9378
5755 | 442.4519 | 3201.9808 | 442.4519 | 3201.9808
5756 | 477.4329 | 3163.885 | 477.4329 | 3163.885
5757 | 496.7306 | 3059.0707 | 496.7306 | 3059.0707
5758 | 509.5068 | 2897.3837 | 509.5068 | 2897.3837
5759 | 547.8034 | 2702.3796 | 547.8034 | 2702.3796
5760 | 541.3502 | 2532.3184 | 541.3502 | 2532.3184
5761 | 518.7925 | 2470.7129 | 518.7925 | 2470.7129
5762 | 522.6869 | 2493.9359 | 522.6869 | 2493.9359
5763 | 526.729 | 2540.6475 | 526.729 | 2540.6475
5764 | 536.2095 | 2603.7194 | 536.2095 | 2603.7194
5765 | 567.7811 | 2660.0981 | 567.7811 | 2660.0981
5766 | 591.531 | 2719.6621 | 591.531 | 2719.6621
5767 | 563.4479 | 2770.3374 | 563.4479 | 2770.3374
5768 | 545.4166 | 2811.2572 | 545.4166 | 2811.2572
5769 | 531.7738 | 2827.1253 | 531.7738 | 2827.1253
5770 | 511.4095 | 2812.9287 | 511.4095 | 2812.9287
5771 | 485.901 | 2767.1304 | 485.901 | 2767.1304
5772 | 459.226 | 2734.6545 | 459.226 | 2734.6545
5773 | 440.7963 | 2727.4359 | 440.7963 | 2727.4359
5774 | 431.8706 | 2732.0712 | 431.8706 | 2732.0712
5775 | 423.5359 | 2752.9582 | 423.5359 | 2752.9582
5776 | 424.6875 | 2777.9599 | 424.6875 | 2777.9599
5777 | 429.7553 | 2825.7623 | 429.7553 | 2825.7623
5778 | 438.3298 | 2919.9382 | 438.3298 | 2919.9382
5779 | 446.1221 | 2954.2756 | 446.1221 | 2954.2756
5780 | 473.9815 | 2972.6378 | 473.9815 | 2972.6378
5781 | 492.4757 | 2973.8683 | 492.4757 | 2973.8683
5782 | 510.203 | 2981.5553 | 510.203 | 2981.5553
5783 | 541.7284 | 2965.7739 | 541.7284 | 2965.7739
5784 | 543.3706 | 2941.2667 | 543.3706 | 2941.2667
5785 | 526.0439 | 2922.3768 | 526.0439 | 2922.3768
5786 | 526.5927 | 2913.3054 | 526.5927 | 2913.3054
5787 | 532.6124 | 2922.4547 | 532.6124 | 2922.4547
5788 | 543.3778 | 2930.0993 | 543.3778 | 2930.0993
5789 | 570.6323 | 2967.0097 | 570.6323 | 2967.0097
5790 | 586.1067 | 2998.402 | 586.1067 | 2998.402
5791 | 563.4275 | 3003.4986 | 563.4275 | 3003.4986
5792 | 544.7886 | 3002.6189 | 544.7886 | 3002.6189
5793 | 531.5044 | 3003.0269 | 531.5044 | 3003.0269
5794 | 514.6408 | 2997.1902 | 514.6408 | 2997.1902
5795 | 490.4745 | 2965.3632 | 490.4745 | 2965.3632
5796 | 462.3488 | 2366.8753 | 462.3488 | 2366.8753
5797 | 445.9386 | 2351.5689 | 445.9386 | 2351.5689
5798 | 438.339 | 2341.4809 | 438.339 | 2341.4809
5799 | 432.3207 | 2330.1488 | 432.3207 | 2330.1488
5800 | 429.8587 | 2336.299 | 429.8587 | 2336.299
5801 | 433.1942 | 2392.1294 | 433.1942 | 2392.1294
5802 | 438.9102 | 2434.0177 | 438.9102 | 2434.0177
5803 | 440.9755 | 2468.6492 | 440.9755 | 2468.6492
5804 | 459.7383 | 2487.406 | 459.7383 | 2487.406
5805 | 483.4448 | 2503.6443 | 483.4448 | 2503.6443
5806 | 496.8415 | 2517.9395 | 496.8415 | 2517.9395
5807 | 526.8997 | 2489.1748 | 526.8997 | 2489.1748
5808 | 525.264 | 2441.4659 | 525.264 | 2441.4659
5809 | 513.9055 | 2402.6919 | 513.9055 | 2402.6919
5810 | 513.2493 | 2371.2248 | 513.2493 | 2371.2248
5811 | 512.1529 | 2335.1033 | 512.1529 | 2335.1033
5812 | 519.4247 | 2320.8533 | 519.4247 | 2320.8533
5813 | 542.867 | 2333.6575 | 542.867 | 2333.6575
5814 | 566.671 | 2335.7001 | 566.671 | 2335.7001
5815 | 547.4452 | 2335.4183 | 547.4452 | 2335.4183
5816 | 531.4853 | 2342.9899 | 531.4853 | 2342.9899
5817 | 519.7811 | 2342.2482 | 519.7811 | 2342.2482
5818 | 506.901 | 2308.0318 | 506.901 | 2308.0318
5819 | 478.3539 | 2276.2179 | 478.3539 | 2276.2179
5820 | 458.9721 | 2245.0625 | 458.9721 | 2245.0625
5821 | 441.0735 | 2214.3907 | 441.0735 | 2214.3907
5822 | 430.7995 | 2200.2299 | 430.7995 | 2200.2299
5823 | 424.0675 | 2196.2102 | 424.0675 | 2196.2102
5824 | 419.695 | 2200.4166 | 419.695 | 2200.4166
5825 | 421.6417 | 2237.179 | 421.6417 | 2237.179
5826 | 426.3926 | 2246.8554 | 426.3926 | 2246.8554
5827 | 435.1853 | 2238.5378 | 435.1853 | 2238.5378
5828 | 461.5544 | 2220.362 | 461.5544 | 2220.362
5829 | 480.9253 | 2206.1471 | 480.9253 | 2206.1471
5830 | 496.7682 | 2188.9709 | 496.7682 | 2188.9709
5831 | 523.7539 | 2139.3795 | 523.7539 | 2139.3795
5832 | 522.2138 | 2070.3812 | 522.2138 | 2070.3812
5833 | 506.0221 | 2037.8088 | 506.0221 | 2037.8088
5834 | 507.3144 | 2027.261 | 507.3144 | 2027.261
5835 | 510.9208 | 2023.0737 | 510.9208 | 2023.0737
5836 | 523.2715 | 2036.7777 | 523.2715 | 2036.7777
5837 | 554.5271 | 2065.9656 | 554.5271 | 2065.9656
5838 | 569.8315 | 2084.4844 | 569.8315 | 2084.4844
5839 | 551.0591 | 2100.7713 | 551.0591 | 2100.7713
5840 | 534.2358 | 2140.6473 | 534.2358 | 2140.6473
5841 | 522.1484 | 2242.558 | 522.1484 | 2242.558
5842 | 503.5665 | 2313.3079 | 503.5665 | 2313.3079
5843 | 480.0484 | 2351.5641 | 480.0484 | 2351.5641
5844 | 457.0096 | 2374.558 | 457.0096 | 2374.558
5845 | 440.9647 | 2380.8188 | 440.9647 | 2380.8188
5846 | 431.7176 | 2388.688 | 431.7176 | 2388.688
5847 | 424.4813 | 2411.0488 | 424.4813 | 2411.0488
5848 | 422.1818 | 2442.9315 | 422.1818 | 2442.9315
5849 | 425.8428 | 2510.5174 | 425.8428 | 2510.5174
5850 | 430.2422 | 2539.5394 | 430.2422 | 2539.5394
5851 | 445.2867 | 2540.2003 | 445.2867 | 2540.2003
5852 | 474.7193 | 2518.6923 | 474.7193 | 2518.6923
5853 | 491.6765 | 2485.4094 | 491.6765 | 2485.4094
5854 | 503.5169 | 2444.2594 | 503.5169 | 2444.2594
5855 | 536.7241 | 2395.7788 | 536.7241 | 2395.7788
5856 | 529.7948 | 2342.0533 | 529.7948 | 2342.0533
5857 | 510.0387 | 2291.061 | 510.0387 | 2291.061
5858 | 507.3806 | 2235.435 | 507.3806 | 2235.435
5859 | 512.8776 | 2179.3199 | 512.8776 | 2179.3199
5860 | 523.1145 | 2126.1935 | 523.1145 | 2126.1935
5861 | 548.4282 | 2075.5921 | 548.4282 | 2075.5921
5862 | 576.1368 | 2023.1151 | 576.1368 | 2023.1151
5863 | 553.8003 | 1990.9916 | 553.8003 | 1990.9916
5864 | 534.9776 | 1986.1598 | 534.9776 | 1986.1598
5865 | 520.7129 | 2014.9457 | 520.7129 | 2014.9457
5866 | 505.8215 | 2043.6721 | 505.8215 | 2043.6721
5867 | 475.7033 | 2073.32 | 475.7033 | 2073.32
5868 | 453.8258 | 2112.2347 | 453.8258 | 2112.2347
5869 | 436.332 | 2156.4463 | 436.332 | 2156.4463
5870 | 426.4987 | 2219.8532 | 426.4987 | 2219.8532
5871 | 419.813 | 2310.4329 | 419.813 | 2310.4329
5872 | 416.4423 | 2393.3177 | 416.4423 | 2393.3177
5873 | 422.4096 | 2492.9304 | 422.4096 | 2492.9304
5874 | 430.0484 | 2547.037 | 430.0484 | 2547.037
5875 | 447.5248 | 2559.8237 | 447.5248 | 2559.8237
5876 | 484.1222 | 2546.7388 | 484.1222 | 2546.7388
5877 | 503.601 | 2543.1687 | 503.601 | 2543.1687
5878 | 516.6868 | 2553.5762 | 516.6868 | 2553.5762
5879 | 550.5568 | 2519.1652 | 550.5568 | 2519.1652
5880 | 544.3404 | 2421.0095 | 544.3404 | 2421.0095
5881 | 520.6262 | 2324.1985 | 520.6262 | 2324.1985
5882 | 522.2331 | 2240.3409 | 522.2331 | 2240.3409
5883 | 525.0051 | 2170.3413 | 525.0051 | 2170.3413
5884 | 535.8199 | 2139.7077 | 535.8199 | 2139.7077
5885 | 561.2675 | 2122.8918 | 561.2675 | 2122.8918
5886 | 583.6906 | 2091.8894 | 583.6906 | 2091.8894
5887 | 556.6096 | 2069.5776 | 556.6096 | 2069.5776
5888 | 541.0506 | 2054.4713 | 541.0506 | 2054.4713
5889 | 528.444 | 2039.66 | 528.444 | 2039.66
5890 | 506.3072 | 2000.8154 | 506.3072 | 2000.8154
5891 | 476.9654 | 1955.0245 | 476.9654 | 1955.0245
5892 | 451.2129 | 1900.821 | 451.2129 | 1900.821
5893 | 432.1998 | 1834.8827 | 432.1998 | 1834.8827
5894 | 423.0548 | 1761.389 | 423.0548 | 1761.389
5895 | 416.4751 | 1663.6957 | 416.4751 | 1663.6957
5896 | 415.5759 | 1602.1824 | 415.5759 | 1602.1824
5897 | 421.2515 | 1649.9598 | 421.2515 | 1649.9598
5898 | 427.6827 | 1724.6154 | 427.6827 | 1724.6154
5899 | 448.3902 | 1787.5712 | 448.3902 | 1787.5712
5900 | 481.886 | 1861.9583 | 481.886 | 1861.9583
5901 | 501.5739 | 1980.3861 | 501.5739 | 1980.3861
5902 | 519.101 | 2025.0419 | 519.101 | 2025.0419
5903 | 554.5847 | 2033.2098 | 554.5847 | 2033.2098
5904 | 545.7357 | 2034.7444 | 545.7357 | 2034.7444
5905 | 522.7351 | 2035.5873 | 522.7351 | 2035.5873
5906 | 523.3638 | 2035.1288 | 523.3638 | 2035.1288
5907 | 528.0233 | 2019.6489 | 528.0233 | 2019.6489
5908 | 538.5062 | 2005.2137 | 538.5062 | 2005.2137
5909 | 563.7506 | 1994.0442 | 563.7506 | 1994.0442
5910 | 590.3321 | 1977.6667 | 590.3321 | 1977.6667
5911 | 568.4687 | 1962.2046 | 568.4687 | 1962.2046
5912 | 547.9079 | 1970.3316 | 547.9079 | 1970.3316
5913 | 533.5192 | 2000.1356 | 533.5192 | 2000.1356
5914 | 509.0213 | 2017.2916 | 509.0213 | 2017.2916
5915 | 480.0045 | 2049.5313 | 480.0045 | 2049.5313
5916 | 452.828 | 2133.339 | 452.828 | 2133.339
5917 | 434.3426 | 2232.7181 | 434.3426 | 2232.7181
5918 | 423.3739 | 2299.735 | 423.3739 | 2299.735
5919 | 417.0836 | 2343.663 | 417.0836 | 2343.663
5920 | 414.8375 | 2398.8715 | 414.8375 | 2398.8715
5921 | 418.6774 | 2491.7271 | 418.6774 | 2491.7271
5922 | 424.432 | 2549.9064 | 424.432 | 2549.9064
5923 | 444.9394 | 2579.3545 | 444.9394 | 2579.3545
5924 | 479.635 | 2587.2814 | 479.635 | 2587.2814
5925 | 502.1419 | 2607.3148 | 502.1419 | 2607.3148
5926 | 517.4159 | 2619.2959 | 517.4159 | 2619.2959
5927 | 550.8274 | 2561.9292 | 550.8274 | 2561.9292
5928 | 541.3495 | 2481.3606 | 541.3495 | 2481.3606
5929 | 516.2296 | 2413.4292 | 516.2296 | 2413.4292
5930 | 517.7637 | 2328.6459 | 517.7637 | 2328.6459
5931 | 516.9181 | 2241.7999 | 516.9181 | 2241.7999
5932 | 524.0451 | 2231.4375 | 524.0451 | 2231.4375
5933 | 549.5013 | 2244.7046 | 549.5013 | 2244.7046
5934 | 576.1957 | 2252.1158 | 576.1957 | 2252.1158
5935 | 556.9412 | 2238.8751 | 556.9412 | 2238.8751
5936 | 537.5291 | 2236.6351 | 537.5291 | 2236.6351
5937 | 520.8439 | 2292.0791 | 520.8439 | 2292.0791
5938 | 501.3464 | 2334.3197 | 501.3464 | 2334.3197
5939 | 474.1445 | 2351.6567 | 474.1445 | 2351.6567
5940 | 448.0845 | 2357.619 | 448.0845 | 2357.619
5941 | 432.3872 | 2381.7444 | 432.3872 | 2381.7444
5942 | 424.5457 | 2416.1792 | 424.5457 | 2416.1792
5943 | 417.327 | 2443.3532 | 417.327 | 2443.3532
5944 | 414.1349 | 2475.3285 | 414.1349 | 2475.3285
5945 | 418.4824 | 2544.1177 | 418.4824 | 2544.1177
5946 | 421.4344 | 2577.0274 | 421.4344 | 2577.0274
5947 | 433.7052 | 2579.6322 | 433.7052 | 2579.6322
5948 | 463.5024 | 2555.5323 | 463.5024 | 2555.5323
5949 | 483.9991 | 2530.7653 | 483.9991 | 2530.7653
5950 | 501.8104 | 2542.3761 | 501.8104 | 2542.3761
5951 | 527.2352 | 2559.8929 | 527.2352 | 2559.8929
5952 | 521.3438 | 2571.3317 | 521.3438 | 2571.3317
5953 | 506.3175 | 2584.3929 | 506.3175 | 2584.3929
5954 | 504.9404 | 2607.9082 | 504.9404 | 2607.9082
5955 | 512.0986 | 2625.3807 | 512.0986 | 2625.3807
5956 | 519.0144 | 2637.1409 | 519.0144 | 2637.1409
5957 | 544.1033 | 2661.608 | 544.1033 | 2661.608
5958 | 568.5269 | 2662.725 | 568.5269 | 2662.725
5959 | 545.6648 | 2651.7984 | 545.6648 | 2651.7984
5960 | 528.2736 | 2638.4508 | 528.2736 | 2638.4508
5961 | 514.3101 | 2640.9488 | 514.3101 | 2640.9488
5962 | 495.5928 | 2625.8929 | 495.5928 | 2625.8929
5963 | 473.5921 | 2601.9469 | 473.5921 | 2601.9469
5964 | 448.1576 | 2573.2906 | 448.1576 | 2573.2906
5965 | 432.1092 | 2558.6322 | 432.1092 | 2558.6322
5966 | 426.9901 | 2549.2847 | 426.9901 | 2549.2847
5967 | 416.0976 | 2550.356 | 416.0976 | 2550.356
5968 | 411.8603 | 2566.503 | 411.8603 | 2566.503
5969 | 413.0425 | 2624.3698 | 413.0425 | 2624.3698
5970 | 413.7653 | 2651.3554 | 413.7653 | 2651.3554
5971 | 422.8118 | 2656.1817 | 422.8118 | 2656.1817
5972 | 442.9232 | 2657.8144 | 442.9232 | 2657.8144
5973 | 465.2786 | 2657.5765 | 465.2786 | 2657.5765
5974 | 484.9825 | 2658.0798 | 484.9825 | 2658.0798
5975 | 510.9495 | 2631.444 | 510.9495 | 2631.444
5976 | 510.2417 | 2595.5832 | 510.2417 | 2595.5832
5977 | 499.8524 | 2573.6556 | 499.8524 | 2573.6556
5978 | 498.4596 | 2577.3625 | 498.4596 | 2577.3625
5979 | 500.7457 | 2572.5272 | 500.7457 | 2572.5272
5980 | 509.6862 | 2563.7385 | 509.6862 | 2563.7385
5981 | 524.381 | 2541.4613 | 524.381 | 2541.4613
5982 | 543.7691 | 2514.6243 | 543.7691 | 2514.6243
5983 | 536.7649 | 2509.992 | 536.7649 | 2509.992
5984 | 524.8843 | 2495.5336 | 524.8843 | 2495.5336
5985 | 512.8017 | 2477.0199 | 512.8017 | 2477.0199
5986 | 493.4352 | 2461.7788 | 493.4352 | 2461.7788
5987 | 472.0059 | 2435.7038 | 472.0059 | 2435.7038
5988 | 449.4732 | 2387.2392 | 449.4732 | 2387.2392
5989 | 430.4772 | 2309.3602 | 430.4772 | 2309.3602
5990 | 423.4421 | 2238.1807 | 423.4421 | 2238.1807
5991 | 415.6233 | 2188.3424 | 415.6233 | 2188.3424
5992 | 412.7266 | 2177.1833 | 412.7266 | 2177.1833
5993 | 412.8458 | 2230.4219 | 412.8458 | 2230.4219
5994 | 416.7041 | 2257.5002 | 416.7041 | 2257.5002
5995 | 425.6645 | 2224.1905 | 425.6645 | 2224.1905
5996 | 446.4449 | 2154.272 | 446.4449 | 2154.272
5997 | 465.9365 | 2085.6302 | 465.9365 | 2085.6302
5998 | 486.0101 | 2029.0221 | 486.0101 | 2029.0221
5999 | 510.4401 | 1992.7598 | 510.4401 | 1992.7598
6000 | 506.6981 | 1969.4876 | 506.6981 | 1969.4876
6001 | 498.4306 | 1947.6525 | 498.4306 | 1947.6525
6002 | 499.2889 | 1942.5659 | 499.2889 | 1942.5659
6003 | 502.6255 | 1939.4894 | 502.6255 | 1939.4894
6004 | 510.1815 | 1974.7605 | 510.1815 | 1974.7605
6005 | 521.7947 | 2041.5289 | 521.7947 | 2041.5289
6006 | 531.6552 | 2097.6283 | 531.6552 | 2097.6283
6007 | 535.3504 | 2125.5781 | 535.3504 | 2125.5781
6008 | 522.1934 | 2153.7913 | 522.1934 | 2153.7913
6009 | 510.4577 | 2219.6949 | 510.4577 | 2219.6949
6010 | 492.5888 | 2285.9092 | 492.5888 | 2285.9092
6011 | 466.2298 | 2361.2832 | 466.2298 | 2361.2832
6012 | 448.2447 | 2446.9422 | 448.2447 | 2446.9422
6013 | 430.2609 | 2508.0928 | 430.2609 | 2508.0928
6014 | 421.2539 | 2542.3425 | 421.2539 | 2542.3425
6015 | 412.5769 | 2560.723 | 412.5769 | 2560.723
6016 | 411.9503 | 2590.1991 | 411.9503 | 2590.1991
6017 | 411.8393 | 2670.8363 | 411.8393 | 2670.8363
6018 | 422.9857 | 2735.2174 | 422.9857 | 2735.2174
6019 | 436.5066 | 2775.4027 | 436.5066 | 2775.4027
6020 | 462.3822 | 2791.3827 | 462.3822 | 2791.3827
6021 | 476.4029 | 2789.4787 | 476.4029 | 2789.4787
6022 | 492.7781 | 2760.7321 | 492.7781 | 2760.7321
6023 | 519.9812 | 2643.1995 | 519.9812 | 2643.1995
6024 | 521.9483 | 2432.1171 | 521.9483 | 2432.1171
6025 | 504.6297 | 2256.9053 | 504.6297 | 2256.9053
6026 | 502.2418 | 2108.7164 | 502.2418 | 2108.7164
6027 | 506.6549 | 1986.789 | 506.6549 | 1986.789
6028 | 515.2504 | 1911.1698 | 515.2504 | 1911.1698
6029 | 529.6395 | 1875.1008 | 529.6395 | 1875.1008
6030 | 542.3558 | 1840.0257 | 542.3558 | 1840.0257
6031 | 547.2012 | 1810.0311 | 547.2012 | 1810.0311
6032 | 532.0942 | 1794.3694 | 532.0942 | 1794.3694
6033 | 518.6119 | 1850.3688 | 518.6119 | 1850.3688
6034 | 494.1359 | 1887.5184 | 494.1359 | 1887.5184
6035 | 466.1187 | 1930.4954 | 466.1187 | 1930.4954
6036 | 443.0437 | 1993.1988 | 443.0437 | 1993.1988
6037 | 424.863 | 2042.8716 | 424.863 | 2042.8716
6038 | 414.84 | 2037.3191 | 414.84 | 2037.3191
6039 | 412.08 | 2022.7473 | 412.08 | 2022.7473
6040 | 409.5623 | 2035.4695 | 409.5623 | 2035.4695
6041 | 415.5304 | 2088.4304 | 415.5304 | 2088.4304
6042 | 428.7496 | 2118.6558 | 428.7496 | 2118.6558
6043 | 447.5095 | 2120.6126 | 447.5095 | 2120.6126
6044 | 482.8932 | 2071.1505 | 482.8932 | 2071.1505
6045 | 504.1144 | 2005.8409 | 504.1144 | 2005.8409
6046 | 523.4964 | 1939.4212 | 523.4964 | 1939.4212
6047 | 549.1498 | 1874.4644 | 549.1498 | 1874.4644
6048 | 544.9338 | 1822.8679 | 544.9338 | 1822.8679
6049 | 523.2174 | 1773.7268 | 523.2174 | 1773.7268
6050 | 518.3521 | 1742.5374 | 518.3521 | 1742.5374
6051 | 522.6664 | 1710.4887 | 522.6664 | 1710.4887
6052 | 529.0041 | 1692.999 | 529.0041 | 1692.999
6053 | 542.2092 | 1701.2676 | 542.2092 | 1701.2676
6054 | 551.486 | 1674.8934 | 551.486 | 1674.8934
6055 | 555.4401 | 1625.8309 | 555.4401 | 1625.8309
6056 | 545.5264 | 1604.4303 | 545.5264 | 1604.4303
6057 | 530.9344 | 1592.2108 | 530.9344 | 1592.2108
6058 | 502.1842 | 1587.522 | 502.1842 | 1587.522
6059 | 474.915 | 1599.9532 | 474.915 | 1599.9532
6060 | 449.2927 | 1625.1686 | 449.2927 | 1625.1686
6061 | 430.8218 | 1648.6461 | 430.8218 | 1648.6461
6062 | 420.2524 | 1670.7699 | 420.2524 | 1670.7699
6063 | 415.4859 | 1694.334 | 415.4859 | 1694.334
6064 | 413.4628 | 1738.6202 | 413.4628 | 1738.6202
6065 | 417.4385 | 1825.7368 | 417.4385 | 1825.7368
6066 | 432.3915 | 1882.3426 | 432.3915 | 1882.3426
6067 | 452.3157 | 1903.1823 | 452.3157 | 1903.1823
6068 | 487.3895 | 1909.5357 | 487.3895 | 1909.5357
6069 | 510.5059 | 1916.6102 | 510.5059 | 1916.6102
6070 | 523.7923 | 1913.6887 | 523.7923 | 1913.6887
6071 | 550.078 | 1884.0909 | 550.078 | 1884.0909
6072 | 544.1278 | 1854.0616 | 544.1278 | 1854.0616
6073 | 516.0485 | 1832.5968 | 516.0485 | 1832.5968
6074 | 513.4577 | 1826.0292 | 513.4577 | 1826.0292
6075 | 519.7344 | 1825.0816 | 519.7344 | 1825.0816
6076 | 521.499 | 1834.898 | 521.499 | 1834.898
6077 | 533.5898 | 1846.2212 | 533.5898 | 1846.2212
6078 | 546.7315 | 1834.2868 | 546.7315 | 1834.2868
6079 | 550.2 | 1810.4939 | 550.2 | 1810.4939
6080 | 541.1203 | 1780.9478 | 541.1203 | 1780.9478
6081 | 527.2395 | 1776.1334 | 527.2395 | 1776.1334
6082 | 502.2863 | 1804.7671 | 502.2863 | 1804.7671
6083 | 469.7522 | 1819.3273 | 469.7522 | 1819.3273
6084 | 445.7161 | 1838.5261 | 445.7161 | 1838.5261
6085 | 428.6797 | 1867.6499 | 428.6797 | 1867.6499
6086 | 421.9337 | 1898.197 | 421.9337 | 1898.197
6087 | 413.023 | 1928.3331 | 413.023 | 1928.3331
6088 | 412.5571 | 1985.3929 | 412.5571 | 1985.3929
6089 | 417.94 | 2091.6701 | 417.94 | 2091.6701
6090 | 428.2773 | 2165.8629 | 428.2773 | 2165.8629
6091 | 450.3547 | 2206.6036 | 450.3547 | 2206.6036
6092 | 484.8734 | 2217.1223 | 484.8734 | 2217.1223
6093 | 504.5766 | 2220.4943 | 504.5766 | 2220.4943
6094 | 524.6879 | 2212.8521 | 524.6879 | 2212.8521
6095 | 545.1225 | 2161.9648 | 545.1225 | 2161.9648
6096 | 541.6807 | 2039.3726 | 541.6807 | 2039.3726
6097 | 516.8221 | 1924.2341 | 516.8221 | 1924.2341
6098 | 511.7016 | 1837.6921 | 511.7016 | 1837.6921
6099 | 516.3072 | 1808.9757 | 516.3072 | 1808.9757
6100 | 520.3877 | 1799.9092 | 520.3877 | 1799.9092
6101 | 532.4068 | 1797.9033 | 532.4068 | 1797.9033
6102 | 539.8981 | 1781.2482 | 539.8981 | 1781.2482
6103 | 545.951 | 1761.5281 | 545.951 | 1761.5281
6104 | 533.207 | 1749.0136 | 533.207 | 1749.0136
6105 | 518.0558 | 1815.1949 | 518.0558 | 1815.1949
6106 | 496.2251 | 1923.5254 | 496.2251 | 1923.5254
6107 | 471.6649 | 2009.9144 | 471.6649 | 2009.9144
6108 | 448.2412 | 2090.6675 | 448.2412 | 2090.6675
6109 | 430.5869 | 2147.19 | 430.5869 | 2147.19
6110 | 420.3605 | 2182.5504 | 420.3605 | 2182.5504
6111 | 413.8868 | 2203.7078 | 413.8868 | 2203.7078
6112 | 413.7663 | 2238.9228 | 413.7663 | 2238.9228
6113 | 416.5195 | 2312.155 | 416.5195 | 2312.155
6114 | 427.2509 | 2345.6201 | 427.2509 | 2345.6201
6115 | 439.4737 | 2347.2992 | 439.4737 | 2347.2992
6116 | 469.2557 | 2338.102 | 469.2557 | 2338.102
6117 | 495.4171 | 2324.4425 | 495.4171 | 2324.4425
6118 | 512.3491 | 2294.2149 | 512.3491 | 2294.2149
6119 | 534.9718 | 2242.1243 | 534.9718 | 2242.1243
6120 | 529.0355 | 2157.668 | 529.0355 | 2157.668
6121 | 513.5949 | 2071.9646 | 513.5949 | 2071.9646
6122 | 508.1053 | 1976.8142 | 508.1053 | 1976.8142
6123 | 505.3535 | 1933.7505 | 505.3535 | 1933.7505
6124 | 512.6311 | 1910.1516 | 512.6311 | 1910.1516
6125 | 515.547 | 1899.9077 | 515.547 | 1899.9077
6126 | 524.8866 | 1872.7004 | 524.8866 | 1872.7004
6127 | 534.1572 | 1839.4661 | 534.1572 | 1839.4661
6128 | 530.1791 | 1803.8108 | 530.1791 | 1803.8108
6129 | 511.8942 | 1827.6909 | 511.8942 | 1827.6909
6130 | 488.3304 | 1884.6489 | 488.3304 | 1884.6489
6131 | 465.016 | 1917.444 | 465.016 | 1917.444
6132 | 442.1753 | 1938.0313 | 442.1753 | 1938.0313
6133 | 426.5539 | 1958.4542 | 426.5539 | 1958.4542
6134 | 417.7767 | 1977.4309 | 417.7767 | 1977.4309
6135 | 412.7489 | 2004.6975 | 412.7489 | 2004.6975
6136 | 412.7937 | 2045.2811 | 412.7937 | 2045.2811
6137 | 413.0552 | 2113.515 | 413.0552 | 2113.515
6138 | 420.0335 | 2138.0014 | 420.0335 | 2138.0014
6139 | 427.6259 | 2135.8855 | 427.6259 | 2135.8855
6140 | 449.4253 | 2127.9842 | 449.4253 | 2127.9842
6141 | 468.4726 | 2120.6189 | 468.4726 | 2120.6189
6142 | 485.1942 | 2091.5947 | 485.1942 | 2091.5947
6143 | 507.7317 | 2010.9021 | 507.7317 | 2010.9021
6144 | 497.0825 | 1909.2291 | 497.0825 | 1909.2291
6145 | 483.6528 | 1854.2565 | 483.6528 | 1854.2565
6146 | 480.425 | 1823.7151 | 480.425 | 1823.7151
6147 | 480.6828 | 1795.9243 | 480.6828 | 1795.9243
6148 | 484.8821 | 1782.5073 | 484.8821 | 1782.5073
6149 | 501.944 | 1783.4635 | 501.944 | 1783.4635
6150 | 506.8457 | 1774.7688 | 506.8457 | 1774.7688
6151 | 518.5689 | 1760.5099 | 518.5689 | 1760.5099
6152 | 516.3088 | 1747.3475 | 516.3088 | 1747.3475
6153 | 500.2599 | 1745.9578 | 500.2599 | 1745.9578
6154 | 480.7655 | 1750.803 | 480.7655 | 1750.803
6155 | 456.8836 | 1739.7232 | 456.8836 | 1739.7232
6156 | 435.4531 | 1720.6009 | 435.4531 | 1720.6009
6157 | 419.99 | 1706.1276 | 419.99 | 1706.1276
6158 | 410.0296 | 1687.4313 | 410.0296 | 1687.4313
6159 | 403.8017 | 1643.3318 | 403.8017 | 1643.3318
6160 | 403.2995 | 1631.4323 | 403.2995 | 1631.4323
6161 | 405.3024 | 1674.6741 | 405.3024 | 1674.6741
6162 | 410.0883 | 1692.8663 | 410.0883 | 1692.8663
6163 | 422.0854 | 1695.1934 | 422.0854 | 1695.1934
6164 | 443.0678 | 1684.8854 | 443.0678 | 1684.8854
6165 | 459.2499 | 1674.3731 | 459.2499 | 1674.3731
6166 | 479.0103 | 1643.6827 | 479.0103 | 1643.6827
6167 | 502.0563 | 1580.5771 | 502.0563 | 1580.5771
6168 | 500.7835 | 1558.6007 | 500.7835 | 1558.6007
6169 | 489.9226 | 1511.9588 | 489.9226 | 1511.9588
6170 | 488.0768 | 1493.4506 | 488.0768 | 1493.4506
6171 | 492.9391 | 1496.6683 | 492.9391 | 1496.6683
6172 | 497.9103 | 1505.6516 | 497.9103 | 1505.6516
6173 | 508.4542 | 1481.8009 | 508.4542 | 1481.8009
6174 | 515.5943 | 1475.5129 | 515.5943 | 1475.5129
6175 | 522.6818 | 1484.6724 | 522.6818 | 1484.6724
6176 | 519.2269 | 1524.5485 | 519.2269 | 1524.5485
6177 | 506.0423 | 1558.4254 | 506.0423 | 1558.4254
6178 | 482.6478 | 1575.3962 | 482.6478 | 1575.3962
6179 | 458.4293 | 1579.0339 | 458.4293 | 1579.0339
6180 | 436.0034 | 1592.3087 | 436.0034 | 1592.3087
6181 | 419.2267 | 1603.6605 | 419.2267 | 1603.6605
6182 | 409.888 | 1608.1974 | 409.888 | 1608.1974
6183 | 404.993 | 1638.5186 | 404.993 | 1638.5186
6184 | 404.7857 | 1692.4313 | 404.7857 | 1692.4313
6185 | 407.5153 | 1766.6817 | 407.5153 | 1766.6817
6186 | 417.7504 | 1806.5336 | 417.7504 | 1806.5336
6187 | 432.9151 | 1853.2909 | 432.9151 | 1853.2909
6188 | 464.8414 | 1943.3211 | 464.8414 | 1943.3211
6189 | 484.9755 | 2036.9421 | 484.9755 | 2036.9421
6190 | 504.3336 | 2089.6508 | 504.3336 | 2089.6508
6191 | 530.6982 | 2098.8369 | 530.6982 | 2098.8369
6192 | 522.4395 | 2100.8344 | 522.4395 | 2100.8344
6193 | 503.5747 | 2100.4739 | 503.5747 | 2100.4739
6194 | 499.8519 | 2110.9379 | 499.8519 | 2110.9379
6195 | 503.929 | 2112.7672 | 503.929 | 2112.7672
6196 | 508.2937 | 2117.9554 | 508.2937 | 2117.9554
6197 | 518.9221 | 2135.2952 | 518.9221 | 2135.2952
6198 | 528.85 | 2137.8006 | 528.85 | 2137.8006
6199 | 533.4741 | 2140.6659 | 533.4741 | 2140.6659
6200 | 529.6403 | 2145.3681 | 529.6403 | 2145.3681
6201 | 517.2237 | 2157.4926 | 517.2237 | 2157.4926
6202 | 490.1133 | 2157.8947 | 490.1133 | 2157.8947
6203 | 461.7764 | 2163.106 | 461.7764 | 2163.106
6204 | 438.4708 | 2182.3974 | 438.4708 | 2182.3974
6205 | 419.7989 | 2203.5608 | 419.7989 | 2203.5608
6206 | 412.0903 | 2214.5771 | 412.0903 | 2214.5771
6207 | 406.016 | 2206.2996 | 406.016 | 2206.2996
6208 | 406.3588 | 2209.3026 | 406.3588 | 2209.3026
6209 | 411.0516 | 2262.7264 | 411.0516 | 2262.7264
6210 | 425.0669 | 2292.7666 | 425.0669 | 2292.7666
6211 | 446.4604 | 2303.8872 | 446.4604 | 2303.8872
6212 | 484.1085 | 2305.8901 | 484.1085 | 2305.8901
6213 | 502.8039 | 2310.1878 | 502.8039 | 2310.1878
6214 | 518.5895 | 2296.3439 | 518.5895 | 2296.3439
6215 | 544.7997 | 2222.9638 | 544.7997 | 2222.9638
6216 | 532.9494 | 2139.3405 | 532.9494 | 2139.3405
6217 | 509.758 | 2096.6789 | 509.758 | 2096.6789
6218 | 506.8497 | 2073.2648 | 506.8497 | 2073.2648
6219 | 507.2923 | 2056.9517 | 507.2923 | 2056.9517
6220 | 510.7684 | 2064.2689 | 510.7684 | 2064.2689
6221 | 523.1728 | 2083.2748 | 523.1728 | 2083.2748
6222 | 533.6355 | 2090.5935 | 533.6355 | 2090.5935
6223 | 534.4515 | 2092.996 | 534.4515 | 2092.996
6224 | 529.5363 | 2096.8651 | 529.5363 | 2096.8651
6225 | 515.9379 | 2116.0244 | 515.9379 | 2116.0244
6226 | 490.4899 | 2125.1274 | 490.4899 | 2125.1274
6227 | 458.0398 | 2124.2296 | 458.0398 | 2124.2296
6228 | 433.5436 | 2140.0036 | 433.5436 | 2140.0036
6229 | 418.4437 | 2163.5736 | 418.4437 | 2163.5736
6230 | 408.5347 | 2186.9008 | 408.5347 | 2186.9008
6231 | 403.8613 | 2216.0187 | 403.8613 | 2216.0187
6232 | 403.2187 | 2257.7131 | 403.2187 | 2257.7131
6233 | 408.2354 | 2333.537 | 408.2354 | 2333.537
6234 | 420.7427 | 2380.4237 | 420.7427 | 2380.4237
6235 | 441.8952 | 2401.356 | 441.8952 | 2401.356
6236 | 477.7393 | 2397.7125 | 477.7393 | 2397.7125
6237 | 495.7825 | 2387.9407 | 495.7825 | 2387.9407
6238 | 508.2546 | 2367.8024 | 508.2546 | 2367.8024
6239 | 535.8183 | 2311.7316 | 535.8183 | 2311.7316
6240 | 523.0756 | 2238.1052 | 523.0756 | 2238.1052
6241 | 502.8251 | 2196.4617 | 502.8251 | 2196.4617
6242 | 497.6421 | 2167.679 | 497.6421 | 2167.679
6243 | 501.8405 | 2140.1658 | 501.8405 | 2140.1658
6244 | 503.0952 | 2127.9522 | 503.0952 | 2127.9522
6245 | 513.7709 | 2128.2604 | 513.7709 | 2128.2604
6246 | 522.5448 | 2118.6401 | 522.5448 | 2118.6401
6247 | 525.6053 | 2107.0655 | 525.6053 | 2107.0655
6248 | 525.1747 | 2100.1973 | 525.1747 | 2100.1973
6249 | 509.9354 | 2116.3947 | 509.9354 | 2116.3947
6250 | 487.817 | 2129.4779 | 487.817 | 2129.4779
6251 | 458.7636 | 2124.2296 | 458.7636 | 2124.2296
6252 | 431.7632 | 2124.8232 | 431.7632 | 2124.8232
6253 | 412.5586 | 2129.5105 | 412.5586 | 2129.5105
6254 | 402.9868 | 2135.1581 | 402.9868 | 2135.1581
6255 | 399.0105 | 2146.5039 | 399.0105 | 2146.5039
6256 | 400.5618 | 2179.9602 | 400.5618 | 2179.9602
6257 | 404.479 | 2257.0801 | 404.479 | 2257.0801
6258 | 415.0686 | 2313.9635 | 415.0686 | 2313.9635
6259 | 434.6589 | 2365.5341 | 434.6589 | 2365.5341
6260 | 471.8273 | 2402.7109 | 471.8273 | 2402.7109
6261 | 488.9057 | 2426.3543 | 488.9057 | 2426.3543
6262 | 506.7563 | 2427.5055 | 506.7563 | 2427.5055
6263 | 535.0893 | 2370.6942 | 535.0893 | 2370.6942
6264 | 525.5598 | 2261.6162 | 525.5598 | 2261.6162
6265 | 505.202 | 2209.4205 | 505.202 | 2209.4205
6266 | 503.8586 | 2190.4494 | 503.8586 | 2190.4494
6267 | 503.1976 | 2157.29 | 503.1976 | 2157.29
6268 | 506.2433 | 2109.9024 | 506.2433 | 2109.9024
6269 | 514.957 | 2093.2716 | 514.957 | 2093.2716
6270 | 519.2754 | 2092.6299 | 519.2754 | 2092.6299
6271 | 518.7122 | 2089.1083 | 518.7122 | 2089.1083
6272 | 516.3158 | 2079.8335 | 516.3158 | 2079.8335
6273 | 500.7028 | 2096.9565 | 500.7028 | 2096.9565
6274 | 480.3956 | 2128.5523 | 480.3956 | 2128.5523
6275 | 454.3273 | 2135.7074 | 454.3273 | 2135.7074
6276 | 426.7462 | 2127.9704 | 426.7462 | 2127.9704
6277 | 411.3562 | 2109.2392 | 411.3562 | 2109.2392
6278 | 400.6085 | 2083.6006 | 400.6085 | 2083.6006
6279 | 395.2644 | 2047.1839 | 395.2644 | 2047.1839
6280 | 393.2322 | 2016.2164 | 393.2322 | 2016.2164
6281 | 396.5756 | 2041.1307 | 396.5756 | 2041.1307
6282 | 406.7118 | 2061.5444 | 406.7118 | 2061.5444
6283 | 421.9684 | 2076.4601 | 421.9684 | 2076.4601
6284 | 453.0712 | 2084.1093 | 453.0712 | 2084.1093
6285 | 477.2357 | 2098.8667 | 477.2357 | 2098.8667
6286 | 496.0026 | 2096.9633 | 496.0026 | 2096.9633
6287 | 522.3507 | 2044.4099 | 522.3507 | 2044.4099
6288 | 516.7803 | 1937.5534 | 516.7803 | 1937.5534
6289 | 495.4037 | 1870.7327 | 495.4037 | 1870.7327
6290 | 491.2689 | 1849.3551 | 491.2689 | 1849.3551
6291 | 493.0645 | 1831.7461 | 493.0645 | 1831.7461
6292 | 496.9951 | 1827.0301 | 496.9951 | 1827.0301
6293 | 506.0072 | 1833.1698 | 506.0072 | 1833.1698
6294 | 509.7337 | 1829.6586 | 509.7337 | 1829.6586
6295 | 511.7967 | 1821.6015 | 511.7967 | 1821.6015
6296 | 510.2117 | 1814.4556 | 510.2117 | 1814.4556
6297 | 496.7669 | 1831.6711 | 496.7669 | 1831.6711
6298 | 476.0717 | 1879.3729 | 476.0717 | 1879.3729
6299 | 453.4793 | 1885.6949 | 453.4793 | 1885.6949
6300 | 428.3712 | 1872.6818 | 428.3712 | 1872.6818
6301 | 410.0391 | 1861.078 | 410.0391 | 1861.078
6302 | 401.4885 | 1851.9156 | 401.4885 | 1851.9156
6303 | 395.9862 | 1845.767 | 395.9862 | 1845.767
6304 | 393.7368 | 1855.0643 | 393.7368 | 1855.0643
6305 | 396.4899 | 1907.8401 | 396.4899 | 1907.8401
6306 | 400.5322 | 1936.7696 | 400.5322 | 1936.7696
6307 | 408.0201 | 1945.5761 | 408.0201 | 1945.5761
6308 | 433.1169 | 1944.1542 | 433.1169 | 1944.1542
6309 | 457.601 | 1935.0303 | 457.601 | 1935.0303
6310 | 480.0619 | 1896.9348 | 480.0619 | 1896.9348
6311 | 504.547 | 1820.6853 | 504.547 | 1820.6853
6312 | 502.1282 | 1741.8753 | 502.1282 | 1741.8753
6313 | 488.8907 | 1681.4416 | 488.8907 | 1681.4416
6314 | 480.9889 | 1660.1564 | 480.9889 | 1660.1564
6315 | 481.3019 | 1662.1708 | 481.3019 | 1662.1708
6316 | 484.8602 | 1687.3527 | 484.8602 | 1687.3527
6317 | 496.5702 | 1733.0167 | 496.5702 | 1733.0167
6318 | 497.7024 | 1741.6313 | 497.7024 | 1741.6313
6319 | 502.8242 | 1733.6667 | 502.8242 | 1733.6667
6320 | 509.2645 | 1725.6877 | 509.2645 | 1725.6877
6321 | 494.3661 | 1712.8203 | 494.3661 | 1712.8203
6322 | 473.6521 | 1710.353 | 473.6521 | 1710.353
6323 | 450.5059 | 1699.3657 | 450.5059 | 1699.3657
6324 | 427.2432 | 1638.4051 | 427.2432 | 1638.4051
6325 | 411.5782 | 1578.0205 | 411.5782 | 1578.0205
6326 | 404.363 | 1563.3044 | 404.363 | 1563.3044
6327 | 397.3481 | 1552.1574 | 397.3481 | 1552.1574
6328 | 395.6421 | 1563.9539 | 395.6421 | 1563.9539
6329 | 397.0749 | 1637.4638 | 397.0749 | 1637.4638
6330 | 404.2052 | 1683.7951 | 404.2052 | 1683.7951
6331 | 414.0423 | 1700.1918 | 414.0423 | 1700.1918
6332 | 440.4677 | 1701.6393 | 440.4677 | 1701.6393
6333 | 463.5759 | 1706.1221 | 463.5759 | 1706.1221
6334 | 478.8677 | 1703.2006 | 478.8677 | 1703.2006
6335 | 504.0839 | 1691.3749 | 504.0839 | 1691.3749
6336 | 501.4881 | 1693.2798 | 501.4881 | 1693.2798
6337 | 483.7374 | 1688.3838 | 483.7374 | 1688.3838
6338 | 480.2162 | 1688.203 | 480.2162 | 1688.203
6339 | 483.0447 | 1696.0489 | 483.0447 | 1696.0489
6340 | 484.4902 | 1720.1199 | 484.4902 | 1720.1199
6341 | 494.5826 | 1752.64 | 494.5826 | 1752.64
6342 | 500.7313 | 1770.9737 | 500.7313 | 1770.9737
6343 | 505.4161 | 1782.2622 | 505.4161 | 1782.2622
6344 | 511.2515 | 1777.7081 | 511.2515 | 1777.7081
6345 | 496.905 | 1762.2489 | 496.905 | 1762.2489
6346 | 471.2859 | 1748.4889 | 471.2859 | 1748.4889
6347 | 448.4582 | 1729.3561 | 448.4582 | 1729.3561
6348 | 423.8141 | 1707.5496 | 423.8141 | 1707.5496
6349 | 408.8214 | 1711.4037 | 408.8214 | 1711.4037
6350 | 399.0219 | 1714.0894 | 399.0219 | 1714.0894
6351 | 395.0885 | 1724.5095 | 395.0885 | 1724.5095
6352 | 392.7916 | 1765.0932 | 392.7916 | 1765.0932
6353 | 393.942 | 1842.4907 | 393.942 | 1842.4907
6354 | 402.2465 | 1886.5079 | 402.2465 | 1886.5079
6355 | 416.6276 | 1904.3856 | 416.6276 | 1904.3856
6356 | 448.9608 | 1897.7802 | 448.9608 | 1897.7802
6357 | 468.3352 | 1874.8644 | 468.3352 | 1874.8644
6358 | 485.1946 | 1847.5988 | 485.1946 | 1847.5988
6359 | 514.5509 | 1815.7795 | 514.5509 | 1815.7795
6360 | 509.5487 | 1798.5238 | 509.5487 | 1798.5238
6361 | 485.948 | 1791.0361 | 485.948 | 1791.0361
6362 | 485.5854 | 1780.3957 | 485.5854 | 1780.3957
6363 | 489.9018 | 1759.4545 | 489.9018 | 1759.4545
6364 | 490.8988 | 1751.2211 | 490.8988 | 1751.2211
6365 | 503.1642 | 1754.6764 | 503.1642 | 1754.6764
6366 | 506.1934 | 1748.2958 | 506.1934 | 1748.2958
6367 | 505.5261 | 1741.9973 | 505.5261 | 1741.9973
6368 | 505.7331 | 1737.6284 | 505.7331 | 1737.6284
6369 | 497.7545 | 1742.3479 | 497.7545 | 1742.3479
6370 | 474.8972 | 1763.3915 | 474.8972 | 1763.3915
6371 | 449.8813 | 1783.6906 | 449.8813 | 1783.6906
6372 | 424.3959 | 1827.6963 | 424.3959 | 1827.6963
6373 | 406.4078 | 1877.0914 | 406.4078 | 1877.0914
6374 | 397.8267 | 1946.3298 | 397.8267 | 1946.3298
6375 | 394.6308 | 2036.8169 | 394.6308 | 2036.8169
6376 | 393.5295 | 2122.5712 | 393.5295 | 2122.5712
6377 | 397.2508 | 2214.1309 | 397.2508 | 2214.1309
6378 | 408.4954 | 2249.2621 | 408.4954 | 2249.2621
6379 | 430.3596 | 2236.0386 | 430.3596 | 2236.0386
6380 | 462.8251 | 2197.5915 | 462.8251 | 2197.5915
6381 | 484.1682 | 2172.1765 | 484.1682 | 2172.1765
6382 | 504.8648 | 2142.0415 | 504.8648 | 2142.0415
6383 | 527.816 | 2104.0204 | 527.816 | 2104.0204
6384 | 523.7071 | 2065.4753 | 523.7071 | 2065.4753
6385 | 498.9313 | 2052.804 | 498.9313 | 2052.804
6386 | 496.7182 | 2056.696 | 496.7182 | 2056.696
6387 | 496.9159 | 2039.4573 | 496.9159 | 2039.4573
6388 | 502.5792 | 2023.171 | 502.5792 | 2023.171
6389 | 513.7069 | 2005.7997 | 513.7069 | 2005.7997
6390 | 514.469 | 1967.4848 | 514.469 | 1967.4848
6391 | 515.0306 | 1930.4555 | 515.0306 | 1930.4555
6392 | 521.4112 | 1918.8666 | 521.4112 | 1918.8666
6393 | 505.5609 | 1960.3336 | 505.5609 | 1960.3336
6394 | 476.6482 | 2058.0193 | 476.6482 | 2058.0193
6395 | 447.4539 | 2178.0086 | 447.4539 | 2178.0086
6396 | 423.1421 | 2282.643 | 423.1421 | 2282.643
6397 | 406.9481 | 2345.83 | 406.9481 | 2345.83
6398 | 398.5386 | 2379.8945 | 398.5386 | 2379.8945
6399 | 392.8913 | 2400.404 | 392.8913 | 2400.404
6400 | 393.9003 | 2430.9909 | 393.9003 | 2430.9909
6401 | 396.3998 | 2493.3006 | 396.3998 | 2493.3006
6402 | 406.7981 | 2520.9342 | 406.7981 | 2520.9342
6403 | 427.3715 | 2524.187 | 427.3715 | 2524.187
6404 | 461.2506 | 2514.3418 | 461.2506 | 2514.3418
6405 | 483.4249 | 2490.6855 | 483.4249 | 2490.6855
6406 | 501.9238 | 2439.0759 | 501.9238 | 2439.0759
6407 | 526.7703 | 2373.1934 | 526.7703 | 2373.1934
6408 | 520.1578 | 2250.7863 | 520.1578 | 2250.7863
6409 | 496.3164 | 2180.726 | 496.3164 | 2180.726
6410 | 494.0362 | 2127.5067 | 494.0362 | 2127.5067
6411 | 497.6311 | 2076.8528 | 497.6311 | 2076.8528
6412 | 502.6771 | 2040.3877 | 502.6771 | 2040.3877
6413 | 511.5272 | 2022.8312 | 511.5272 | 2022.8312
6414 | 511.3367 | 2001.6405 | 511.3367 | 2001.6405
6415 | 508.8974 | 1996.9157 | 508.8974 | 1996.9157
6416 | 511.7747 | 2022.6296 | 511.7747 | 2022.6296
6417 | 504.9323 | 2096.5862 | 504.9323 | 2096.5862
6418 | 478.8107 | 2188.3479 | 478.8107 | 2188.3479
6419 | 448.5746 | 2259.3715 | 448.5746 | 2259.3715
6420 | 423.8407 | 2322.7228 | 423.8407 | 2322.7228
6421 | 405.9702 | 2383.966 | 405.9702 | 2383.966
6422 | 397.7008 | 2435.9877 | 397.7008 | 2435.9877
6423 | 394.0469 | 2471.2147 | 394.0469 | 2471.2147
6424 | 392.7922 | 2504.3007 | 392.7922 | 2504.3007
6425 | 396.799 | 2561.8898 | 396.799 | 2561.8898
6426 | 405.5418 | 2582.1183 | 405.5418 | 2582.1183
6427 | 427.8578 | 2593.8868 | 427.8578 | 2593.8868
6428 | 465.1061 | 2612.366 | 465.1061 | 2612.366
6429 | 487.4889 | 2631.3812 | 487.4889 | 2631.3812
6430 | 504.1315 | 2620.3141 | 504.1315 | 2620.3141
6431 | 527.6387 | 2548.7853 | 527.6387 | 2548.7853
6432 | 519.8213 | 2469.4199 | 519.8213 | 2469.4199
6433 | 495.324 | 2407.968 | 495.324 | 2407.968
6434 | 487.1854 | 2333.7369 | 487.1854 | 2333.7369
6435 | 492.7808 | 2268.3655 | 492.7808 | 2268.3655
6436 | 495.8883 | 2230.9747 | 495.8883 | 2230.9747
6437 | 507.649 | 2207.5868 | 507.649 | 2207.5868
6438 | 503.5773 | 2184.1746 | 503.5773 | 2184.1746
6439 | 500.6274 | 2173.896 | 500.6274 | 2173.896
6440 | 505.6464 | 2182.023 | 505.6464 | 2182.023
6441 | 495.8531 | 2231.8207 | 495.8531 | 2231.8207
6442 | 475.8184 | 2311.8269 | 475.8184 | 2311.8269
6443 | 447.5379 | 2371.6503 | 447.5379 | 2371.6503
6444 | 422.8815 | 2417.5998 | 422.8815 | 2417.5998
6445 | 406.3617 | 2440.4293 | 406.3617 | 2440.4293
6446 | 396.8584 | 2448.1134 | 396.8584 | 2448.1134
6447 | 391.3688 | 2451.3136 | 391.3688 | 2451.3136
6448 | 390.1248 | 2468.4788 | 390.1248 | 2468.4788
6449 | 391.3083 | 2522.5505 | 391.3083 | 2522.5505
6450 | 396.646 | 2545.556 | 396.646 | 2545.556
6451 | 413.0495 | 2548.3459 | 413.0495 | 2548.3459
6452 | 441.8566 | 2535.8164 | 441.8566 | 2535.8164
6453 | 466.0181 | 2508.1799 | 466.0181 | 2508.1799
6454 | 486.7296 | 2450.7388 | 486.7296 | 2450.7388
6455 | 514.2387 | 2353.5701 | 514.2387 | 2353.5701
6456 | 511.2157 | 2219.4075 | 511.2157 | 2219.4075
6457 | 489.2762 | 2135.0925 | 489.2762 | 2135.0925
6458 | 482.7745 | 2086.5938 | 482.7745 | 2086.5938
6459 | 476.7851 | 2052.0459 | 476.7851 | 2052.0459
6460 | 481.5094 | 2031.2239 | 481.5094 | 2031.2239
6461 | 489.9849 | 2019.7767 | 489.9849 | 2019.7767
6462 | 494.3965 | 1995.0686 | 494.3965 | 1995.0686
6463 | 491.3901 | 1967.2955 | 491.3901 | 1967.2955
6464 | 499.1061 | 1952.4669 | 499.1061 | 1952.4669
6465 | 483.0197 | 1967.9237 | 483.0197 | 1967.9237
6466 | 462.3075 | 1997.8534 | 462.3075 | 1997.8534
6467 | 441.6262 | 2013.6169 | 441.6262 | 2013.6169
6468 | 420.8536 | 2024.8553 | 420.8536 | 2024.8553
6469 | 406.0977 | 2029.2648 | 406.0977 | 2029.2648
6470 | 395.7765 | 2026.0264 | 395.7765 | 2026.0264
6471 | 388.3368 | 2016.0828 | 388.3368 | 2016.0828
6472 | 387.5289 | 2008.256 | 387.5289 | 2008.256
6473 | 387.3688 | 2022.5256 | 387.3688 | 2022.5256
6474 | 387.2344 | 2000.0826 | 387.2344 | 2000.0826
6475 | 393.4722 | 1963.811 | 393.4722 | 1963.811
6476 | 413.7594 | 1923.5127 | 413.7594 | 1923.5127
6477 | 433.8716 | 1888.1934 | 433.8716 | 1888.1934
6478 | 451.3284 | 1848.8947 | 451.3284 | 1848.8947
6479 | 471.8124 | 1809.0224 | 471.8124 | 1809.0224
6480 | 471.8209 | 1779.1782 | 471.8209 | 1779.1782
6481 | 460.5179 | 1758.8242 | 460.5179 | 1758.8242
6482 | 454.7231 | 1746.6102 | 454.7231 | 1746.6102
6483 | 453.6881 | 1735.1104 | 453.6881 | 1735.1104
6484 | 458.8294 | 1739.373 | 458.8294 | 1739.373
6485 | 465.4251 | 1751.6219 | 465.4251 | 1751.6219
6486 | 466.9959 | 1746.5371 | 466.9959 | 1746.5371
6487 | 471.8965 | 1729.9642 | 471.8965 | 1729.9642
6488 | 484.1874 | 1711.433 | 484.1874 | 1711.433
6489 | 475.1181 | 1703.3789 | 475.1181 | 1703.3789
6490 | 460.6605 | 1671.7542 | 460.6605 | 1671.7542
6491 | 435.7632 | 1649.5669 | 435.7632 | 1649.5669
6492 | 412.3935 | 1650.3457 | 412.3935 | 1650.3457
6493 | 397.6093 | 1622.3582 | 397.6093 | 1622.3582
6494 | 389.4015 | 1637.4473 | 389.4015 | 1637.4473
6495 | 384.742 | 1650.7369 | 384.742 | 1650.7369
6496 | 382.929 | 1669.9385 | 382.929 | 1669.9385
6497 | 383.9192 | 1734.84 | 383.9192 | 1734.84
6498 | 384.7356 | 1771.5448 | 384.7356 | 1771.5448
6499 | 396.4426 | 1779.148 | 396.4426 | 1779.148
6500 | 420.0715 | 1770.2284 | 420.0715 | 1770.2284
6501 | 444.0518 | 1759.8086 | 444.0518 | 1759.8086
6502 | 463.7062 | 1748.5565 | 463.7062 | 1748.5565
6503 | 493.9785 | 1737.9341 | 493.9785 | 1737.9341
6504 | 491.5066 | 1729.9347 | 491.5066 | 1729.9347
6505 | 475.3078 | 1723.7428 | 475.3078 | 1723.7428
6506 | 466.1444 | 1712.547 | 466.1444 | 1712.547
6507 | 468.1945 | 1690.4951 | 468.1945 | 1690.4951
6508 | 466.836 | 1687.2601 | 466.836 | 1687.2601
6509 | 480.5927 | 1695.5287 | 480.5927 | 1695.5287
6510 | 481.83 | 1680.7249 | 481.83 | 1680.7249
6511 | 483.2153 | 1663.9668 | 483.2153 | 1663.9668
6512 | 492.6182 | 1665.2441 | 492.6182 | 1665.2441
6513 | 481.7042 | 1675.7026 | 481.7042 | 1675.7026
6514 | 458.247 | 1678.0485 | 458.247 | 1678.0485
6515 | 432.8395 | 1692.1458 | 432.8395 | 1692.1458
6516 | 409.6316 | 1713.1033 | 409.6316 | 1713.1033
6517 | 393.4077 | 1718.8088 | 393.4077 | 1718.8088
6518 | 385.1989 | 1707.2397 | 385.1989 | 1707.2397
6519 | 381.2905 | 1692.5753 | 381.2905 | 1692.5753
6520 | 379.7315 | 1692.4313 | 379.7315 | 1692.4313
6521 | 380.2711 | 1731.6003 | 380.2711 | 1731.6003
6522 | 384.2073 | 1745.0718 | 384.2073 | 1745.0718
6523 | 399.7536 | 1745.2699 | 399.7536 | 1745.2699
6524 | 433.4045 | 1746.0695 | 433.4045 | 1746.0695
6525 | 458.8163 | 1742.5919 | 458.8163 | 1742.5919
6526 | 476.4776 | 1732.0803 | 476.4776 | 1732.0803
6527 | 502.7192 | 1729.4183 | 502.7192 | 1729.4183
6528 | 498.7198 | 1728.7314 | 498.7198 | 1728.7314
6529 | 481.4579 | 1730.1297 | 481.4579 | 1730.1297
6530 | 474.4589 | 1723.9323 | 474.4589 | 1723.9323
6531 | 481.1403 | 1719.9301 | 481.1403 | 1719.9301
6532 | 488.0097 | 1726.044 | 488.0097 | 1726.044
6533 | 496.352 | 1733.8498 | 496.352 | 1733.8498
6534 | 494.1774 | 1734.5965 | 494.1774 | 1734.5965
6535 | 490.6778 | 1736.0733 | 490.6778 | 1736.0733
6536 | 502.3538 | 1731.7043 | 502.3538 | 1731.7043
6537 | 492.8213 | 1723.2799 | 492.8213 | 1723.2799
6538 | 470.2721 | 1681.0105 | 470.2721 | 1681.0105
6539 | 441.818 | 1661.1373 | 441.818 | 1661.1373
6540 | 414.7108 | 917.3128 | 414.7108 | 917.3128
6541 | 397.4287 | 917.5626 | 397.4287 | 917.5626
6542 | 385.9377 | 906.9662 | 385.9377 | 906.9662
6543 | 380.8394 | 890.7281 | 380.8394 | 890.7281
6544 | 378.3175 | 904.9017 | 378.3175 | 904.9017
6545 | 380.4426 | 968.4708 | 380.4426 | 968.4708
6546 | 385.5191 | 982.5297 | 385.5191 | 982.5297
6547 | 407.7389 | 992.6611 | 407.7389 | 992.6611
6548 | 437.8006 | 988.0026 | 437.8006 | 988.0026
6549 | 462.1515 | 985.3133 | 462.1515 | 985.3133
6550 | 485.5243 | 980.3604 | 485.5243 | 980.3604
6551 | 518.3301 | 981.6955 | 518.3301 | 981.6955
6552 | 512.7615 | 972.6298 | 512.7615 | 972.6298
6553 | 487.7456 | 960.9656 | 487.7456 | 960.9656
6554 | 485.5675 | 963.6721 | 485.5675 | 963.6721
6555 | 492.0367 | 939.0342 | 492.0367 | 939.0342
6556 | 492.1515 | 935.7984 | 492.1515 | 935.7984
6557 | 504.4928 | 955.9174 | 504.4928 | 955.9174
6558 | 500.6849 | 936.186 | 500.6849 | 936.186
6559 | 498.0148 | 928.6538 | 498.0148 | 928.6538
6560 | 512.5758 | 952.4431 | 512.5758 | 952.4431
6561 | 497.0357 | 972.4066 | 497.0357 | 972.4066
6562 | 474.3751 | 969.2006 | 474.3751 | 969.2006
6563 | 447.2529 | 972.0272 | 447.2529 | 972.0272
6564 | 421.1195 | 984.3876 | 421.1195 | 984.3876
6565 | 403.5246 | 991.3756 | 403.5246 | 991.3756
6566 | 392.9616 | 999.0026 | 392.9616 | 999.0026
6567 | 386.7996 | 1008.2877 | 386.7996 | 1008.2877
6568 | 384.5542 | 1040.5827 | 384.5542 | 1040.5827
6569 | 387.6901 | 1117.7301 | 387.6901 | 1117.7301
6570 | 390.4924 | 1137.9656 | 390.4924 | 1137.9656
6571 | 414.1886 | 1147.5355 | 414.1886 | 1147.5355
6572 | 454.1428 | 1146.4502 | 454.1428 | 1146.4502
6573 | 475.1488 | 1151.4179 | 475.1488 | 1151.4179
6574 | 495.8043 | 1142.3302 | 495.8043 | 1142.3302
6575 | 523.0162 | 1119.3673 | 523.0162 | 1119.3673
6576 | 516.7323 | 1086.8203 | 516.7323 | 1086.8203
6577 | 491.7144 | 1057.3409 | 491.7144 | 1057.3409
6578 | 485.7083 | 1042.7938 | 485.7083 | 1042.7938
6579 | 491.9856 | 1013.766 | 491.9856 | 1013.766
6580 | 493.3504 | 1014.1034 | 493.3504 | 1014.1034
6581 | 501.9148 | 1016.7136 | 501.9148 | 1016.7136
6582 | 500.8641 | 1001.8315 | 500.8641 | 1001.8315
6583 | 496.1745 | 989.2968 | 496.1745 | 989.2968
6584 | 500.161 | 978.1705 | 500.161 | 978.1705
6585 | 492.4322 | 969.5991 | 492.4322 | 969.5991
6586 | 468.5959 | 973.1822 | 468.5959 | 973.1822
6587 | 438.2121 | 985.1971 | 438.2121 | 985.1971
6588 | 413.5305 | 999.8036 | 413.5305 | 999.8036
6589 | 395.0608 | 1015.6225 | 395.0608 | 1015.6225
6590 | 385.754 | 1034.6329 | 385.754 | 1034.6329
6591 | 377.3654 | 1049.3289 | 377.3654 | 1049.3289
6592 | 374.8354 | 1079.0205 | 374.8354 | 1079.0205
6593 | 375.9021 | 1156.5763 | 375.9021 | 1156.5763
6594 | 377.9531 | 1174.0554 | 377.9531 | 1174.0554
6595 | 400.6798 | 1171.9866 | 400.6798 | 1171.9866
6596 | 436.4706 | 1160.1817 | 436.4706 | 1160.1817
6597 | 455.5763 | 1159.3301 | 455.5763 | 1159.3301
6598 | 477.9151 | 1138.1955 | 477.9151 | 1138.1955
6599 | 509.3258 | 1100.0207 | 509.3258 | 1100.0207
6600 | 511.2606 | 1055.4779 | 511.2606 | 1055.4779
6601 | 487.5209 | 1024.6713 | 487.5209 | 1024.6713
6602 | 481.5863 | 1013.0338 | 481.5863 | 1013.0338
6603 | 481.1493 | 997.176 | 481.1493 | 997.176
6604 | 484.8091 | 1006.8548 | 484.8091 | 1006.8548
6605 | 493.1947 | 1012.9872 | 493.1947 | 1012.9872
6606 | 489.0199 | 1001.9846 | 489.0199 | 1001.9846
6607 | 481.8877 | 994.6056 | 481.8877 | 994.6056
6608 | 486.6161 | 980.4676 | 486.6161 | 980.4676
6609 | 482.4372 | 969.0886 | 482.4372 | 969.0886
6610 | 465.2777 | 957.0516 | 465.2777 | 957.0516
6611 | 434.9298 | 943.2371 | 434.9298 | 943.2371
6612 | 413.4064 | 903.6324 | 413.4064 | 903.6324
6613 | 395.8582 | 852.3765 | 395.8582 | 852.3765
6614 | 385.6605 | 808.4979 | 385.6605 | 808.4979
6615 | 381.0385 | 781.7954 | 381.0385 | 781.7954
6616 | 379.4703 | 824.8611 | 379.4703 | 824.8611
6617 | 379.4704 | 948.2565 | 379.4704 | 948.2565
6618 | 381.2658 | 999.0687 | 381.2658 | 999.0687
6619 | 402.2472 | 1011.8034 | 402.2472 | 1011.8034
6620 | 437.353 | 996.5273 | 437.353 | 996.5273
6621 | 464.7767 | 979.6982 | 464.7767 | 979.6982
6622 | 482.7319 | 964.485 | 482.7319 | 964.485
6623 | 511.6966 | 957.6016 | 511.6966 | 957.6016
6624 | 505.2714 | 947.2088 | 505.2714 | 947.2088
6625 | 483.907 | 939.9345 | 483.907 | 939.9345
6626 | 483.1729 | 950.9615 | 483.1729 | 950.9615
6627 | 483.564 | 951.6427 | 483.564 | 951.6427
6628 | 487.5654 | 983.0162 | 487.5654 | 983.0162
6629 | 493.665 | 1015.2843 | 493.665 | 1015.2843
6630 | 490.5882 | 1024.3429 | 490.5882 | 1024.3429
6631 | 488.4291 | 1030.7974 | 488.4291 | 1030.7974
6632 | 499.3948 | 1032.2795 | 499.3948 | 1032.2795
6633 | 494.5681 | 1030.0889 | 494.5681 | 1030.0889
6634 | 475.2887 | 1012.1305 | 475.2887 | 1012.1305
6635 | 446.3465 | 1004.1863 | 446.3465 | 1004.1863
6636 | 421.3282 | 1014.4028 | 421.3282 | 1014.4028
6637 | 402.8126 | 1031.6511 | 402.8126 | 1031.6511
6638 | 391.7635 | 1049.3343 | 391.7635 | 1049.3343
6639 | 386.2203 | 1066.1742 | 386.2203 | 1066.1742
6640 | 384.8978 | 1105.5135 | 384.8978 | 1105.5135
6641 | 385.1074 | 1182.8651 | 385.1074 | 1182.8651
6642 | 384.4142 | 1196.873 | 384.4142 | 1196.873
6643 | 399.4125 | 1195.7231 | 399.4125 | 1195.7231
6644 | 426.4373 | 1176.1081 | 426.4373 | 1176.1081
6645 | 446.5906 | 1150.8053 | 446.5906 | 1150.8053
6646 | 463.4245 | 1128.5477 | 463.4245 | 1128.5477
6647 | 491.66 | 1132.4351 | 491.66 | 1132.4351
6648 | 488.3694 | 1131.9452 | 488.3694 | 1131.9452
6649 | 466.4602 | 1124.3647 | 466.4602 | 1124.3647
6650 | 463.963 | 1133.8093 | 463.963 | 1133.8093
6651 | 467.5411 | 1129.6921 | 467.5411 | 1129.6921
6652 | 466.7263 | 1142.5358 | 466.7263 | 1142.5358
6653 | 470.2972 | 1151.782 | 470.2972 | 1151.782
6654 | 475.2611 | 1141.9535 | 475.2611 | 1141.9535
6655 | 471.6839 | 1134.2172 | 471.6839 | 1134.2172
6656 | 484.3189 | 1134.9336 | 484.3189 | 1134.9336
6657 | 484.7486 | 1145.3004 | 484.7486 | 1145.3004
6658 | 464.7102 | 1146.3312 | 464.7102 | 1146.3312
6659 | 441.301 | 1146.146 | 441.301 | 1146.146
6660 | 421.9328 | 1149.3691 | 421.9328 | 1149.3691
6661 | 404.2824 | 1153.0391 | 404.2824 | 1153.0391
6662 | 394.854 | 1156.072 | 394.854 | 1156.072
6663 | 389.1417 | 1158.3127 | 389.1417 | 1158.3127
6664 | 386.2344 | 1186.9834 | 386.2344 | 1186.9834
6665 | 384.7256 | 1260.5065 | 384.7256 | 1260.5065
6666 | 380.3353 | 1278.7513 | 380.3353 | 1278.7513
6667 | 394.3812 | 1282.0934 | 394.3812 | 1282.0934
6668 | 414.1133 | 1265.4391 | 414.1133 | 1265.4391
6669 | 438.523 | 1245.343 | 438.523 | 1245.343
6670 | 459.4544 | 1198.6343 | 459.4544 | 1198.6343
6671 | 485.7559 | 1128.7088 | 485.7559 | 1128.7088
6672 | 480.3476 | 1059.4595 | 480.3476 | 1059.4595
6673 | 463.3915 | 1023.191 | 463.3915 | 1023.191
6674 | 461.8517 | 1017.4748 | 461.8517 | 1017.4748
6675 | 464.272 | 1012.1836 | 464.272 | 1012.1836
6676 | 469.45 | 1032.429 | 469.45 | 1032.429
6677 | 474.3317 | 1045.7078 | 474.3317 | 1045.7078
6678 | 473.5231 | 1042.2602 | 473.5231 | 1042.2602
6679 | 468.7268 | 1041.5682 | 468.7268 | 1041.5682
6680 | 487.3218 | 1033.0452 | 487.3218 | 1033.0452
6681 | 479.8483 | 1021.7173 | 479.8483 | 1021.7173
6682 | 463.8069 | 993.2434 | 463.8069 | 993.2434
6683 | 437.9786 | 968.2498 | 437.9786 | 968.2498
6684 | 415.0424 | 956.5674 | 415.0424 | 956.5674
6685 | 397.6332 | 952.2741 | 397.6332 | 952.2741
6686 | 387.9005 | 957.0426 | 387.9005 | 957.0426
6687 | 383.2204 | 969.7478 | 383.2204 | 969.7478
6688 | 381.3733 | 1009.3934 | 381.3733 | 1009.3934
6689 | 380.3329 | 1092.5132 | 380.3329 | 1092.5132
6690 | 375.353 | 1121.0183 | 375.353 | 1121.0183
6691 | 396.8901 | 1143.4518 | 396.8901 | 1143.4518
6692 | 428.8599 | 1149.6151 | 428.8599 | 1149.6151
6693 | 450.751 | 1151.9794 | 450.751 | 1151.9794
6694 | 472.7591 | 1122.9326 | 472.7591 | 1122.9326
6695 | 503.0944 | 1066.9938 | 503.0944 | 1066.9938
6696 | 503.6864 | 1023.1656 | 503.6864 | 1023.1656
6697 | 478.5987 | 994.9624 | 478.5987 | 994.9624
6698 | 473.5162 | 989.9609 | 473.5162 | 989.9609
6699 | 476.843 | 983.8529 | 476.843 | 983.8529
6700 | 478.5326 | 1007.5184 | 478.5326 | 1007.5184
6701 | 489.8578 | 1024.1663 | 489.8578 | 1024.1663
6702 | 491.8257 | 1017.3496 | 491.8257 | 1017.3496
6703 | 478.6606 | 1002.0073 | 478.6606 | 1002.0073
6704 | 491.3484 | 991.7488 | 491.3484 | 991.7488
6705 | 488.377 | 998.4913 | 488.377 | 998.4913
6706 | 467.1162 | 1022.1356 | 467.1162 | 1022.1356
6707 | 438.0012 | 1055.2837 | 438.0012 | 1055.2837
6708 | 410.4615 | 1086.6333 | 410.4615 | 1086.6333
6709 | 395.5599 | 1097.7049 | 395.5599 | 1097.7049
6710 | 387.6883 | 1105.3831 | 387.6883 | 1105.3831
6711 | 381.6791 | 1142.8967 | 381.6791 | 1142.8967
6712 | 380.1874 | 1212.2002 | 380.1874 | 1212.2002
6713 | 381.0457 | 1310.4298 | 381.0457 | 1310.4298
6714 | 380.4297 | 1342.457 | 380.4297 | 1342.457
6715 | 406.5048 | 1360.6537 | 406.5048 | 1360.6537
6716 | 450.2072 | 1358.5475 | 450.2072 | 1358.5475
6717 | 477.4882 | 1357.0833 | 477.4882 | 1357.0833
6718 | 494.3881 | 1332.5287 | 494.3881 | 1332.5287
6719 | 525.1667 | 1298.0292 | 525.1667 | 1298.0292
6720 | 517.272 | 1259.8162 | 517.272 | 1259.8162
6721 | 489.102 | 1217.9325 | 489.102 | 1217.9325
6722 | 486.8134 | 1187.4589 | 486.8134 | 1187.4589
6723 | 489.103 | 1154.5006 | 489.103 | 1154.5006
6724 | 493.0362 | 1153.1535 | 493.0362 | 1153.1535
6725 | 506.8733 | 1155.2531 | 506.8733 | 1155.2531
6726 | 510.6469 | 1143.7912 | 510.6469 | 1143.7912
6727 | 487.7806 | 1135.4423 | 487.7806 | 1135.4423
6728 | 502.8185 | 1135.393 | 502.8185 | 1135.393
6729 | 498.2575 | 1152.0895 | 498.2575 | 1152.0895
6730 | 473.3086 | 1173.9983 | 473.3086 | 1173.9983
6731 | 442.1999 | 1201.9396 | 442.1999 | 1201.9396
6732 | 414.9645 | 1232.2172 | 414.9645 | 1232.2172
6733 | 395.0645 | 1260.0321 | 395.0645 | 1260.0321
6734 | 386.3634 | 1283.4835 | 386.3634 | 1283.4835
6735 | 381.8417 | 1299.9151 | 381.8417 | 1299.9151
6736 | 380.7718 | 1331.3422 | 380.7718 | 1331.3422
6737 | 379.2947 | 1398.3825 | 379.2947 | 1398.3825
6738 | 382.1617 | 1407.541 | 382.1617 | 1407.541
6739 | 407.5212 | 1405.9827 | 407.5212 | 1405.9827
6740 | 448.5238 | 1387.0824 | 448.5238 | 1387.0824
6741 | 480.7106 | 1365.7612 | 480.7106 | 1365.7612
6742 | 495.2778 | 1324.8717 | 495.2778 | 1324.8717
6743 | 527.0565 | 1274.1906 | 527.0565 | 1274.1906
6744 | 515.4021 | 1224.1348 | 515.4021 | 1224.1348
6745 | 485.9464 | 1172.1951 | 485.9464 | 1172.1951
6746 | 483.5611 | 1135.4428 | 483.5611 | 1135.4428
6747 | 485.0148 | 1099.2175 | 485.0148 | 1099.2175
6748 | 485.7559 | 1093.4804 | 485.7559 | 1093.4804
6749 | 493.8467 | 1090.1181 | 493.8467 | 1090.1181
6750 | 492.7746 | 1073.7047 | 492.7746 | 1073.7047
6751 | 478.3393 | 1062.8034 | 478.3393 | 1062.8034
6752 | 490.4838 | 1062.9073 | 490.4838 | 1062.9073
6753 | 487.8109 | 1086.0356 | 487.8109 | 1086.0356
6754 | 465.8427 | 1109.9863 | 465.8427 | 1109.9863
6755 | 435.0478 | 1130.679 | 435.0478 | 1130.679
6756 | 406.5082 | 1144.5197 | 406.5082 | 1144.5197
6757 | 389.3095 | 1153.5496 | 389.3095 | 1153.5496
6758 | 379.8811 | 1157.7055 | 379.8811 | 1157.7055
6759 | 376.2261 | 1156.0667 | 376.2261 | 1156.0667
6760 | 374.5733 | 1178.0503 | 374.5733 | 1178.0503
6761 | 372.5516 | 1246.8261 | 372.5516 | 1246.8261
6762 | 373.3687 | 1262.5696 | 373.3687 | 1262.5696
6763 | 400.5669 | 1267.3921 | 400.5669 | 1267.3921
6764 | 438.9083 | 1256.8633 | 438.9083 | 1256.8633
6765 | 465.6742 | 1242.025 | 465.6742 | 1242.025
6766 | 485.0653 | 1200.523 | 485.0653 | 1200.523
6767 | 512.9985 | 1143.6653 | 512.9985 | 1143.6653
6768 | 508.3233 | 1085.7994 | 508.3233 | 1085.7994
6769 | 480.5825 | 1044.0179 | 480.5825 | 1044.0179
6770 | 474.1811 | 1026.0506 | 474.1811 | 1026.0506
6771 | 474.1158 | 1003.7609 | 474.1158 | 1003.7609
6772 | 479.6869 | 1009.8666 | 479.6869 | 1009.8666
6773 | 489.5143 | 1017.8876 | 489.5143 | 1017.8876
6774 | 485.9241 | 1009.9989 | 485.9241 | 1009.9989
6775 | 473.1925 | 1001.4458 | 473.1925 | 1001.4458
6776 | 483.1423 | 990.0643 | 483.1423 | 990.0643
6777 | 484.8928 | 977.4602 | 484.8928 | 977.4602
6778 | 467.2328 | 953.07 | 467.2328 | 953.07
6779 | 437.5432 | 937.8772 | 437.5432 | 937.8772
6780 | 408.8287 | 943.6016 | 408.8287 | 943.6016
6781 | 391.4904 | 966.0566 | 391.4904 | 966.0566
6782 | 381.297 | 990.631 | 381.297 | 990.631
6783 | 376.7215 | 1009.3086 | 376.7215 | 1009.3086
6784 | 374.265 | 1040.4806 | 374.265 | 1040.4806
6785 | 370.7585 | 1109.1033 | 370.7585 | 1109.1033
6786 | 369.6779 | 1121.9882 | 369.6779 | 1121.9882
6787 | 393.1376 | 1130.1797 | 393.1376 | 1130.1797
6788 | 426.5209 | 1130.3707 | 426.5209 | 1130.3707
6789 | 451.3725 | 1129.5701 | 451.3725 | 1129.5701
6790 | 470.3295 | 1102.8715 | 470.3295 | 1102.8715
6791 | 497.0058 | 1055.4573 | 497.0058 | 1055.4573
6792 | 499.8623 | 998.9697 | 499.8623 | 998.9697
6793 | 472.2522 | 956.984 | 472.2522 | 956.984
6794 | 467.3541 | 939.0167 | 467.3541 | 939.0167
6795 | 473.0109 | 918.2584 | 473.0109 | 918.2584
6796 | 474.7812 | 927.0185 | 474.7812 | 927.0185
6797 | 482.2873 | 943.6153 | 482.2873 | 943.6153
6798 | 478.5818 | 948.2329 | 478.5818 | 948.2329
6799 | 469.1261 | 951.1652 | 469.1261 | 951.1652
6800 | 475.0749 | 945.8071 | 475.0749 | 945.8071
6801 | 479.3863 | 939.7881 | 479.3863 | 939.7881
6802 | 465.1115 | 935.1017 | 465.1115 | 935.1017
6803 | 439.1594 | 954.9267 | 439.1594 | 954.9267
6804 | 411.6562 | 979.4871 | 411.6562 | 979.4871
6805 | 395.0617 | 998.471 | 395.0617 | 998.471
6806 | 383.9589 | 1011.2027 | 383.9589 | 1011.2027
6807 | 378.0136 | 1016.9145 | 378.0136 | 1016.9145
6808 | 376.4872 | 1044.1049 | 376.4872 | 1044.1049
6809 | 373.2825 | 1117.1175 | 373.2825 | 1117.1175
6810 | 366.7659 | 1137.6594 | 366.7659 | 1137.6594
6811 | 384.4312 | 1150.8535 | 384.4312 | 1150.8535
6812 | 415.2997 | 1151.2996 | 415.2997 | 1151.2996
6813 | 440.6953 | 1153.8171 | 440.6953 | 1153.8171
6814 | 456.1689 | 1130.3344 | 456.1689 | 1130.3344
6815 | 482.2405 | 1079.8575 | 482.2405 | 1079.8575
6816 | 478.6683 | 1017.2443 | 478.6683 | 1017.2443
6817 | 461.3877 | 974.0334 | 461.3877 | 974.0334
6818 | 459.77 | 955.5557 | 459.77 | 955.5557
6819 | 462.5724 | 934.9505 | 462.5724 | 934.9505
6820 | 462.6826 | 941.0051 | 462.6826 | 941.0051
6821 | 469.6815 | 948.4136 | 469.6815 | 948.4136
6822 | 468.9618 | 943.3325 | 468.9618 | 943.3325
6823 | 458.7597 | 944.3761 | 458.7597 | 944.3761
6824 | 468.9627 | 949.8908 | 468.9627 | 949.8908
6825 | 471.7111 | 957.2969 | 471.7111 | 957.2969
6826 | 456.7266 | 974.5094 | 456.7266 | 974.5094
6827 | 431.7 | 1008.7295 | 431.7 | 1008.7295
6828 | 405.4615 | 1043.4481 | 405.4615 | 1043.4481
6829 | 387.5365 | 1073.1006 | 387.5365 | 1073.1006
6830 | 378.2409 | 1096.1947 | 378.2409 | 1096.1947
6831 | 370.2096 | 1115.8422 | 370.2096 | 1115.8422
6832 | 370.2091 | 1154.8753 | 370.2091 | 1154.8753
6833 | 362.8645 | 1223.3959 | 362.8645 | 1223.3959
6834 | 358.0226 | 1223.9276 | 358.0226 | 1223.9276
6835 | 374.6852 | 1216.0396 | 374.6852 | 1216.0396
6836 | 405.6508 | 1195.7099 | 405.6508 | 1195.7099
6837 | 425.795 | 1174.4908 | 425.795 | 1174.4908
6838 | 442.1626 | 1137.5319 | 442.1626 | 1137.5319
6839 | 476.0278 | 1100.7864 | 476.0278 | 1100.7864
6840 | 472.8445 | 1063.4411 | 472.8445 | 1063.4411
6841 | 455.9605 | 1024.6713 | 455.9605 | 1024.6713
6842 | 454.3255 | 1005.7342 | 454.3255 | 1005.7342
6843 | 452.8168 | 989.8763 | 452.8168 | 989.8763
6844 | 459.0156 | 1006.4975 | 459.0156 | 1006.4975
6845 | 463.7336 | 1022.1245 | 463.7336 | 1022.1245
6846 | 460.3042 | 1019.5446 | 460.3042 | 1019.5446
6847 | 450.6427 | 1012.0634 | 450.6427 | 1012.0634
6848 | 461.0793 | 1001.2944 | 461.0793 | 1001.2944
6849 | 461.9749 | 986.9038 | 461.9749 | 986.9038
6850 | 444.5737 | 957.8684 | 444.5737 | 957.8684
6851 | 417.7399 | 933.7935 | 417.7399 | 933.7935
6852 | 392.8121 | 924.2551 | 392.8121 | 924.2551
6853 | 377.0364 | 920.115 | 377.0364 | 920.115
6854 | 366.9056 | 917.737 | 366.9056 | 917.737
6855 | 364.3801 | 915.6898 | 364.3801 | 915.6898
6856 | 364.9226 | 937.4181 | 364.9226 | 937.4181
6857 | 359.3014 | 1001.753 | 359.3014 | 1001.753
6858 | 356.3921 | 1011.1157 | 356.3921 | 1011.1157
6859 | 375.2689 | 1007.2092 | 375.2689 | 1007.2092
6860 | 408.1159 | 985.3992 | 408.1159 | 985.3992
6861 | 433.2518 | 972.1944 | 433.2518 | 972.1944
6862 | 451.5146 | 946.3125 | 451.5146 | 946.3125
6863 | 482.843 | 934.784 | 482.843 | 934.784
6864 | 477.786 | 924.9016 | 477.786 | 924.9016
6865 | 457.5349 | 908.3369 | 457.5349 | 908.3369
6866 | 455.0519 | 898.6391 | 455.0519 | 898.6391
6867 | 455.2044 | 888.5495 | 455.2044 | 888.5495
6868 | 465.8776 | 905.9874 | 465.8776 | 905.9874
6869 | 469.6382 | 919.062 | 469.6382 | 919.062
6870 | 466.7625 | 912.6026 | 466.7625 | 912.6026
6871 | 457.3235 | 906.7039 | 457.3235 | 906.7039
6872 | 471.8547 | 902.2136 | 471.8547 | 902.2136
6873 | 475.7845 | 903.2389 | 475.7845 | 903.2389
6874 | 460.8945 | 897.2254 | 460.8945 | 897.2254
6875 | 427.0071 | 908.6277 | 427.0071 | 908.6277
6876 | 399.7031 | 926.8074 | 399.7031 | 926.8074
6877 | 381.9228 | 942.1159 | 381.9228 | 942.1159
6878 | 373.5208 | 957.2468 | 373.5208 | 957.2468
6879 | 369.8367 | 974.5972 | 369.8367 | 974.5972
6880 | 368.2196 | 1015.3148 | 368.2196 | 1015.3148
6881 | 362.5108 | 1089.6036 | 362.5108 | 1089.6036
6882 | 364.389 | 1099.3236 | 364.389 | 1099.3236
6883 | 392.5966 | 1096.7444 | 392.5966 | 1096.7444
6884 | 433.8004 | 1082.5403 | 433.8004 | 1082.5403
6885 | 459.3269 | 1067.8041 | 459.3269 | 1067.8041
6886 | 475.821 | 1047.7925 | 475.821 | 1047.7925
6887 | 512.2561 | 1032.0782 | 512.2561 | 1032.0782
6888 | 506.35 | 997.7446 | 506.35 | 997.7446
6889 | 478.6253 | 976.5347 | 478.6253 | 976.5347
6890 | 474.9127 | 976.9951 | 474.9127 | 976.9951
6891 | 479.0873 | 966.7013 | 479.0873 | 966.7013
6892 | 480.4533 | 983.5267 | 480.4533 | 983.5267
6893 | 493.3309 | 998.8984 | 493.3309 | 998.8984
6894 | 490.9177 | 995.5528 | 490.9177 | 995.5528
6895 | 473.7881 | 988.8884 | 473.7881 | 988.8884
6896 | 480.3755 | 977.1495 | 480.3755 | 977.1495
6897 | 483.9967 | 961.9932 | 483.9967 | 961.9932
6898 | 462.1053 | 931.5285 | 462.1053 | 931.5285
6899 | 432.484 | 909.1892 | 432.484 | 909.1892
6900 | 406.0433 | 897.6089 | 406.0433 | 897.6089
6901 | 386.5205 | 888.9257 | 386.5205 | 888.9257
6902 | 375.4982 | 892.1628 | 375.4982 | 892.1628
6903 | 370.9744 | 895.2713 | 370.9744 | 895.2713
6904 | 369.4819 | 905.7695 | 369.4819 | 905.7695
6905 | 364.6624 | 934.9334 | 364.6624 | 934.9334
6906 | 365.9405 | 921.7847 | 365.9405 | 921.7847
6907 | 394.0378 | 936.7143 | 394.0378 | 936.7143
6908 | 434.9197 | 942.163 | 434.9197 | 942.163
6909 | 460.2608 | 929.8771 | 460.2608 | 929.8771
6910 | 477.0309 | 919.0028 | 477.0309 | 919.0028
6911 | 507.4666 | 922.5839 | 507.4666 | 922.5839
6912 | 506.085 | 928.3217 | 506.085 | 928.3217
6913 | 479.4575 | 936.7186 | 479.4575 | 936.7186
6914 | 477.2423 | 951.523 | 477.2423 | 951.523
6915 | 477.0677 | 950.9791 | 477.0677 | 950.9791
6916 | 482.5003 | 976.6354 | 482.5003 | 976.6354
6917 | 492.2087 | 995.9377 | 492.2087 | 995.9377
6918 | 492.8365 | 994.2256 | 492.8365 | 994.2256
6919 | 469.6666 | 987.9186 | 469.6666 | 987.9186
6920 | 473.1958 | 977.7621 | 473.1958 | 977.7621
6921 | 481.4518 | 968.7313 | 481.4518 | 968.7313
6922 | 464.2017 | 950.4666 | 464.2017 | 950.4666
6923 | 435.2311 | 934.5082 | 435.2311 | 934.5082
6924 | 408.8439 | 934.4643 | 408.8439 | 934.4643
6925 | 388.7428 | 937.2665 | 388.7428 | 937.2665
6926 | 379.1231 | 937.0835 | 379.1231 | 937.0835
6927 | 374.3881 | 930.1359 | 374.3881 | 930.1359
6928 | 372.7414 | 942.3696 | 372.7414 | 942.3696
6929 | 366.9055 | 1000.8341 | 366.9055 | 1000.8341
6930 | 368.3046 | 1001.1106 | 368.3046 | 1001.1106
6931 | 395.9177 | 990.4661 | 395.9177 | 990.4661
6932 | 437.5166 | 967.9414 | 437.5166 | 967.9414
6933 | 461.5844 | 955.8596 | 461.5844 | 955.8596
6934 | 479.2089 | 940.6974 | 479.2089 | 940.6974
6935 | 512.1397 | 927.1781 | 512.1397 | 927.1781
6936 | 508.071 | 907.9542 | 508.071 | 907.9542
6937 | 478.6795 | 886.7953 | 478.6795 | 886.7953
6938 | 472.2234 | 879.2415 | 472.2234 | 879.2415
6939 | 480.8488 | 865.8339 | 480.8488 | 865.8339
6940 | 481.8165 | 882.1488 | 481.8165 | 882.1488
6941 | 489.7239 | 899.7665 | 489.7239 | 899.7665
6942 | 491.2378 | 901.2193 | 491.2378 | 901.2193
6943 | 469.0077 | 901.9566 | 469.0077 | 901.9566
6944 | 479.3871 | 899.8144 | 479.3871 | 899.8144
6945 | 482.5904 | 897.6239 | 482.5904 | 897.6239
6946 | 465.5322 | 888.5986 | 465.5322 | 888.5986
6947 | 439.3797 | 889.5874 | 439.3797 | 889.5874
6948 | 411.1899 | 902.2031 | 411.1899 | 902.2031
6949 | 392.1521 | 925.4238 | 392.1521 | 925.4238
6950 | 381.5884 | 960.9221 | 381.5884 | 960.9221
6951 | 375.1723 | 981.2842 | 375.1723 | 981.2842
6952 | 373.626 | 1020.7767 | 373.626 | 1020.7767
6953 | 362.5202 | 1107.1125 | 362.5202 | 1107.1125
6954 | 363.2008 | 1138.8845 | 363.2008 | 1138.8845
6955 | 381.6042 | 1160.5523 | 381.6042 | 1160.5523
6956 | 411.3821 | 1166.6646 | 411.3821 | 1166.6646
6957 | 434.1866 | 1167.4975 | 434.1866 | 1167.4975
6958 | 448.3816 | 1131.4574 | 448.3816 | 1131.4574
6959 | 479.5502 | 1057.7544 | 479.5502 | 1057.7544
6960 | 481.6161 | 987.4843 | 481.6161 | 987.4843
6961 | 458.7106 | 942.0784 | 458.7106 | 942.0784
6962 | 453.537 | 920.64 | 453.537 | 920.64
6963 | 455.6727 | 893.8072 | 455.6727 | 893.8072
6964 | 458.2066 | 895.1145 | 458.2066 | 895.1145
6965 | 471.3897 | 898.4393 | 471.3897 | 898.4393
6966 | 463.9074 | 887.7941 | 463.9074 | 887.7941
6967 | 453.6522 | 877.1992 | 453.6522 | 877.1992
6968 | 457.8887 | 866.9406 | 457.8887 | 866.9406
6969 | 466.4958 | 864.699 | 466.4958 | 864.699
6970 | 452.7228 | 862.8202 | 452.7228 | 862.8202
6971 | 425.4729 | 881.9816 | 425.4729 | 881.9816
6972 | 402.028 | 898.1704 | 402.028 | 898.1704
6973 | 385.0702 | 904.0354 | 385.0702 | 904.0354
6974 | 375.9656 | 904.8733 | 375.9656 | 904.8733
6975 | 370.5062 | 906.4504 | 370.5062 | 906.4504
6976 | 369.8696 | 940.6341 | 369.8696 | 940.6341
6977 | 358.5449 | 1024.4175 | 358.5449 | 1024.4175
6978 | 358.9469 | 1048.5326 | 358.9469 | 1048.5326
6979 | 377.9712 | 1057.9492 | 377.9712 | 1057.9492
6980 | 404.9113 | 1057.0172 | 404.9113 | 1057.0172
6981 | 429.0989 | 1052.235 | 429.0989 | 1052.235
6982 | 446.8704 | 1025.9958 | 446.8704 | 1025.9958
6983 | 482.76 | 999.6127 | 482.76 | 999.6127
6984 | 483.7053 | 978.6533 | 483.7053 | 978.6533
6985 | 463.2609 | 976.841 | 463.2609 | 976.841
6986 | 453.8048 | 982.8144 | 453.8048 | 982.8144
6987 | 457.7836 | 971.1934 | 457.7836 | 971.1934
6988 | 462.8011 | 979.5961 | 462.8011 | 979.5961
6989 | 470.1625 | 987.8724 | 470.1625 | 987.8724
6990 | 462.244 | 978.9117 | 462.244 | 978.9117
6991 | 451.8949 | 957.9033 | 451.8949 | 957.9033
6992 | 460.2296 | 924.4187 | 460.2296 | 924.4187
6993 | 467.9192 | 893.6422 | 467.9192 | 893.6422
6994 | 454.3091 | 859.0938 | 454.3091 | 859.0938
6995 | 431.047 | 833.2834 | 431.047 | 833.2834
6996 | 406.7644 | 822.5709 | 406.7644 | 822.5709
6997 | 388.2577 | 821.0341 | 388.2577 | 821.0341
6998 | 377.8803 | 827.6913 | 377.8803 | 827.6913
6999 | 374.0938 | 825.542 | 374.0938 | 825.542
7000 | 370.4891 | 842.6763 | 370.4891 | 842.6763
7001 | 359.8866 | 907.4705 | 359.8866 | 907.4705
7002 | 360.8214 | 914.9955 | 360.8214 | 914.9955
7003 | 379.4632 | 911.4975 | 379.4632 | 911.4975
7004 | 409.0388 | 904.3378 | 409.0388 | 904.3378
7005 | 431.1974 | 895.6761 | 431.1974 | 895.6761
7006 | 450.4815 | 876.277 | 450.4815 | 876.277
7007 | 476.2586 | 864.6974 | 476.2586 | 864.6974
7008 | 473.8582 | 850.5782 | 473.8582 | 850.5782
7009 | 464.0438 | 837.6888 | 464.0438 | 837.6888
7010 | 454.6966 | 840.4463 | 454.6966 | 840.4463
7011 | 457.4462 | 834.4915 | 457.4462 | 834.4915
7012 | 462.7272 | 856.6767 | 462.7272 | 856.6767
7013 | 470.0662 | 877.8166 | 470.0662 | 877.8166
7014 | 467.2736 | 870.5405 | 467.2736 | 870.5405
7015 | 452.1153 | 861.528 | 452.1153 | 861.528
7016 | 459.7861 | 847.0836 | 459.7861 | 847.0836
7017 | 466.3111 | 840.5031 | 466.3111 | 840.5031
7018 | 453.312 | 823.3104 | 453.312 | 823.3104
7019 | 425.5322 | 812.4565 | 425.5322 | 812.4565
7020 | 402.8861 | 808.6863 | 402.8861 | 808.6863
7021 | 383.1279 | 803.6274 | 383.1279 | 803.6274
7022 | 374.2399 | 799.0033 | 374.2399 | 799.0033
7023 | 370.168 | 799.5595 | 370.168 | 799.5595
7024 | 367.6702 | 829.8126 | 367.6702 | 829.8126
7025 | 358.7561 | 903.4889 | 358.7561 | 903.4889
7026 | 359.3937 | 920.1001 | 359.3937 | 920.1001
7027 | 379.8783 | 928.649 | 379.8783 | 928.649
7028 | 412.7212 | 921.5914 | 412.7212 | 921.5914
7029 | 432.5034 | 913.6954 | 432.5034 | 913.6954
7030 | 453.6534 | 896.6445 | 453.6534 | 896.6445
7031 | 482.5421 | 887.9745 | 482.5421 | 887.9745
7032 | 477.507 | 877.7858 | 477.507 | 877.7858
7033 | 461.3006 | 870.0522 | 461.3006 | 870.0522
7034 | 453.5072 | 879.4967 | 453.5072 | 879.4967
7035 | 454.2495 | 885.6398 | 454.2495 | 885.6398
7036 | 458.488 | 916.554 | 458.488 | 916.554
7037 | 469.0693 | 942.7985 | 469.0693 | 942.7985
7038 | 465.7054 | 948.0287 | 465.7054 | 948.0287
7039 | 451.1003 | 951.6247 | 451.1003 | 951.6247
7040 | 454.3033 | 942.5912 | 454.3033 | 942.5912
7041 | 469.8839 | 921.8708 | 469.8839 | 921.8708
7042 | 454.2906 | 887.8329 | 454.2906 | 887.8329
7043 | 423.8478 | 862.8392 | 423.8478 | 862.8392
7044 | 397.7253 | 851.1568 | 397.7253 | 851.1568
7045 | 381.3443 | 846.7615 | 381.3443 | 846.7615
7046 | 372.3174 | 845.9659 | 372.3174 | 845.9659
7047 | 368.6631 | 847.6961 | 368.6631 | 847.6961
7048 | 365.2951 | 872.4362 | 365.2951 | 872.4362
7049 | 359.2189 | 925.4388 | 359.2189 | 925.4388
7050 | 361.2645 | 926.532 | 361.2645 | 926.532
7051 | 390.997 | 939.5729 | 390.997 | 939.5729
7052 | 428.3867 | 942.163 | 428.3867 | 942.163
7053 | 461.6497 | 937.7382 | 461.6497 | 937.7382
7054 | 477.6598 | 922.7802 | 477.6598 | 922.7802
7055 | 514.4894 | 913.2935 | 514.4894 | 913.2935
7056 | 507.5322 | 899.991 | 507.5322 | 899.991
7057 | 478.9264 | 885.6213 | 478.9264 | 885.6213
7058 | 473.071 | 877.3528 | 473.071 | 877.3528
7059 | 475.303 | 852.9192 | 475.303 | 852.9192
7060 | 480.1028 | 851.5721 | 480.1028 | 851.5721
7061 | 490.7311 | 847.0868 | 490.7311 | 847.0868
7062 | 491.1305 | 826.5386 | 491.1305 | 826.5386
7063 | 470.0045 | 809.7671 | 470.0045 | 809.7671
7064 | 467.006 | 797.4667 | 467.006 | 797.4667
7065 | 473.3621 | 790.9371 | 473.3621 | 790.9371
7066 | 461.8756 | 780.2784 | 461.8756 | 780.2784
7067 | 421.935 | 771.9258 | 421.935 | 771.9258
7068 | 396.8455 | 771.8819 | 396.8455 | 771.8819
7069 | 375.2559 | 775.4498 | 375.2559 | 775.4498
7070 | 364.8275 | 775.7262 | 364.8275 | 775.7262
7071 | 360.2538 | 770.1568 | 360.2538 | 770.1568
7072 | 358.3945 | 792.3957 | 358.3945 | 792.3957
7073 | 348.908 | 864.4385 | 348.908 | 864.4385
7074 | 353.316 | 885.3376 | 353.316 | 885.3376
7075 | 381.5107 | 896.2346 | 381.5107 | 896.2346
7076 | 426.1992 | 891.9335 | 426.1992 | 891.9335
7077 | 450.127 | 891.0819 | 450.127 | 891.0819
7078 | 466.822 | 876.8896 | 466.822 | 876.8896
7079 | 498.8479 | 861.9409 | 498.8479 | 861.9409
7080 | 495.2563 | 834.1413 | 495.2563 | 834.1413
7081 | 465.5866 | 802.5179 | 465.5866 | 802.5179
7082 | 460.7742 | 785.1122 | 460.7742 | 785.1122
7083 | 465.0624 | 767.6719 | 465.0624 | 767.6719
7084 | 470.1082 | 794.3492 | 470.1082 | 794.3492
7085 | 479.5284 | 816.9695 | 479.5284 | 816.9695
7086 | 476.0144 | 819.239 | 476.0144 | 819.239
7087 | 458.1298 | 823.8048 | 458.1298 | 823.8048
7088 | 459.516 | 827.584 | 459.516 | 827.584
7089 | 471.4045 | 830.7532 | 471.4045 | 830.7532
7090 | 456.9673 | 818.3589 | 456.9673 | 818.3589
7091 | 424.3439 | 806.8414 | 424.3439 | 806.8414
7092 | 395.7318 | 812.2595 | 395.7318 | 812.2595
7093 | 372.8377 | 836.1949 | 372.8377 | 836.1949
7094 | 362.8189 | 857.9618 | 362.8189 | 857.9618
7095 | 359.5155 | 878.7323 | 359.5155 | 878.7323
7096 | 357.5192 | 902.4004 | 357.5192 | 902.4004
7097 | 350.0005 | 972.9629 | 350.0005 | 972.9629
7098 | 357.1511 | 993.7599 | 357.1511 | 993.7599
7099 | 387.5201 | 997.3573 | 387.5201 | 997.3573
7100 | 426.6479 | 990.606 | 426.6479 | 990.606
7101 | 449.9454 | 991.2347 | 449.9454 | 991.2347
7102 | 472.4053 | 981.4324 | 472.4053 | 981.4324
7103 | 502.1905 | 967.964 | 502.1905 | 967.964
7104 | 497.8321 | 949.2506 | 497.8321 | 949.2506
7105 | 466.1811 | 929.0616 | 466.1811 | 929.0616
7106 | 463.0725 | 926.5104 | 463.0725 | 926.5104
7107 | 464.3823 | 918.7178 | 464.3823 | 918.7178
7108 | 460.9952 | 934.6244 | 460.9952 | 934.6244
7109 | 473.9837 | 942.0329 | 473.9837 | 942.0329
7110 | 467.8365 | 930.2136 | 467.8365 | 930.2136
7111 | 448.4382 | 917.2705 | 448.4382 | 917.2705
7112 | 446.9496 | 904.9191 | 446.9496 | 904.9191
7113 | 461.1252 | 897.2665 | 461.1252 | 897.2665
7114 | 448.3433 | 882.0136 | 448.3433 | 882.0136
7115 | 416.3756 | 877.0301 | 416.3756 | 877.0301
7116 | 391.0643 | 889.1352 | 391.0643 | 889.1352
7117 | 372.9839 | 906.9961 | 372.9839 | 906.9961
7118 | 363.4868 | 922.4332 | 363.4868 | 922.4332
7119 | 359.6342 | 936.7208 | 359.6342 | 936.7208
7120 | 354.575 | 974.6819 | 354.575 | 974.6819
7121 | 344.0819 | 1048.8687 | 344.0819 | 1048.8687
7122 | 350.2411 | 1065.2757 | 350.2411 | 1065.2757
7123 | 374.7413 | 1071.987 | 374.7413 | 1071.987
7124 | 408.2876 | 1067.1243 | 408.2876 | 1067.1243
7125 | 429.6605 | 1058.0543 | 429.6605 | 1058.0543
7126 | 450.8689 | 1038.5532 | 450.8689 | 1038.5532
7127 | 481.9021 | 1021.8689 | 481.9021 | 1021.8689
7128 | 482.4957 | 998.1019 | 482.4957 | 998.1019
7129 | 461.6679 | 972.502 | 461.6679 | 972.502
7130 | 451.5167 | 960.9666 | 451.5167 | 960.9666
7131 | 452.2498 | 947.559 | 452.2498 | 947.559
7132 | 453.4974 | 958.3609 | 453.4974 | 958.3609
7133 | 463.029 | 974.9577 | 463.029 | 974.9577
7134 | 461.1967 | 973.1945 | 461.1967 | 973.1945
7135 | 444.0469 | 966.6833 | 444.0469 | 966.6833
7136 | 444.7859 | 956.5779 | 444.7859 | 956.5779
7137 | 456.2255 | 941.7789 | 456.2255 | 941.7789
7138 | 440.8196 | 910.9568 | 440.8196 | 910.9568
7139 | 413.3394 | 883.3088 | 413.3394 | 883.3088
7140 | 388.8409 | 868.1552 | 388.8409 | 868.1552
7141 | 369.3179 | 867.6904 | 369.3179 | 867.6904
7142 | 360.3282 | 879.3502 | 360.3282 | 879.3502
7143 | 355.9191 | 899.9165 | 355.9191 | 899.9165
7144 | 350.8799 | 948.0358 | 350.8799 | 948.0358
7145 | 340.4147 | 1040.0887 | 340.4147 | 1040.0887
7146 | 344.8263 | 1072.8306 | 344.8263 | 1072.8306
7147 | 362.6538 | 1095.1109 | 362.6538 | 1095.1109
7148 | 391.7401 | 1102.5504 | 391.7401 | 1102.5504
7149 | 411.6405 | 1094.8076 | 411.6405 | 1094.8076
7150 | 428.2246 | 1039.7272 | 428.2246 | 1039.7272
7151 | 464.0338 | 985.2687 | 464.0338 | 985.2687
7152 | 463.5608 | 939.8581 | 463.5608 | 939.8581
7153 | 446.7034 | 901.1904 | 446.7034 | 901.1904
7154 | 440.3996 | 878.7311 | 440.3996 | 878.7311
7155 | 439.7966 | 853.787 | 439.7966 | 853.787
7156 | 442.9835 | 858.8717 | 442.9835 | 858.8717
7157 | 448.2167 | 861.9413 | 448.2167 | 861.9413
7158 | 441.8644 | 847.2123 | 441.8644 | 847.2123
7159 | 428.9955 | 834.3714 | 428.9955 | 834.3714
7160 | 430.8905 | 824.6743 | 430.8905 | 824.6743
7161 | 443.5174 | 822.8411 | 443.5174 | 822.8411
7162 | 436.6417 | 830.0995 | 436.6417 | 830.0995
7163 | 410.1802 | 853.2935 | 410.1802 | 853.2935
7164 | 385.4738 | 876.1184 | 385.4738 | 876.1184
7165 | 367.312 | 897.042 | 367.312 | 897.042
7166 | 357.2173 | 913.0407 | 357.2173 | 913.0407
7167 | 350.8654 | 923.3467 | 350.8654 | 923.3467
7168 | 348.1941 | 953.6509 | 348.1941 | 953.6509
7169 | 337.8506 | 1025.5405 | 337.8506 | 1025.5405
7170 | 339.9277 | 1039.9568 | 339.9277 | 1039.9568
7171 | 360.0889 | 1042.7375 | 360.0889 | 1042.7375
7172 | 389.994 | 1031.2898 | 389.994 | 1031.2898
7173 | 414.0306 | 1017.9319 | 414.0306 | 1017.9319
7174 | 429.5882 | 991.6927 | 429.5882 | 991.6927
7175 | 460.0022 | 970.0569 | 460.0022 | 970.0569
7176 | 460.9447 | 943.3293 | 460.9447 | 943.3293
7177 | 442.1094 | 915.9938 | 442.1094 | 915.9938
7178 | 439.8539 | 903.4885 | 439.8539 | 903.4885
7179 | 439.1965 | 888.8558 | 439.1965 | 888.8558
7180 | 440.7162 | 903.9966 | 440.7162 | 903.9966
7181 | 447.41 | 918.0922 | 447.41 | 918.0922
7182 | 445.5677 | 916.0227 | 445.5677 | 916.0227
7183 | 427.6729 | 918.904 | 427.6729 | 918.904
7184 | 428.9594 | 919.0589 | 428.9594 | 919.0589
7185 | 444.1067 | 916.7152 | 444.1067 | 916.7152
7186 | 434.1517 | 904.6781 | 434.1517 | 904.6781
7187 | 405.5634 | 892.5992 | 405.5634 | 892.5992
7188 | 379.7829 | 891.9938 | 379.7829 | 891.9938
7189 | 364.3318 | 897.9098 | 364.3318 | 897.9098
7190 | 353.8171 | 907.0172 | 353.8171 | 907.0172
7191 | 350.4332 | 913.0864 | 350.4332 | 913.0864
7192 | 346.0289 | 936.193 | 346.0289 | 936.193
7193 | 336.4027 | 1000.9873 | 336.4027 | 1000.9873
7194 | 341.2546 | 1010.2479 | 341.2546 | 1010.2479
7195 | 365.9874 | 1007.1582 | 365.9874 | 1007.1582
7196 | 397.0094 | 987.0838 | 397.0094 | 987.0838
7197 | 421.9789 | 967.7534 | 421.9789 | 967.7534
7198 | 439.787 | 946.1084 | 439.787 | 946.1084
7199 | 475.5063 | 926.5145 | 475.5063 | 926.5145
7200 | 470.8025 | 915.3559 | 470.8025 | 915.3559
7201 | 448.0725 | 906.4481 | 448.0725 | 906.4481
7202 | 443.8648 | 909.3078 | 443.8648 | 909.3078
7203 | 445.7941 | 904.0675 | 445.7941 | 904.0675
7204 | 443.8354 | 926.3038 | 443.8354 | 926.3038
7205 | 452.5948 | 947.8521 | 452.5948 | 947.8521
7206 | 449.6467 | 952.0103 | 449.6467 | 952.0103
7207 | 436.7022 | 949.5828 | 436.7022 | 949.5828
7208 | 432.6449 | 942.336 | 432.6449 | 942.336
7209 | 445.3335 | 936.7253 | 445.3335 | 936.7253
7210 | 439.7198 | 918.4096 | 439.7198 | 918.4096
7211 | 405.3589 | 902.1448 | 405.3589 | 902.1448
7212 | 378.1146 | 897.0985 | 378.1146 | 897.0985
7213 | 359.9267 | 897.7056 | 359.9267 | 897.7056
7214 | 351.4249 | 901.4022 | 351.4249 | 901.4022
7215 | 346.8561 | 903.0813 | 346.8561 | 903.0813
7216 | 343.5784 | 930.629 | 343.5784 | 930.629
7217 | 335.7001 | 1002.1103 | 335.7001 | 1002.1103
7218 | 342.3817 | 1019.8956 | 342.3817 | 1019.8956
7219 | 374.3123 | 1024.4118 | 374.3123 | 1024.4118
7220 | 417.1108 | 1014.4446 | 417.1108 | 1014.4446
7221 | 444.8026 | 1004.7619 | 444.8026 | 1004.7619
7222 | 462.0729 | 986.7412 | 462.0729 | 986.7412
7223 | 499.0133 | 976.8461 | 499.0133 | 976.8461
7224 | 492.6136 | 963.4415 | 492.6136 | 963.4415
7225 | 468.2722 | 949.0207 | 468.2722 | 949.0207
7226 | 463.1944 | 945.1423 | 463.1944 | 945.1423
7227 | 462.4147 | 929.3865 | 462.4147 | 929.3865
7228 | 465.911 | 940.2394 | 465.911 | 940.2394
7229 | 473.6171 | 955.2538 | 473.6171 | 955.2538
7230 | 468.0955 | 954.8179 | 468.0955 | 954.8179
7231 | 441.619 | 964.3862 | 441.619 | 964.3862
7232 | 436.8773 | 967.9102 | 436.8773 | 967.9102
7233 | 449.583 | 970.4669 | 449.583 | 970.4669
7234 | 439.1262 | 960.6249 | 439.1262 | 960.6249
7235 | 407.0129 | 953.8547 | 407.0129 | 953.8547
7236 | 377.8087 | 954.5255 | 377.8087 | 954.5255
7237 | 357.8002 | 955.439 | 357.8002 | 955.439
7238 | 349.2322 | 958.3698 | 349.2322 | 958.3698
7239 | 345.2515 | 961.1209 | 345.2515 | 961.1209
7240 | 340.4735 | 987.1883 | 340.4735 | 987.1883
7241 | 331.8434 | 1064.9483 | 331.8434 | 1064.9483
7242 | 340.9861 | 1094.5763 | 340.9861 | 1094.5763
7243 | 364.6645 | 1107.7194 | 364.6645 | 1107.7194
7244 | 406.629 | 1099.0283 | 406.629 | 1099.0283
7245 | 431.3441 | 1081.7397 | 431.3441 | 1081.7397
7246 | 454.0909 | 1053.816 | 454.0909 | 1053.816
7247 | 485.4195 | 1039.4288 | 485.4195 | 1039.4288
7248 | 487.5771 | 1023.8292 | 487.5771 | 1023.8292
7249 | 456.4844 | 1012.5223 | 456.4844 | 1012.5223
7250 | 450.5036 | 1018.8531 | 450.5036 | 1018.8531
7251 | 451.8105 | 1012.2857 | 451.8105 | 1012.2857
7252 | 453.9332 | 1026.4056 | 453.9332 | 1026.4056
7253 | 463.5289 | 1039.1739 | 463.5289 | 1039.1739
7254 | 459.1393 | 1033.225 | 459.1393 | 1033.225
7255 | 443.6625 | 1027.1221 | 443.6625 | 1027.1221
7256 | 434.6108 | 1019.4669 | 434.6108 | 1019.4669
7257 | 446.7855 | 1015.4897 | 446.7855 | 1015.4897
7258 | 440.4578 | 1004.3715 | 440.4578 | 1004.3715
7259 | 409.5666 | 996.121 | 409.5666 | 996.121
7260 | 378.2283 | 313.6179 | 378.2283 | 313.6179
7261 | 359.0579 | 309.4072 | 359.0579 | 309.4072
7262 | 349.4626 | 308.2354 | 349.4626 | 308.2354
7263 | 347.115 | 308.3928 | 347.115 | 308.3928
7264 | 341.1632 | 330.8245 | 341.1632 | 330.8245
7265 | 329.8357 | 397.905 | 329.8357 | 397.905
7266 | 341.2336 | 409.4408 | 341.2336 | 409.4408
7267 | 370.5273 | 414.3538 | 370.5273 | 414.3538
7268 | 411.045 | 405.3283 | 411.045 | 405.3283
7269 | 437.1777 | 395.1048 | 437.1777 | 395.1048
7270 | 457.2631 | 376.3606 | 457.2631 | 376.3606
7271 | 494.2105 | 361.9785 | 494.2105 | 361.9785
7272 | 493.1815 | 346.7654 | 493.1815 | 346.7654
7273 | 464.6735 | 331.14 | 464.6735 | 331.14
7274 | 459.4693 | 332.5232 | 459.4693 | 332.5232
7275 | 458.9874 | 323.3981 | 458.9874 | 323.3981
7276 | 457.2742 | 339.9229 | 457.2742 | 339.9229
7277 | 460.5208 | 356.039 | 460.5208 | 356.039
7278 | 458.0078 | 352.9029 | 458.0078 | 352.9029
7279 | 438.3366 | 345.6113 | 438.3366 | 345.6113
7280 | 428.648 | 334.4226 | 428.648 | 334.4226
7281 | 438.998 | 324.6478 | 438.998 | 324.6478
7282 | 433.4928 | 304.1685 | 433.4928 | 304.1685
7283 | 410.9833 | 291.0856 | 410.9833 | 291.0856
7284 | 383.869 | 289.7799 | 383.869 | 289.7799
7285 | 363.7092 | 291.6713 | 363.7092 | 291.6713
7286 | 351.2 | 296.047 | 351.2 | 296.047
7287 | 345.831 | 301.3872 | 345.831 | 301.3872
7288 | 339.6953 | 327.3851 | 339.6953 | 327.3851
7289 | 332.2635 | 396.0189 | 332.2635 | 396.0189
7290 | 339.0177 | 407.8241 | 339.0177 | 407.8241
7291 | 363.1854 | 411.9446 | 363.1854 | 411.9446
7292 | 396.7438 | 400.3673 | 396.7438 | 400.3673
7293 | 423.1067 | 386.2765 | 423.1067 | 386.2765
7294 | 439.5117 | 363.0943 | 439.5117 | 363.0943
7295 | 470.7818 | 344.2109 | 470.7818 | 344.2109
7296 | 472.2099 | 325.5585 | 472.2099 | 325.5585
7297 | 450.4926 | 307.7299 | 450.4926 | 307.7299
7298 | 443.074 | 306.4663 | 443.074 | 306.4663
7299 | 441.3079 | 296.0097 | 441.3079 | 296.0097
7300 | 439.4806 | 309.951 | 439.4806 | 309.951
7301 | 447.0113 | 322.6594 | 447.0113 | 322.6594
7302 | 441.1427 | 315.6402 | 441.1427 | 315.6402
7303 | 425.5241 | 309.141 | 425.5241 | 309.141
7304 | 419.2152 | 301.1223 | 419.2152 | 301.1223
7305 | 432.0347 | 293.82 | 432.0347 | 293.82
7306 | 427.0748 | 274.7038 | 427.0748 | 274.7038
7307 | 405.8875 | 263.5546 | 405.8875 | 263.5546
7308 | 380.7351 | 264.4362 | 380.7351 | 264.4362
7309 | 360.0516 | 268.0235 | 360.0516 | 268.0235
7310 | 351.2884 | 274.3645 | 351.2884 | 274.3645
7311 | 344.9855 | 283.2075 | 344.9855 | 283.2075
7312 | 337.1058 | 312.0742 | 337.1058 | 312.0742
7313 | 328.7217 | 383.3549 | 328.7217 | 383.3549
7314 | 331.6393 | 397.6486 | 331.6393 | 397.6486
7315 | 349.4524 | 403.2589 | 349.4524 | 403.2589
7316 | 377.2243 | 392.379 | 377.2243 | 392.379
7317 | 399.1867 | 376.4021 | 399.1867 | 376.4021
7318 | 419.0628 | 353.3309 | 419.0628 | 353.3309
7319 | 449.4877 | 333.9086 | 449.4877 | 333.9086
7320 | 452.5743 | 313.1639 | 452.5743 | 313.1639
7321 | 435.5048 | 292.7836 | 435.5048 | 292.7836
7322 | 427.7213 | 288.5085 | 427.7213 | 288.5085
7323 | 422.6575 | 275.199 | 422.6575 | 275.199
7324 | 425.7423 | 288.1576 | 425.7423 | 288.1576
7325 | 433.1272 | 301.3891 | 433.1272 | 301.3891
7326 | 429.1713 | 295.8597 | 429.1713 | 295.8597
7327 | 417.3128 | 289.0277 | 417.3128 | 289.0277
7328 | 413.751 | 280.692 | 413.751 | 280.692
7329 | 427.7968 | 276.0525 | 427.7968 | 276.0525
7330 | 422.1299 | 262.8799 | 422.1299 | 262.8799
7331 | 398.4833 | 257.817 | 398.4833 | 257.817
7332 | 376.7268 | 261.7893 | 376.7268 | 261.7893
7333 | 359.248 | 268.1027 | 359.248 | 268.1027
7334 | 348.5622 | 275.6325 | 348.5622 | 275.6325
7335 | 344.2725 | 284.5547 | 344.2725 | 284.5547
7336 | 337.7518 | 314.1188 | 337.7518 | 314.1188
7337 | 328.1098 | 386.0335 | 328.1098 | 386.0335
7338 | 331.3638 | 400.8661 | 331.3638 | 400.8661
7339 | 350.3442 | 406.2545 | 350.3442 | 406.2545
7340 | 380.397 | 394.1384 | 380.397 | 394.1384
7341 | 403.2115 | 377.6542 | 403.2115 | 377.6542
7342 | 422.8064 | 354.2185 | 422.8064 | 354.2185
7343 | 455.7165 | 333.7026 | 455.7165 | 333.7026
7344 | 453.8957 | 306.1584 | 453.8957 | 306.1584
7345 | 434.0326 | 294.8599 | 434.0326 | 294.8599
7346 | 430.1741 | 301.2041 | 430.1741 | 301.2041
7347 | 427.9927 | 296.1048 | 427.9927 | 296.1048
7348 | 434.0855 | 315.7203 | 434.0855 | 315.7203
7349 | 441.1368 | 333.5641 | 441.1368 | 333.5641
7350 | 430.1961 | 330.6816 | 430.1961 | 330.6816
7351 | 416.946 | 326.1795 | 416.946 | 326.1795
7352 | 412.0109 | 318.5729 | 412.0109 | 318.5729
7353 | 425.9612 | 310.5257 | 425.9612 | 310.5257
7354 | 423.6845 | 289.8562 | 423.6845 | 289.8562
7355 | 398.1697 | 278.2156 | 398.1697 | 278.2156
7356 | 374.5931 | 278.6375 | 374.5931 | 278.6375
7357 | 355.776 | 282.3675 | 355.776 | 282.3675
7358 | 345.8873 | 286.9175 | 345.8873 | 286.9175
7359 | 340.4963 | 293.3197 | 340.4963 | 293.3197
7360 | 333.7924 | 320.0783 | 333.7924 | 320.0783
7361 | 325.336 | 388.0623 | 325.336 | 388.0623
7362 | 333.1021 | 397.3633 | 333.1021 | 397.3633
7363 | 357.2447 | 397.7432 | 357.2447 | 397.7432
7364 | 396.2107 | 385.5478 | 396.2107 | 385.5478
7365 | 416.855 | 373.2163 | 416.855 | 373.2163
7366 | 441.4983 | 356.1521 | 441.4983 | 356.1521
7367 | 479.759 | 345.574 | 479.759 | 345.574
7368 | 475.5427 | 331.9617 | 475.5427 | 331.9617
7369 | 449.7358 | 315.6865 | 449.7358 | 315.6865
7370 | 444.5903 | 312.1563 | 444.5903 | 312.1563
7371 | 443.7841 | 294.7893 | 443.7841 | 294.7893
7372 | 449.634 | 304.4987 | 449.634 | 304.4987
7373 | 453.8395 | 316.161 | 453.8395 | 316.161
7374 | 448.8079 | 308.8723 | 448.8079 | 308.8723
7375 | 431.9791 | 300.5663 | 431.9791 | 300.5663
7376 | 425.5702 | 290.5822 | 425.5702 | 290.5822
7377 | 438.3054 | 281.9169 | 438.3054 | 281.9169
7378 | 433.8155 | 262.975 | 433.8155 | 262.975
7379 | 401.7757 | 253.1413 | 401.7757 | 253.1413
7380 | 379.2948 | 252.9609 | 379.2948 | 252.9609
7381 | 358.3637 | 255.8192 | 358.3637 | 255.8192
7382 | 348.0161 | 259.9095 | 348.0161 | 259.9095
7383 | 344.118 | 267.5163 | 344.118 | 267.5163
7384 | 337.4734 | 297.3973 | 337.4734 | 297.3973
7385 | 328.3922 | 369.8668 | 328.3922 | 369.8668
7386 | 339.1576 | 384.9529 | 339.1576 | 384.9529
7387 | 366.3482 | 391.2607 | 366.3482 | 391.2607
7388 | 412.3062 | 381.6805 | 412.3062 | 381.6805
7389 | 440.787 | 368.4138 | 440.787 | 368.4138
7390 | 454.4642 | 345.6121 | 454.4642 | 345.6121
7391 | 491.2568 | 324.161 | 491.2568 | 324.161
7392 | 484.0057 | 295.7451 | 484.0057 | 295.7451
7393 | 457.8065 | 265.5854 | 457.8065 | 265.5854
7394 | 452.2912 | 263.7036 | 452.2912 | 263.7036
7395 | 455.1924 | 259.0957 | 455.1924 | 259.0957
7396 | 457.2095 | 279.8048 | 457.2095 | 279.8048
7397 | 467.3325 | 295.5088 | 467.3325 | 295.5088
7398 | 459.4363 | 285.0185 | 459.4363 | 285.0185
7399 | 436.1981 | 273.6059 | 436.1981 | 273.6059
7400 | 431.3832 | 262.6391 | 431.3832 | 262.6391
7401 | 440.1737 | 255.6538 | 440.1737 | 255.6538
7402 | 432.8246 | 240.0404 | 432.8246 | 240.0404
7403 | 402.0213 | 228.4632 | 402.0213 | 228.4632
7404 | 379.6667 | 227.1893 | 379.6667 | 227.1893
7405 | 363.4787 | 233.9148 | 363.4787 | 233.9148
7406 | 353.3168 | 243.3941 | 353.3168 | 243.3941
7407 | 345.4748 | 255.4863 | 345.4748 | 255.4863
7408 | 338.2877 | 288.2996 | 338.2877 | 288.2996
7409 | 329.8632 | 362.9246 | 329.8632 | 362.9246
7410 | 342.0831 | 379.2312 | 342.0831 | 379.2312
7411 | 368.9012 | 386.268 | 368.9012 | 386.268
7412 | 414.2004 | 377.4803 | 414.2004 | 377.4803
7413 | 443.2593 | 358.7455 | 443.2593 | 358.7455
7414 | 464.4938 | 331.3156 | 464.4938 | 331.3156
7415 | 497.5969 | 307.2176 | 497.5969 | 307.2176
7416 | 493.5522 | 277.7239 | 493.5522 | 277.7239
7417 | 461.9847 | 250.3221 | 461.9847 | 250.3221
7418 | 458.9891 | 239.723 | 458.9891 | 239.723
7419 | 456.3848 | 222.7205 | 456.3848 | 222.7205
7420 | 456.4719 | 233.0797 | 456.4719 | 233.0797
7421 | 464.5452 | 242.7292 | 464.5452 | 242.7292
7422 | 459.5825 | 233.8079 | 459.5825 | 233.8079
7423 | 436.8291 | 225.1691 | 436.8291 | 225.1691
7424 | 428.2529 | 215.4544 | 428.2529 | 215.4544
7425 | 437.7562 | 207.3755 | 437.7562 | 207.3755
7426 | 433.3783 | 195.5344 | 433.3783 | 195.5344
7427 | 405.6987 | 190.2653 | 405.6987 | 190.2653
7428 | 376.9257 | 193.5719 | 376.9257 | 193.5719
7429 | 359.7647 | 200.773 | 359.7647 | 200.773
7430 | 352.332 | 207.8273 | 352.332 | 207.8273
7431 | 346.02 | 216.0997 | 346.02 | 216.0997
7432 | 338.8075 | 245.7906 | 338.8075 | 245.7906
7433 | 332.4593 | 318.8464 | 332.4593 | 318.8464
7434 | 343.932 | 337.6731 | 343.932 | 337.6731
7435 | 369.9669 | 347.8958 | 369.9669 | 347.8958
7436 | 413.2603 | 340.1383 | 413.2603 | 340.1383
7437 | 442.6345 | 332.4349 | 442.6345 | 332.4349
7438 | 464.1893 | 320.6487 | 464.1893 | 320.6487
7439 | 492.1202 | 315.4595 | 492.1202 | 315.4595
7440 | 483.5784 | 308.3298 | 483.5784 | 308.3298
7441 | 452.7506 | 298.1725 | 452.7506 | 298.1725
7442 | 450.6471 | 302.7257 | 450.6471 | 302.7257
7443 | 455.0476 | 298.7042 | 455.0476 | 298.7042
7444 | 456.0137 | 319.3341 | 456.0137 | 319.3341
7445 | 457.1385 | 337.4948 | 457.1385 | 337.4948
7446 | 458.5603 | 334.4697 | 458.5603 | 334.4697
7447 | 434.6805 | 327.0988 | 434.6805 | 327.0988
7448 | 426.1908 | 315.0701 | 426.1908 | 315.0701
7449 | 434.6579 | 302.5691 | 434.6579 | 302.5691
7450 | 430.2036 | 277.2398 | 430.2036 | 277.2398
7451 | 406.3882 | 257.9279 | 406.3882 | 257.9279
7452 | 380.7874 | 253.1194 | 380.7874 | 253.1194
7453 | 362.9935 | 252.5858 | 362.9935 | 252.5858
7454 | 353.266 | 253.3794 | 353.266 | 253.3794
7455 | 346.9271 | 254.567 | 346.9271 | 254.567
7456 | 337.2717 | 277.6169 | 337.2717 | 277.6169
7457 | 331.5177 | 344.7925 | 331.5177 | 344.7925
7458 | 337.007 | 356.2173 | 337.007 | 356.2173
7459 | 359.5553 | 360.9718 | 359.5553 | 360.9718
7460 | 394.6396 | 352.723 | 394.6396 | 352.723
7461 | 422.957 | 344.4014 | 422.957 | 344.4014
7462 | 445.5246 | 327.2264 | 445.5246 | 327.2264
7463 | 477.1428 | 312.5273 | 477.1428 | 312.5273
7464 | 472.8475 | 292.9714 | 472.8475 | 292.9714
7465 | 447.5803 | 270.2294 | 447.5803 | 270.2294
7466 | 444.0017 | 265.2094 | 444.0017 | 265.2094
7467 | 445.069 | 255.0064 | 445.069 | 255.0064
7468 | 446.5269 | 271.1984 | 446.5269 | 271.1984
7469 | 451.0874 | 285.7137 | 451.0874 | 285.7137
7470 | 444.1907 | 280.5013 | 444.1907 | 280.5013
7471 | 426.6694 | 275.9675 | 426.6694 | 275.9675
7472 | 416.105 | 270.8176 | 416.105 | 270.8176
7473 | 425.0817 | 265.9086 | 425.0817 | 265.9086
7474 | 429.8494 | 248.1872 | 429.8494 | 248.1872
7475 | 409.345 | 238.9241 | 409.345 | 238.9241
7476 | 385.0663 | 240.82 | 385.0663 | 240.82
7477 | 364.4519 | 246.1825 | 364.4519 | 246.1825
7478 | 353.9139 | 253.7123 | 353.9139 | 253.7123
7479 | 346.3352 | 263.2368 | 346.3352 | 263.2368
7480 | 335.49 | 293.9262 | 335.49 | 293.9262
7481 | 327.6005 | 367.9648 | 327.6005 | 367.9648
7482 | 333.215 | 385.1114 | 333.215 | 385.1114
7483 | 351.2965 | 393.654 | 351.2965 | 393.654
7484 | 379.8129 | 385.6112 | 379.8129 | 385.6112
7485 | 404.2648 | 367.9859 | 404.2648 | 367.9859
7486 | 424.4888 | 341.3326 | 424.4888 | 341.3326
7487 | 454.7705 | 318.7404 | 454.7705 | 318.7404
7488 | 454.5241 | 296.0938 | 454.5241 | 296.0938
7489 | 438.3394 | 269.7856 | 438.3394 | 269.7856
7490 | 434.4166 | 262.9429 | 434.4166 | 262.9429
7491 | 434.986 | 249.1737 | 434.986 | 249.1737
7492 | 438.5439 | 262.2591 | 438.5439 | 262.2591
7493 | 443.1176 | 273.446 | 443.1176 | 273.446
7494 | 438.2034 | 265.4757 | 438.2034 | 265.4757
7495 | 423.9074 | 256.7259 | 423.9074 | 256.7259
7496 | 417.8622 | 246.1078 | 417.8622 | 246.1078
7497 | 424.9108 | 237.7119 | 424.9108 | 237.7119
7498 | 428.1327 | 220.7355 | 428.1327 | 220.7355
7499 | 408.6013 | 210.5689 | 408.6013 | 210.5689
7500 | 383.3114 | 209.2632 | 383.3114 | 209.2632
7501 | 365.4815 | 210.1244 | 365.4815 | 210.1244
7502 | 356.1299 | 212.9784 | 356.1299 | 212.9784
7503 | 352.1417 | 223.9929 | 352.1417 | 223.9929
7504 | 336.9048 | 257.4718 | 336.9048 | 257.4718
7505 | 330.3894 | 333.4124 | 330.3894 | 333.4124
7506 | 336.6744 | 353.824 | 336.6744 | 353.824
7507 | 353.5875 | 363.3651 | 353.5875 | 363.3651
7508 | 382.9345 | 355.354 | 382.9345 | 355.354
7509 | 405.6529 | 346.6521 | 405.6529 | 346.6521
7510 | 426.2852 | 331.7752 | 426.2852 | 331.7752
7511 | 458.8737 | 325.001 | 458.8737 | 325.001
7512 | 458.5446 | 318.2676 | 458.5446 | 318.2676
7513 | 439.0946 | 308.4907 | 439.0946 | 308.4907
7514 | 434.4592 | 314.6447 | 434.4592 | 314.6447
7515 | 429.4587 | 310.6866 | 429.4587 | 310.6866
7516 | 430.9469 | 329.1134 | 430.9469 | 329.1134
7517 | 437.4568 | 345.594 | 437.4568 | 345.594
7518 | 428.716 | 342.2361 | 428.716 | 342.2361
7519 | 409.899 | 336.7354 | 409.899 | 336.7354
7520 | 406.4385 | 327.6231 | 406.4385 | 327.6231
7521 | 415.3691 | 319.7344 | 415.3691 | 319.7344
7522 | 420.331 | 299.0808 | 420.331 | 299.0808
7523 | 402.7124 | 283.0498 | 402.7124 | 283.0498
7524 | 377.5653 | 278.6217 | 377.5653 | 278.6217
7525 | 359.8577 | 277.2322 | 359.8577 | 277.2322
7526 | 349.6121 | 277.5345 | 349.6121 | 277.5345
7527 | 341.2733 | 280.7667 | 341.2733 | 280.7667
7528 | 330.0265 | 305.7502 | 330.0265 | 305.7502
7529 | 323.4587 | 374.067 | 323.4587 | 374.067
7530 | 332.6274 | 386.3477 | 332.6274 | 386.3477
7531 | 356.969 | 390.9754 | 356.969 | 390.9754
7532 | 389.2927 | 379.4139 | 389.2927 | 379.4139
7533 | 414.4157 | 366.5277 | 414.4157 | 366.5277
7534 | 434.9731 | 343.0761 | 434.9731 | 343.0761
7535 | 466.6959 | 325.3022 | 466.6959 | 325.3022
7536 | 460.3238 | 307.7592 | 460.3238 | 307.7592
7537 | 435.8245 | 289.3284 | 435.8245 | 289.3284
7538 | 438.2311 | 286.9711 | 438.2311 | 286.9711
7539 | 439.1049 | 274.2005 | 439.1049 | 274.2005
7540 | 436.4241 | 280.3278 | 436.4241 | 280.3278
7541 | 442.8062 | 297.8704 | 442.8062 | 297.8704
7542 | 437.518 | 293.403 | 437.518 | 293.403
7543 | 417.4667 | 286.6661 | 417.4667 | 286.6661
7544 | 411.2102 | 275.6201 | 411.2102 | 275.6201
7545 | 416.7647 | 263.4995 | 416.7647 | 263.4995
7546 | 421.7615 | 237.9958 | 421.7615 | 237.9958
7547 | 400.5544 | 226.5613 | 400.5544 | 226.5613
7548 | 373.3992 | 230.0739 | 373.3992 | 230.0739
7549 | 354.9488 | 237.275 | 354.9488 | 237.275
7550 | 344.3585 | 246.1361 | 344.3585 | 246.1361
7551 | 340.1121 | 256.469 | 340.1121 | 256.469
7552 | 325.7207 | 287.5546 | 325.7207 | 287.5546
7553 | 323.0946 | 360.769 | 323.0946 | 360.769
7554 | 331.9825 | 377.0281 | 331.9825 | 377.0281
7555 | 361.9388 | 384.9842 | 361.9388 | 384.9842
7556 | 404.4229 | 375.6893 | 404.4229 | 375.6893
7557 | 435.2421 | 355.7974 | 435.2421 | 355.7974
7558 | 458.3249 | 330.3329 | 458.3249 | 330.3329
7559 | 491.1776 | 311.0216 | 491.1776 | 311.0216
7560 | 482.7768 | 296.8546 | 482.7768 | 296.8546
7561 | 453.8843 | 279.454 | 453.8843 | 279.454
7562 | 449.2496 | 279.0303 | 449.2496 | 279.0303
7563 | 453.3574 | 272.7582 | 453.3574 | 272.7582
7564 | 454.4378 | 289.8694 | 454.4378 | 289.8694
7565 | 462.0012 | 304.5749 | 462.0012 | 304.5749
7566 | 452.9747 | 299.2832 | 452.9747 | 299.2832
7567 | 428.8765 | 292.5939 | 428.8765 | 292.5939
7568 | 419.806 | 282.6415 | 419.806 | 282.6415
7569 | 427.7581 | 273.1044 | 427.7581 | 273.1044
7570 | 427.3528 | 250.0575 | 427.3528 | 250.0575
7571 | 404.1366 | 233.3291 | 404.1366 | 233.3291
7572 | 374.9382 | 227.1417 | 374.9382 | 227.1417
7573 | 356.6235 | 227.4006 | 356.6235 | 227.4006
7574 | 348.827 | 232.1883 | 348.827 | 232.1883
7575 | 340.3148 | 242.4737 | 340.3148 | 242.4737
7576 | 329.0712 | 275.1284 | 329.0712 | 275.1284
7577 | 322.7746 | 349.7059 | 322.7746 | 349.7059
7578 | 335.6929 | 367.645 | 335.6929 | 367.645
7579 | 362.8991 | 377.5982 | 362.8991 | 377.5982
7580 | 404.6732 | 369.7297 | 404.6732 | 369.7297
7581 | 433.8569 | 349.5526 | 433.8569 | 349.5526
7582 | 455.1317 | 324.4526 | 455.1317 | 324.4526
7583 | 485.1703 | 301.163 | 485.1703 | 301.163
7584 | 481.774 | 283.7944 | 481.774 | 283.7944
7585 | 448.9659 | 269.8807 | 448.9659 | 269.8807
7586 | 447.6105 | 273.1501 | 447.6105 | 273.1501
7587 | 449.9857 | 267.2107 | 449.9857 | 267.2107
7588 | 451.7672 | 286.3666 | 451.7672 | 286.3666
7589 | 460.7304 | 305.5417 | 460.7304 | 305.5417
7590 | 456.5339 | 305.0684 | 456.5339 | 305.0684
7591 | 432.9847 | 300.7724 | 432.9847 | 300.7724
7592 | 422.0032 | 289.6788 | 422.0032 | 289.6788
7593 | 429.5524 | 279.9198 | 429.5524 | 279.9198
7594 | 430.1433 | 260.7561 | 430.1433 | 260.7561
7595 | 405.6879 | 246.7539 | 405.6879 | 246.7539
7596 | 382.2776 | 245.0044 | 382.2776 | 245.0044
7597 | 359.7966 | 251.0326 | 359.7966 | 251.0326
7598 | 352.6985 | 255.0595 | 352.6985 | 255.0595
7599 | 345.2381 | 258.9257 | 345.2381 | 258.9257
7600 | 333.4948 | 284.4798 | 333.4948 | 284.4798
7601 | 327.2573 | 356.2043 | 327.2573 | 356.2043
7602 | 338.3885 | 369.7372 | 338.3885 | 369.7372
7603 | 365.1888 | 378.2005 | 365.1888 | 378.2005
7604 | 403.6305 | 376.4976 | 403.6305 | 376.4976
7605 | 437.2562 | 369.872 | 437.2562 | 369.872
7606 | 458.097 | 355.5816 | 458.097 | 355.5816
7607 | 489.0247 | 347.8247 | 489.0247 | 347.8247
7608 | 481.7129 | 338.9198 | 481.7129 | 338.9198
7609 | 453.0031 | 328.3029 | 453.0031 | 328.3029
7610 | 444.5896 | 330.6688 | 444.5896 | 330.6688
7611 | 448.4861 | 321.195 | 448.4861 | 321.195
7612 | 448.6662 | 333.1551 | 448.6662 | 333.1551
7613 | 451.077 | 340.0625 | 451.077 | 340.0625
7614 | 445.6734 | 327.369 | 445.6734 | 327.369
7615 | 425.5211 | 319.2849 | 425.5211 | 319.2849
7616 | 412.699 | 315.5773 | 412.699 | 315.5773
7617 | 416.7574 | 314.3296 | 416.7574 | 314.3296
7618 | 422.035 | 294.1198 | 422.035 | 294.1198
7619 | 402.2463 | 272.161 | 402.2463 | 272.161
7620 | 379.4142 | 262.0587 | 379.4142 | 262.0587
7621 | 360.4693 | 258.8148 | 360.4693 | 258.8148
7622 | 347.1371 | 257.8966 | 347.1371 | 257.8966
7623 | 343.7869 | 259.3853 | 343.7869 | 259.3853
7624 | 329.4461 | 283.7824 | 329.4461 | 283.7824
7625 | 325.2714 | 351.9566 | 325.2714 | 351.9566
7626 | 334.7287 | 362.3353 | 334.7287 | 362.3353
7627 | 356.4138 | 365.3622 | 356.4138 | 365.3622
7628 | 389.2071 | 353.1668 | 389.2071 | 353.1668
7629 | 416.2225 | 342.3727 | 416.2225 | 342.3727
7630 | 437.2723 | 326.8777 | 437.2723 | 326.8777
7631 | 464.8247 | 318.6928 | 464.8247 | 318.6928
7632 | 464.6929 | 310.4219 | 464.6929 | 310.4219
7633 | 441.6891 | 301.5961 | 441.6891 | 301.5961
7634 | 433.2799 | 307.4648 | 433.2799 | 307.4648
7635 | 432.4763 | 303.6335 | 432.4763 | 303.6335
7636 | 433.8179 | 323.8512 | 433.8179 | 323.8512
7637 | 435.6999 | 341.2987 | 435.6999 | 341.2987
7638 | 428.7972 | 337.4177 | 428.7972 | 337.4177
7639 | 412.5916 | 329.9676 | 412.5916 | 329.9676
7640 | 402.6105 | 318.4778 | 402.6105 | 318.4778
7641 | 410.6437 | 306.0243 | 410.6437 | 306.0243
7642 | 414.5978 | 279.221 | 414.5978 | 279.221
7643 | 394.8734 | 257.5634 | 394.8734 | 257.5634
7644 | 372.7959 | 249.791 | 372.7959 | 249.791
7645 | 352.061 | 246.7531 | 352.061 | 246.7531
7646 | 340.7737 | 246.1044 | 340.7737 | 246.1044
7647 | 334.3947 | 248.3064 | 334.3947 | 248.3064
7648 | 321.2815 | 272.7193 | 321.2815 | 272.7193
7649 | 315.9979 | 341.4006 | 315.9979 | 341.4006
7650 | 321.8437 | 353.824 | 321.8437 | 353.824
7651 | 339.9182 | 357.9287 | 339.9182 | 357.9287
7652 | 365.5229 | 347.4609 | 365.5229 | 347.4609
7653 | 390.1731 | 338.5053 | 390.1731 | 338.5053
7654 | 411.5732 | 323.8028 | 411.5732 | 323.8028
7655 | 440.58 | 315.3803 | 440.58 | 315.3803
7656 | 441.9388 | 305.9682 | 441.9388 | 305.9682
7657 | 423.0668 | 294.8916 | 423.0668 | 294.8916
7658 | 420.9952 | 297.9232 | 420.9952 | 297.9232
7659 | 418.9608 | 291.4609 | 418.9608 | 291.4609
7660 | 422.966 | 308.9683 | 422.966 | 308.9683
7661 | 423.1673 | 324.3237 | 423.1673 | 324.3237
7662 | 415.2663 | 319.3015 | 415.2663 | 319.3015
7663 | 405.2761 | 312.8023 | 405.2761 | 312.8023
7664 | 398.5752 | 303.2937 | 398.5752 | 303.2937
7665 | 401.4384 | 294.8503 | 401.4384 | 294.8503
7666 | 407.2295 | 273.3725 | 407.2295 | 273.3725
7667 | 391.9571 | 258.1974 | 391.9571 | 258.1974
7668 | 372.3387 | 255.1799 | 372.3387 | 255.1799
7669 | 354.781 | 255.6924 | 354.781 | 255.6924
7670 | 342.2025 | 259.0537 | 342.2025 | 259.0537
7671 | 336.2 | 262.9515 | 336.2 | 262.9515
7672 | 322.817 | 287.4754 | 322.817 | 287.4754
7673 | 315.6019 | 355.0156 | 315.6019 | 355.0156
7674 | 321.0162 | 366.5038 | 321.0162 | 366.5038
7675 | 333.0778 | 369.9586 | 333.0778 | 369.9586
7676 | 355.5076 | 358.2228 | 355.5076 | 358.2228
7677 | 379.2791 | 349.2039 | 379.2791 | 349.2039
7678 | 404.8301 | 335.4841 | 404.8301 | 335.4841
7679 | 433.5692 | 326.5702 | 433.5692 | 326.5702
7680 | 436.082 | 314.4319 | 436.082 | 314.4319
7681 | 422.8857 | 301.4059 | 422.8857 | 301.4059
7682 | 418.4882 | 302.694 | 418.4882 | 302.694
7683 | 414.1907 | 291.3975 | 414.1907 | 291.3975
7684 | 416.3474 | 303.31 | 416.3474 | 303.31
7685 | 424.2063 | 311.7707 | 424.2063 | 311.7707
7686 | 415.0936 | 299.5368 | 415.0936 | 299.5368
7687 | 402.6522 | 285.3823 | 402.6522 | 285.3823
7688 | 396.0412 | 269.2009 | 396.0412 | 269.2009
7689 | 403.3736 | 254.9881 | 403.3736 | 254.9881
7690 | 408.8192 | 230.0551 | 408.8192 | 230.0551
7691 | 392.2873 | 212.4074 | 392.2873 | 212.4074
7692 | 367.9956 | 207.9318 | 367.9956 | 207.9318
7693 | 349.9475 | 206.9386 | 349.9475 | 206.9386
7694 | 339.8785 | 209.7768 | 339.8785 | 209.7768
7695 | 331.2646 | 220.5852 | 331.2646 | 220.5852
7696 | 318.5906 | 255.2687 | 318.5906 | 255.2687
7697 | 315.6435 | 330.7655 | 315.6435 | 330.7655
7698 | 321.7952 | 347.0562 | 321.7952 | 347.0562
7699 | 339.1536 | 355.5037 | 339.1536 | 355.5037
7700 | 369.5464 | 348.0631 | 369.5464 | 348.0631
7701 | 390.0466 | 334.638 | 390.0466 | 334.638
7702 | 414.8914 | 310.8219 | 414.8914 | 310.8219
7703 | 446.5228 | 291.3362 | 446.5228 | 291.3362
7704 | 446.3382 | 270.4489 | 446.3382 | 270.4489
7705 | 425.6191 | 248.4043 | 425.6191 | 248.4043
7706 | 418.4851 | 240.1351 | 418.4851 | 240.1351
7707 | 426.3888 | 224.2579 | 426.3888 | 224.2579
7708 | 427.4928 | 237.692 | 427.4928 | 237.692
7709 | 432.2914 | 252.8254 | 432.2914 | 252.8254
7710 | 423.6401 | 251.6389 | 423.6401 | 251.6389
7711 | 408.9783 | 249.5618 | 408.9783 | 249.5618
7712 | 402.2416 | 245.6482 | 402.2416 | 245.6482
7713 | 404.7823 | 244.036 | 404.7823 | 244.036
7714 | 413.3283 | 230.5306 | 413.3283 | 230.5306
7715 | 394.4616 | 224.0095 | 394.4616 | 224.0095
7716 | 369.9611 | 229.0912 | 369.9611 | 229.0912
7717 | 349.8374 | 237.4652 | 349.8374 | 237.4652
7718 | 340.3613 | 247.7052 | 340.3613 | 247.7052
7719 | 330.0164 | 257.0871 | 330.0164 | 257.0871
7720 | 317.9888 | 286.0806 | 317.9888 | 286.0806
7721 | 315.0361 | 357.8844 | 315.0361 | 357.8844
7722 | 321.4465 | 372.9388 | 321.4465 | 372.9388
7723 | 346.8822 | 379.9598 | 346.8822 | 379.9598
7724 | 386.1412 | 370.7124 | 386.1412 | 370.7124
7725 | 411.4419 | 352.3739 | 411.4419 | 352.3739
7726 | 436.0651 | 324.4526 | 436.0651 | 324.4526
7727 | 471.537 | 298.4686 | 471.537 | 298.4686
7728 | 467.7217 | 274.3479 | 467.7217 | 274.3479
7729 | 441.5536 | 253.08 | 441.5536 | 253.08
7730 | 436.1541 | 249.9302 | 436.1541 | 249.9302
7731 | 439.0908 | 243.0716 | 439.0908 | 243.0716
7732 | 442.9679 | 262.6712 | 442.9679 | 262.6712
7733 | 446.5905 | 281.1648 | 446.5905 | 281.1648
7734 | 441.9175 | 276.1585 | 441.9175 | 276.1585
7735 | 419.766 | 266.838 | 419.766 | 266.838
7736 | 413.1573 | 256.6321 | 413.1573 | 256.6321
7737 | 415.3502 | 247.5546 | 415.3502 | 247.5546
7738 | 417.1472 | 226.061 | 417.1472 | 226.061
7739 | 394.4223 | 216.2748 | 394.4223 | 216.2748
7740 | 369.2705 | 212.766 | 369.2705 | 212.766
7741 | 348.4407 | 214.7683 | 348.4407 | 214.7683
7742 | 339.3906 | 219.0806 | 339.3906 | 219.0806
7743 | 331.1923 | 226.8141 | 331.1923 | 226.8141
7744 | 319.8863 | 256.9171 | 319.8863 | 256.9171
7745 | 314.9854 | 329.4341 | 314.9854 | 329.4341
7746 | 325.4004 | 344.9482 | 325.4004 | 344.9482
7747 | 351.8852 | 351.5729 | 351.8852 | 351.5729
7748 | 398.8584 | 339.8688 | 398.8584 | 339.8688
7749 | 429.1588 | 328.8687 | 429.1588 | 328.8687
7750 | 452.4669 | 308.4444 | 452.4669 | 308.4444
7751 | 489.0114 | 289.6403 | 489.0114 | 289.6403
7752 | 483.4379 | 272.4142 | 483.4379 | 272.4142
7753 | 453.7412 | 256.5035 | 453.7412 | 256.5035
7754 | 443.5577 | 258.2989 | 443.5577 | 258.2989
7755 | 445.0344 | 249.1103 | 445.0344 | 249.1103
7756 | 448.7347 | 263.0675 | 448.7347 | 263.0675
7757 | 450.2477 | 274.6347 | 450.2477 | 274.6347
7758 | 442.7438 | 267.4728 | 442.7438 | 267.4728
7759 | 420.0378 | 256.7101 | 420.0378 | 256.7101
7760 | 405.6936 | 245.6482 | 405.6936 | 245.6482
7761 | 411.6176 | 242.8472 | 411.6176 | 242.8472
7762 | 415.5959 | 227.1229 | 415.5959 | 227.1229
7763 | 393.6579 | 210.1092 | 393.6579 | 210.1092
7764 | 367.3194 | 204.9521 | 367.3194 | 204.9521
7765 | 347.6753 | 211.5191 | 347.6753 | 211.5191
7766 | 338.0481 | 226.1971 | 338.0481 | 226.1971
7767 | 329.9382 | 244.9621 | 329.9382 | 244.9621
7768 | 318.6547 | 274.4628 | 318.6547 | 274.4628
7769 | 314.4832 | 341.3689 | 314.4832 | 341.3689
7770 | 322.9871 | 353.1425 | 322.9871 | 353.1425
7771 | 349.2704 | 359.4027 | 349.2704 | 359.4027
7772 | 392.6373 | 349.3945 | 392.6373 | 349.3945
7773 | 428.2928 | 340.1061 | 428.2928 | 340.1061
7774 | 452.0413 | 325.5146 | 452.0413 | 325.5146
7775 | 484.2933 | 315.095 | 484.2933 | 315.095
7776 | 481.0647 | 302.1167 | 481.0647 | 302.1167
7777 | 451.8827 | 283.0677 | 451.8827 | 283.0677
7778 | 448.0962 | 272.2784 | 448.0962 | 272.2784
7779 | 446.1258 | 251.3134 | 446.1258 | 251.3134
7780 | 442.0613 | 258.9148 | 442.0613 | 258.9148
7781 | 447.2072 | 271.9878 | 447.2072 | 271.9878
7782 | 443.3171 | 268.0751 | 443.3171 | 268.0751
7783 | 418.4865 | 260.9578 | 418.4865 | 260.9578
7784 | 403.634 | 249.674 | 403.634 | 249.674
7785 | 403.4292 | 241.4208 | 403.4292 | 241.4208
7786 | 407.0823 | 221.8132 | 407.0823 | 221.8132
7787 | 391.5704 | 209.1266 | 391.5704 | 209.1266
7788 | 367.4731 | 207.9635 | 367.4731 | 207.9635
7789 | 347.0061 | 210.6791 | 347.0061 | 210.6791
7790 | 337.0001 | 215.5302 | 337.0001 | 215.5302
7791 | 328.2606 | 222.186 | 328.2606 | 222.186
7792 | 314.7963 | 250.5613 | 314.7963 | 250.5613
7793 | 310.9009 | 323.1259 | 310.9009 | 323.1259
7794 | 318.7495 | 339.6385 | 318.7495 | 339.6385
7795 | 339.6727 | 348.1335 | 339.6727 | 348.1335
7796 | 377.1913 | 339.2824 | 377.1913 | 339.2824
7797 | 405.3079 | 325.2391 | 405.3079 | 325.2391
7798 | 430.4996 | 304.8782 | 430.4996 | 304.8782
7799 | 461.9169 | 288.1504 | 461.9169 | 288.1504
7800 | 460.1653 | 266.9936 | 460.1653 | 266.9936
7801 | 440.977 | 245.377 | 440.977 | 245.377
7802 | 435.7473 | 239.8022 | 435.7473 | 239.8022
7803 | 435.1243 | 226.8414 | 435.1243 | 226.8414
7804 | 436.3501 | 242.4786 | 436.3501 | 242.4786
7805 | 438.6954 | 258.468 | 438.6954 | 258.468
7806 | 430.9693 | 256.0451 | 430.9693 | 256.0451
7807 | 413.0355 | 252.177 | 413.0355 | 252.177
7808 | 401.1514 | 246.6943 | 401.1514 | 246.6943
7809 | 401.5887 | 241.7219 | 401.5887 | 241.7219
7810 | 406.3924 | 222.4155 | 406.3924 | 222.4155
7811 | 391.1386 | 210.4104 | 391.1386 | 210.4104
7812 | 369.6308 | 209.3741 | 369.6308 | 209.3741
7813 | 351.1904 | 212.0105 | 351.1904 | 212.0105
7814 | 339.3185 | 217.0201 | 339.3185 | 217.0201
7815 | 329.5422 | 224.7061 | 329.5422 | 224.7061
7816 | 316.9084 | 254.286 | 316.9084 | 254.286
7817 | 312.4542 | 327.8174 | 312.4542 | 327.8174
7818 | 317.2664 | 344.2508 | 317.2664 | 344.2508
7819 | 333.5756 | 352.1752 | 333.5756 | 352.1752
7820 | 361.6553 | 341.9768 | 361.6553 | 341.9768
7821 | 390.0644 | 324.193 | 390.0644 | 324.193
7822 | 414.7715 | 301.8985 | 414.7715 | 301.8985
7823 | 445.2147 | 282.3335 | 445.2147 | 282.3335
7824 | 448.0914 | 259.2907 | 448.0914 | 259.2907
7825 | 428.22 | 233.3471 | 428.22 | 233.3471
7826 | 426.486 | 229.7693 | 426.486 | 229.7693
7827 | 425.6134 | 220.3272 | 425.6134 | 220.3272
7828 | 428.879 | 235.9485 | 428.879 | 235.9485
7829 | 429.5807 | 247.8803 | 429.5807 | 247.8803
7830 | 421.5892 | 239.7991 | 421.5892 | 239.7991
7831 | 403.5859 | 231.0018 | 403.5859 | 231.0018
7832 | 396.8063 | 218.8304 | 396.8063 | 218.8304
7833 | 399.1819 | 205.2199 | 399.1819 | 205.2199
7834 | 404.3681 | 173.8519 | 404.3681 | 173.8519
7835 | 389.0274 | 160.8641 | 389.0274 | 160.8641
7836 | 366.5313 | 165.7556 | 366.5313 | 165.7556
7837 | 347.6449 | 175.8889 | 347.6449 | 175.8889
7838 | 336.3945 | 188.2211 | 336.3945 | 188.2211
7839 | 326.7534 | 200.5986 | 326.7534 | 200.5986
7840 | 316.5371 | 232.4768 | 316.5371 | 232.4768
7841 | 311.8355 | 307.3712 | 311.8355 | 307.3712
7842 | 317.4558 | 325.7541 | 317.4558 | 325.7541
7843 | 334.8109 | 336.1987 | 334.8109 | 336.1987
7844 | 364.593 | 327.934 | 364.593 | 327.934
7845 | 389.3948 | 310.9902 | 389.3948 | 310.9902
7846 | 412.1831 | 285.8585 | 412.1831 | 285.8585
7847 | 444.2227 | 257.7823 | 444.2227 | 257.7823
7848 | 444.37 | 217.5107 | 444.37 | 217.5107
7849 | 426.6852 | 187.7315 | 426.6852 | 187.7315
7850 | 420.6602 | 178.749 | 420.6602 | 178.749
7851 | 421.6861 | 170.1469 | 421.6861 | 170.1469
7852 | 427.7511 | 190.9987 | 427.7511 | 190.9987
7853 | 431.4782 | 205.926 | 431.4782 | 205.926
7854 | 422.9429 | 196.0063 | 422.9429 | 196.0063
7855 | 411.7661 | 185.2594 | 411.7661 | 185.2594
7856 | 400.157 | 178.0649 | 400.157 | 178.0649
7857 | 400.9813 | 173.3302 | 400.9813 | 173.3302
7858 | 407.7557 | 160.76 | 407.7557 | 160.76
7859 | 390.0464 | 154.9046 | 390.0464 | 154.9046
7860 | 367.0421 | 157.7832 | 367.0421 | 157.7832
7861 | 346.9632 | 164.6356 | 346.9632 | 164.6356
7862 | 336.6702 | 174.6854 | 336.6702 | 174.6854
7863 | 327.2656 | 189.3136 | 327.2656 | 189.3136
7864 | 316.5902 | 227.0879 | 316.5902 | 227.0879
7865 | 316.3683 | 305.3108 | 316.3683 | 305.3108
7866 | 322.5255 | 325.453 | 322.5255 | 325.453
7867 | 344.4243 | 336.1036 | 344.4243 | 336.1036
7868 | 382.1845 | 326.2539 | 382.1845 | 326.2539
7869 | 407.3695 | 308.4859 | 407.3695 | 308.4859
7870 | 432.017 | 284.6539 | 432.017 | 284.6539
7871 | 466.6976 | 267.2129 | 466.6976 | 267.2129
7872 | 461.5585 | 246.9912 | 461.5585 | 246.9912
7873 | 436.3359 | 228.3385 | 436.3359 | 228.3385
7874 | 428.4094 | 224.5865 | 428.4094 | 224.5865
7875 | 432.8483 | 211.911 | 432.8483 | 211.911
7876 | 435.1933 | 224.6952 | 435.1933 | 224.6952
7877 | 443.5802 | 241.0332 | 443.5802 | 241.0332
7878 | 432.9348 | 238.2459 | 432.9348 | 238.2459
7879 | 414.2505 | 233.2841 | 414.2505 | 233.2841
7880 | 401.7227 | 224.8533 | 401.7227 | 224.8533
7881 | 405.8577 | 218.0265 | 405.8577 | 218.0265
7882 | 412.4786 | 198.102 | 412.4786 | 198.102
7883 | 395.6481 | 182.7367 | 395.6481 | 182.7367
7884 | 367.1282 | 177.2784 | 367.1282 | 177.2784
7885 | 347.2416 | 174.2722 | 347.2416 | 174.2722
7886 | 336.156 | 171.8325 | 336.156 | 171.8325
7887 | 326.4303 | 170.5158 | 326.4303 | 170.5158
7888 | 314.6451 | 191.3308 | 314.6451 | 191.3308
7889 | 314.3368 | 258.3321 | 314.3368 | 258.3321
7890 | 321.7958 | 272.4039 | 321.7958 | 272.4039
7891 | 349.416 | 280.7245 | 349.416 | 280.7245
7892 | 392.4501 | 273.918 | 392.4501 | 273.918
7893 | 422.2087 | 268.7664 | 422.2087 | 268.7664
7894 | 446.343 | 259.5162 | 446.343 | 259.5162
7895 | 481.9805 | 254.755 | 481.9805 | 254.755
7896 | 473.8909 | 246.6267 | 473.8909 | 246.6267
7897 | 444.2166 | 236.4695 | 444.2166 | 236.4695
7898 | 437.984 | 237.6467 | 437.984 | 237.6467
7899 | 442.1149 | 227.8875 | 442.1149 | 227.8875
7900 | 443.3301 | 241.813 | 443.3301 | 241.813
7901 | 449.7023 | 254.9018 | 449.7023 | 254.9018
7902 | 438.9658 | 249.3724 | 438.9658 | 249.3724
7903 | 416.0719 | 243.4597 | 416.0719 | 243.4597
7904 | 403.552 | 236.3919 | 403.552 | 236.3919
7905 | 406.0256 | 232.6083 | 406.0256 | 232.6083
7906 | 410.0271 | 218.6433 | 410.0271 | 218.6433
7907 | 393.2088 | 209.2058 | 393.2088 | 209.2058
7908 | 365.1699 | 208.8035 | 365.1699 | 208.8035
7909 | 344.7014 | 209.3319 | 344.7014 | 209.3319
7910 | 335.0465 | 211.7739 | 335.0465 | 211.7739
7911 | 324.2992 | 217.7956 | 324.2992 | 217.7956
7912 | 314.4565 | 245.2517 | 314.4565 | 245.2517
7913 | 311.4268 | 315.6765 | 311.4268 | 315.6765
7914 | 320.3803 | 330.0653 | 320.3803 | 330.0653
7915 | 348.0315 | 336.8643 | 348.0315 | 336.8643
7916 | 393.3892 | 327.7755 | 393.3892 | 327.7755
7917 | 425.4033 | 319.3747 | 425.4033 | 319.3747
7918 | 450.225 | 305.3062 | 450.225 | 305.3062
7919 | 486.5363 | 296.6142 | 486.5363 | 296.6142
7920 | 476.2111 | 283.2872 | 476.2111 | 283.2872
7921 | 446.9121 | 266.4413 | 446.9121 | 266.4413
7922 | 446.8624 | 265.4471 | 446.8624 | 265.4471
7923 | 448.2376 | 252.7558 | 448.2376 | 252.7558
7924 | 449.071 | 262.9407 | 449.071 | 262.9407
7925 | 454.8955 | 269.5945 | 454.8955 | 269.5945
7926 | 446.4827 | 262.9556 | 446.4827 | 262.9556
7927 | 424.0719 | 254.6654 | 424.0719 | 254.6654
7928 | 410.943 | 240.6397 | 410.943 | 240.6397
7929 | 412.0489 | 227.5364 | 412.0489 | 227.5364
7930 | 417.8834 | 204.2834 | 417.8834 | 204.2834
7931 | 395.9892 | 193.2927 | 395.9892 | 193.2927
7932 | 370.8178 | 198.7073 | 370.8178 | 198.7073
7933 | 350.292 | 209.2051 | 350.292 | 209.2051
7934 | 337.6659 | 221.3947 | 337.6659 | 221.3947
7935 | 328.9035 | 232.8212 | 328.9035 | 232.8212
7936 | 316.5493 | 263.891 | 316.5493 | 263.891
7937 | 315.5537 | 337.0261 | 315.5537 | 337.0261
7938 | 324.4796 | 353.0791 | 324.4796 | 353.0791
7939 | 350.0896 | 361.6692 | 350.0896 | 361.6692
7940 | 395.0307 | 350.7418 | 395.0307 | 350.7418
7941 | 426.2172 | 332.0703 | 426.2172 | 332.0703
7942 | 445.2709 | 305.005 | 445.2709 | 305.005
7943 | 481.9554 | 279.3221 | 481.9554 | 279.3221
7944 | 476.6509 | 256.2951 | 476.6509 | 256.2951
7945 | 446.2886 | 239.1005 | 446.2886 | 239.1005
7946 | 440.458 | 239.9132 | 440.458 | 239.9132
7947 | 442.6796 | 234.0531 | 442.6796 | 234.0531
7948 | 441.0027 | 252.464 | 441.0027 | 252.464
7949 | 445.8498 | 267.7876 | 445.8498 | 267.7876
7950 | 436.8503 | 261.5767 | 436.8503 | 261.5767
7951 | 415.9755 | 252.5574 | 415.9755 | 252.5574
7952 | 402.5262 | 240.8616 | 402.5262 | 240.8616
7953 | 405.8779 | 231.8158 | 405.8779 | 231.8158
7954 | 410.2863 | 214.459 | 410.2863 | 214.459
7955 | 396.2064 | 208.6986 | 396.2064 | 208.6986
7956 | 370.512 | 213.0354 | 370.512 | 213.0354
7957 | 349.5356 | 214.2453 | 349.5356 | 214.2453
7958 | 336.4835 | 216.402 | 336.4835 | 216.402
7959 | 325.7197 | 220.5376 | 325.7197 | 220.5376
7960 | 312.7482 | 245.6004 | 312.7482 | 245.6004
7961 | 310.1018 | 314.5353 | 310.1018 | 314.5353
7962 | 316.877 | 328.512 | 316.877 | 328.512
7963 | 337.3018 | 337.2289 | 337.3018 | 337.2289
7964 | 375.2535 | 333.0376 | 375.2535 | 333.0376
7965 | 406.3556 | 324.6843 | 406.3556 | 324.6843
7966 | 431.3282 | 303.7687 | 431.3282 | 303.7687
7967 | 465.2895 | 279.4806 | 465.2895 | 279.4806
7968 | 456.702 | 249.8284 | 456.702 | 249.8284
7969 | 434.5237 | 225.549 | 434.5237 | 225.549
7970 | 430.4843 | 227.8515 | 430.4843 | 227.8515
7971 | 432.2292 | 221.9597 | 432.2292 | 221.9597
7972 | 432.7666 | 238.4053 | 432.7666 | 238.4053
7973 | 437.1492 | 252.0647 | 437.1492 | 252.0647
7974 | 430.1724 | 242.6996 | 430.1724 | 242.6996
7975 | 413.7292 | 232.555 | 413.7292 | 232.555
7976 | 401.1237 | 221.8894 | 401.1237 | 221.8894
7977 | 395.7857 | 213.1924 | 395.7857 | 213.1924
7978 | 401.5058 | 195.9623 | 401.5058 | 195.9623
7979 | 390.4515 | 187.0796 | 390.4515 | 187.0796
7980 | 366.9965 | 185.4252 | 366.9965 | 185.4252
7981 | 346.8697 | 184.0674 | 346.8697 | 184.0674
7982 | 334.923 | 182.8322 | 334.923 | 182.8322
7983 | 324.7028 | 182.3714 | 324.7028 | 182.3714
7984 | 311.0179 | 208.9557 | 311.0179 | 208.9557
7985 | 308.3681 | 283.2479 | 308.3681 | 283.2479
7986 | 313.7714 | 305.5932 | 313.7714 | 305.5932
7987 | 328.3281 | 313.8981 | 328.3281 | 313.8981
7988 | 356.9727 | 308.7875 | 356.9727 | 308.7875
7989 | 383.3575 | 305.2526 | 383.3575 | 305.2526
7990 | 408.6694 | 294.9721 | 408.6694 | 294.9721
7991 | 444.7196 | 287.136 | 444.7196 | 287.136
7992 | 445.61 | 274.6649 | 445.61 | 274.6649
7993 | 428.1902 | 260.038 | 428.1902 | 260.038
7994 | 423.6598 | 263.45 | 423.6598 | 263.45
7995 | 422.8091 | 259.4127 | 422.8091 | 259.4127
7996 | 426.238 | 273.9562 | 426.238 | 273.9562
7997 | 429.0625 | 284.5408 | 429.0625 | 284.5408
7998 | 417.2917 | 282.4033 | 417.2917 | 282.4033
7999 | 403.846 | 279.0424 | 403.846 | 279.0424
8000 | 394.7131 | 271.3882 | 394.7131 | 271.3882
8001 | 394.5058 | 261.4548 | 394.5058 | 261.4548
8002 | 398.9035 | 237.5362 | 398.9035 | 237.5362
8003 | 386.4169 | 219.0168 | 386.4169 | 219.0168
8004 | 366.0338 | 42.9775 | 366.0338 | 42.9775
8005 | 342.9361 | 36.4312 | 342.9361 | 36.4312
8006 | 331.4008 | 39.6291 | 331.4008 | 39.6291
8007 | 321.4636 | 44.0486 | 321.4636 | 44.0486
8008 | 308.3501 | 63.2591 | 308.3501 | 63.2591
8009 | 304.9323 | 130.593 | 304.9323 | 130.593
8010 | 309.5141 | 144.2701 | 309.5141 | 144.2701
8011 | 325.5465 | 145.2894 | 325.5465 | 145.2894
8012 | 354.2446 | 133.5773 | 354.2446 | 133.5773
8013 | 381.2133 | 125.6198 | 381.2133 | 125.6198
8014 | 405.1049 | 114.2228 | 405.1049 | 114.2228
8015 | 437.704 | 107.4729 | 437.704 | 107.4729
8016 | 437.5975 | 100.944 | 437.5975 | 100.944
8017 | 420.9703 | 93.288 | 420.9703 | 93.288
8018 | 418.3403 | 96.2613 | 418.3403 | 96.2613
8019 | 416.4156 | 93.2155 | 416.4156 | 93.2155
8020 | 420.6612 | 112.418 | 420.6612 | 112.418
8021 | 424.3901 | 126.1631 | 424.3901 | 126.1631
8022 | 414.6872 | 119.7416 | 414.6872 | 119.7416
8023 | 400.3409 | 112.311 | 400.3409 | 112.311
8024 | 389.0749 | 101.1907 | 389.0749 | 101.1907
8025 | 390.5483 | 89.3704 | 390.5483 | 89.3704
8026 | 395.0255 | 62.6866 | 395.0255 | 62.6866
8027 | 385.6768 | 45.9654 | 385.6768 | 45.9654
8028 | 362.5394 | 42.3694 | 362.5394 | 42.3694
8029 | 344.4693 | 36.5444 | 344.4693 | 36.5444
8030 | 332.8628 | 39.8813 | 332.8628 | 39.8813
8031 | 322.4593 | 44.3385 | 322.4593 | 44.3385
8032 | 308.9314 | 63.9968 | 308.9314 | 63.9968
8033 | 306.3924 | 132.059 | 306.3924 | 132.059
8034 | 313.2581 | 146.3465 | 313.2581 | 146.3465
8035 | 331.1047 | 147.4813 | 331.1047 | 147.4813
8036 | 367.9644 | 135.3803 | 367.9644 | 135.3803
8037 | 392.4025 | 126.5791 | 392.4025 | 126.5791
8038 | 418.0257 | 113.5723 | 418.0257 | 113.5723
8039 | 452.0981 | 104.6776 | 452.0981 | 104.6776
8040 | 453.2519 | 96.5484 | 453.2519 | 96.5484
8041 | 428.8692 | 87.6598 | 428.8692 | 87.6598
8042 | 420.5682 | 89.4359 | 420.5682 | 89.4359
8043 | 422.3081 | 86.885 | 422.3081 | 86.885
8044 | 421.5502 | 107.2353 | 421.5502 | 107.2353
8045 | 426.0933 | 122.5264 | 426.0933 | 122.5264
8046 | 418.0003 | 117.5403 | 418.0003 | 117.5403
8047 | 398.5717 | 111.0972 | 398.5717 | 111.0972
8048 | 390.4064 | 100.6722 | 390.4064 | 100.6722
8049 | 391.2333 | 89.2172 | 391.2333 | 89.2172
8050 | 397.3238 | 62.0974 | 397.3238 | 62.0974
8051 | 387.5828 | 43.988 | 387.5828 | 43.988
8052 | 362.28 | 39.8688 | 362.28 | 39.8688
8053 | 340.8414 | 33.867 | 340.8414 | 33.867
8054 | 327.8982 | 37.0106 | 327.8982 | 37.0106
8055 | 316.1872 | 41.984 | 316.1872 | 41.984
8056 | 304.6073 | 61.2464 | 304.6073 | 61.2464
8057 | 305.1792 | 128.493 | 305.1792 | 128.493
8058 | 311.7476 | 142.2196 | 311.7476 | 142.2196
8059 | 336.7998 | 143.3662 | 336.7998 | 143.3662
8060 | 381.0907 | 131.7295 | 381.0907 | 131.7295
8061 | 417.0512 | 123.6589 | 417.0512 | 123.6589
8062 | 437.9296 | 111.8 | 437.9296 | 111.8
8063 | 473.3069 | 104.5339 | 473.3069 | 104.5339
8064 | 470.7833 | 97.3545 | 470.7833 | 97.3545
8065 | 438.1032 | 89.2672 | 438.1032 | 89.2672
8066 | 431.5264 | 92.283 | 431.5264 | 92.283
8067 | 437.9625 | 90.1256 | 437.9625 | 90.1256
8068 | 436.8108 | 110.5113 | 436.8108 | 110.5113
8069 | 442.6895 | 125.3712 | 442.6895 | 125.3712
8070 | 435.7733 | 119.8359 | 435.7733 | 119.8359
8071 | 414.2868 | 112.9638 | 414.2868 | 112.9638
8072 | 404.7477 | 102.4281 | 404.7477 | 102.4281
8073 | 401.6813 | 90.933 | 401.6813 | 90.933
8074 | 403.3997 | 64.0865 | 403.3997 | 64.0865
8075 | 384.3877 | 46.2365 | 384.3877 | 46.2365
8076 | 357.8956 | 42.0748 | 357.8956 | 42.0748
8077 | 338.3646 | 36.0895 | 338.3646 | 36.0895
8078 | 327.8154 | 39.5796 | 327.8154 | 39.5796
8079 | 318.0263 | 44.4139 | 318.0263 | 44.4139
8080 | 307.125 | 64.1099 | 307.125 | 64.1099
8081 | 307.3005 | 131.6253 | 307.3005 | 131.6253
8082 | 313.6474 | 145.128 | 313.6474 | 145.128
8083 | 339.9631 | 146.0177 | 339.9631 | 146.0177
8084 | 387.2127 | 133.6597 | 387.2127 | 133.6597
8085 | 420.2544 | 124.0714 | 420.2544 | 124.0714
8086 | 443.6509 | 112.0192 | 443.6509 | 112.0192
8087 | 482.6256 | 104.548 | 482.6256 | 104.548
8088 | 474.8686 | 97.477 | 474.8686 | 97.477
8089 | 447.8691 | 89.6537 | 447.8691 | 89.6537
8090 | 442.7354 | 92.4503 | 442.7354 | 92.4503
8091 | 446.2871 | 89.9748 | 446.2871 | 89.9748
8092 | 448.7701 | 110.2803 | 448.7701 | 110.2803
8093 | 453.0443 | 124.8762 | 453.0443 | 124.8762
8094 | 444.8772 | 118.509 | 444.8772 | 118.509
8095 | 420.2297 | 111.142 | 420.2297 | 111.142
8096 | 405.9551 | 100.6322 | 405.9551 | 100.6322
8097 | 402.949 | 89.5872 | 402.949 | 89.5872
8098 | 405.4973 | 63.5044 | 405.4973 | 63.5044
8099 | 388.2571 | 46.3661 | 388.2571 | 46.3661
8100 | 363.226 | 42.2728 | 363.226 | 42.2728
8101 | 343.0253 | 35.8915 | 343.0253 | 35.8915
8102 | 330.6357 | 39.2002 | 330.6357 | 39.2002
8103 | 318.1503 | 43.6975 | 318.1503 | 43.6975
8104 | 307.655 | 63.0305 | 307.655 | 63.0305
8105 | 308.4684 | 130.7391 | 308.4684 | 130.7391
8106 | 318.1042 | 144.9583 | 318.1042 | 144.9583
8107 | 343.72 | 146.6163 | 343.72 | 146.6163
8108 | 388.986 | 135.319 | 388.986 | 135.319
8109 | 418.8508 | 127.1683 | 418.8508 | 127.1683
8110 | 443.0958 | 115.2151 | 443.0958 | 115.2151
8111 | 476.0332 | 107.7415 | 476.0332 | 107.7415
8112 | 471.4484 | 100.5621 | 471.4484 | 100.5621
8113 | 444.4846 | 92.5126 | 444.4846 | 92.5126
8114 | 436.041 | 95.0711 | 436.041 | 95.0711
8115 | 441.0998 | 92.4966 | 441.0998 | 92.4966
8116 | 442.3943 | 112.7385 | 442.3943 | 112.7385
8117 | 445.1091 | 127.5135 | 445.1091 | 127.5135
8118 | 438.3414 | 121.9005 | 438.3414 | 121.9005
8119 | 415.2378 | 114.986 | 415.2378 | 114.986
8120 | 400.3089 | 104.554 | 400.3089 | 104.554
8121 | 398.9411 | 93.1532 | 398.9411 | 93.1532
8122 | 406.3026 | 66.1889 | 406.3026 | 66.1889
8123 | 391.42 | 47.6812 | 391.42 | 47.6812
8124 | 367.1227 | 42.0654 | 367.1227 | 42.0654
8125 | 346.5718 | 34.9417 | 346.5718 | 34.9417
8126 | 331.5294 | 37.8191 | 331.5294 | 37.8191
8127 | 319.2497 | 42.1679 | 319.2497 | 42.1679
8128 | 306.7007 | 61.4656 | 306.7007 | 61.4656
8129 | 307.0647 | 129.0658 | 307.0647 | 129.0658
8130 | 314.2822 | 143.1035 | 314.2822 | 143.1035
8131 | 334.2233 | 144.5989 | 334.2233 | 144.5989
8132 | 368.0828 | 133.0635 | 368.0828 | 133.0635
8133 | 403.5273 | 124.703 | 403.5273 | 124.703
8134 | 426.8454 | 112.2124 | 426.8454 | 112.2124
8135 | 459.0256 | 104.4726 | 459.0256 | 104.4726
8136 | 454.9728 | 97.4864 | 454.9728 | 97.4864
8137 | 433.4338 | 89.7409 | 433.4338 | 89.7409
8138 | 428.3034 | 93.4425 | 428.3034 | 93.4425
8139 | 427.7608 | 91.5657 | 427.7608 | 91.5657
8140 | 426.8909 | 110.8177 | 426.8909 | 110.8177
8141 | 428.0512 | 124.9304 | 428.0512 | 124.9304
8142 | 419.4835 | 119.4423 | 419.4835 | 119.4423
8143 | 402.1006 | 113.0298 | 402.1006 | 113.0298
8144 | 391.87 | 102.784 | 391.87 | 102.784
8145 | 387.148 | 90.7445 | 387.148 | 90.7445
8146 | 393.5009 | 62.6724 | 393.5009 | 62.6724
8147 | 384.6476 | 43.6746 | 384.6476 | 43.6746
8148 | 365.3078 | 38.6668 | 365.3078 | 38.6668
8149 | 343.2284 | 31.5313 | 343.2284 | 31.5313
8150 | 328.7612 | 34.8141 | 328.7612 | 34.8141
8151 | 313.1127 | 39.0686 | 313.1127 | 39.0686
8152 | 303.6381 | 58.8777 | 303.6381 | 58.8777
8153 | 302.7241 | 127.0742 | 302.7241 | 127.0742
8154 | 306.797 | 141.1284 | 306.797 | 141.1284
8155 | 320.9993 | 142.3787 | 320.9993 | 142.3787
8156 | 348.9822 | 130.9494 | 348.9822 | 130.9494
8157 | 377.6256 | 122.2566 | 377.6256 | 122.2566
8158 | 405.2651 | 109.1886 | 405.2651 | 109.1886
8159 | 434.9983 | 98.9104 | 434.9983 | 98.9104
8160 | 438.6595 | 88.5068 | 438.6595 | 88.5068
8161 | 418.4659 | 78.4021 | 418.4659 | 78.4021
8162 | 415.6608 | 80.362 | 415.6608 | 80.362
8163 | 415.2923 | 77.3373 | 415.2923 | 77.3373
8164 | 415.3488 | 97.0065 | 415.3488 | 97.0065
8165 | 414.0534 | 111.5529 | 414.0534 | 111.5529
8166 | 405.1454 | 106.1496 | 405.1454 | 106.1496
8167 | 392.0893 | 99.6382 | 392.0893 | 99.6382
8168 | 380.7709 | 89.3357 | 380.7709 | 89.3357
8169 | 377.4443 | 77.7841 | 377.4443 | 77.7841
8170 | 384.2701 | 51.0225 | 384.2701 | 51.0225
8171 | 378.9206 | 34.3508 | 378.9206 | 34.3508
8172 | 359.829 | 30.9198 | 359.829 | 30.9198
8173 | 339.8092 | 25.5449 | 339.8092 | 25.5449
8174 | 327.0098 | 29.8081 | 327.0098 | 29.8081
8175 | 314.1701 | 35.0666 | 314.1701 | 35.0666
8176 | 304.1034 | 54.9724 | 304.1034 | 54.9724
8177 | 303.0523 | 122.8389 | 303.0523 | 122.8389
8178 | 307.6603 | 136.7117 | 307.6603 | 136.7117
8179 | 323.5399 | 137.5707 | 323.5399 | 137.5707
8180 | 351.6549 | 125.4461 | 351.6549 | 125.4461
8181 | 377.1169 | 115.6479 | 377.1169 | 115.6479
8182 | 397.0912 | 103.2069 | 397.0912 | 103.2069
8183 | 431.628 | 95.5448 | 431.628 | 95.5448
8184 | 435.221 | 88.9358 | 435.221 | 88.9358
8185 | 416.1247 | 82.3993 | 416.1247 | 82.3993
8186 | 404.3099 | 86.1221 | 404.3099 | 86.1221
8187 | 401.6671 | 84.1887 | 401.6671 | 84.1887
8188 | 399.7616 | 104.6474 | 399.7616 | 104.6474
8189 | 399.8979 | 119.5238 | 399.8979 | 119.5238
8190 | 390.4827 | 113.2108 | 390.4827 | 113.2108
8191 | 379.7686 | 104.9529 | 379.7686 | 104.9529
8192 | 374.9858 | 93.4461 | 374.9858 | 93.4461
8193 | 377.1265 | 81.753 | 377.1265 | 81.753
8194 | 380.8704 | 55.081 | 380.8704 | 55.081
8195 | 369.4034 | 37.9545 | 369.4034 | 37.9545
8196 | 349.2461 | 34.8558 | 349.2461 | 34.8558
8197 | 329.4356 | 29.8886 | 329.4356 | 29.8886
8198 | 317.2394 | 34.3922 | 317.2394 | 34.3922
8199 | 304.3524 | 39.6201 | 304.3524 | 39.6201
8200 | 294.0609 | 59.309 | 294.0609 | 59.309
8201 | 294.0456 | 127.0011 | 294.0456 | 127.0011
8202 | 301.6401 | 140.8762 | 301.6401 | 140.8762
8203 | 321.6473 | 141.6693 | 321.6473 | 141.6693
8204 | 357.1728 | 129.6625 | 357.1728 | 129.6625
8205 | 385.8364 | 121.0192 | 385.8364 | 121.0192
8206 | 407.4053 | 108.2152 | 407.4053 | 108.2152
8207 | 445.3076 | 99.7094 | 445.3076 | 99.7094
8208 | 442.8532 | 91.929 | 442.8532 | 91.929
8209 | 417.2936 | 83.7568 | 417.2936 | 83.7568
8210 | 408.2979 | 86.4238 | 408.2979 | 86.4238
8211 | 413.1269 | 83.2907 | 413.1269 | 83.2907
8212 | 414.7463 | 102.5192 | 414.7463 | 102.5192
8213 | 424.2582 | 116.8063 | 424.2582 | 116.8063
8214 | 415.0701 | 111.2381 | 415.0701 | 111.2381
8215 | 396.2486 | 104.4344 | 396.2486 | 104.4344
8216 | 385.7947 | 93.967 | 385.7947 | 93.967
8217 | 381.6056 | 82.8301 | 381.6056 | 82.8301
8218 | 387.2572 | 56.5163 | 387.2572 | 56.5163
8219 | 376.883 | 39.6043 | 376.883 | 39.6043
8220 | 352.8358 | 36.0578 | 352.8358 | 36.0578
8221 | 330.908 | 30.4307 | 330.908 | 30.4307
8222 | 316.0417 | 34.6326 | 316.0417 | 34.6326
8223 | 304.0706 | 39.8982 | 304.0706 | 39.8982
8224 | 292.4877 | 59.9077 | 292.4877 | 59.9077
8225 | 295.5012 | 128.0217 | 295.5012 | 128.0217
8226 | 304.1344 | 142.4624 | 304.1344 | 142.4624
8227 | 329.2635 | 144.3019 | 329.2635 | 144.3019
8228 | 372.3194 | 132.7429 | 372.3194 | 132.7429
8229 | 407.4371 | 123.6212 | 407.4371 | 123.6212
8230 | 427.3612 | 110.228 | 427.3612 | 110.228
8231 | 460.0264 | 101.3922 | 460.0264 | 101.3922
8232 | 459.2447 | 93.3219 | 459.2447 | 93.3219
8233 | 432.3552 | 84.1834 | 432.3552 | 84.1834
8234 | 426.1857 | 85.9289 | 426.1857 | 85.9289
8235 | 427.1177 | 82.2396 | 427.1177 | 82.2396
8236 | 425.8148 | 101.4115 | 425.8148 | 101.4115
8237 | 429.349 | 115.3946 | 429.349 | 115.3946
8238 | 420.3214 | 109.2559 | 420.3214 | 109.2559
8239 | 396.1775 | 101.7829 | 396.1775 | 101.7829
8240 | 380.7938 | 90.8135 | 380.7938 | 90.8135
8241 | 376.75 | 78.7504 | 376.75 | 78.7504
8242 | 383.1337 | 51.4962 | 383.1337 | 51.4962
8243 | 373.3782 | 34.7421 | 373.3782 | 34.7421
8244 | 354.033 | 31.7353 | 354.033 | 31.7353
8245 | 333.4499 | 26.8836 | 333.4499 | 26.8836
8246 | 319.4964 | 31.8586 | 319.4964 | 31.8586
8247 | 305.3094 | 37.9632 | 305.3094 | 37.9632
8248 | 293.7383 | 58.609 | 293.7383 | 58.609
8249 | 296.3755 | 126.9658 | 296.3755 | 126.9658
8250 | 307.1212 | 141.3688 | 307.1212 | 141.3688
8251 | 332.8565 | 143.0339 | 332.8565 | 143.0339
8252 | 378.2937 | 131.1191 | 378.2937 | 131.1191
8253 | 408.2254 | 121.6791 | 408.2254 | 121.6791
8254 | 431.9619 | 108.7031 | 431.9619 | 108.7031
8255 | 465.6697 | 99.007 | 465.6697 | 99.007
8256 | 465.9099 | 90.7529 | 465.9099 | 90.7529
8257 | 433.9072 | 82.4276 | 433.9072 | 82.4276
8258 | 430.2125 | 84.9885 | 430.2125 | 84.9885
8259 | 433.5478 | 82.3951 | 433.5478 | 82.3951
8260 | 430.965 | 102.6252 | 430.965 | 102.6252
8261 | 435.0088 | 117.5676 | 435.0088 | 117.5676
8262 | 427.6635 | 112.4636 | 427.6635 | 112.4636
8263 | 403.721 | 106.2515 | 403.721 | 106.2515
8264 | 391.4879 | 96.404 | 391.4879 | 96.404
8265 | 390.0315 | 85.6772 | 390.0315 | 85.6772
8266 | 394.3723 | 59.8395 | 394.3723 | 59.8395
8267 | 380.4033 | 42.9015 | 380.4033 | 42.9015
8268 | 356.1928 | 39.1264 | 356.1928 | 39.1264
8269 | 334.5677 | 33.4474 | 334.5677 | 33.4474
8270 | 319.9734 | 37.5457 | 319.9734 | 37.5457
8271 | 307.1075 | 42.2951 | 307.1075 | 42.2951
8272 | 297.5509 | 61.2605 | 297.5509 | 61.2605
8273 | 298.9182 | 128.4011 | 298.9182 | 128.4011
8274 | 306.3933 | 141.859 | 306.3933 | 141.859
8275 | 330.3196 | 142.8359 | 330.3196 | 142.8359
8276 | 374.52 | 131.218 | 374.52 | 131.218
8277 | 409.9948 | 123.2488 | 409.9948 | 123.2488
8278 | 429.64 | 111.3757 | 429.64 | 111.3757
8279 | 466.9291 | 103.4379 | 466.9291 | 103.4379
8280 | 470.5583 | 95.7023 | 470.5583 | 95.7023
8281 | 439.2238 | 87.1672 | 439.2238 | 87.1672
8282 | 432.881 | 89.2544 | 432.881 | 89.2544
8283 | 431.3609 | 86.2769 | 431.3609 | 86.2769
8284 | 434.6986 | 106.4434 | 434.6986 | 106.4434
8285 | 438.9899 | 121.2726 | 438.9899 | 121.2726
8286 | 426.6437 | 115.6595 | 426.6437 | 115.6595
8287 | 403.8902 | 106.8407 | 403.8902 | 106.8407
8288 | 389.1914 | 93.5969 | 389.1914 | 93.5969
8289 | 384.0926 | 82.5332 | 384.0926 | 82.5332
8290 | 391.8853 | 56.8604 | 391.8853 | 56.8604
8291 | 383.7579 | 39.9531 | 383.7579 | 39.9531
8292 | 360.3357 | 35.8197 | 360.3357 | 35.8197
8293 | 338.7216 | 29.2452 | 338.7216 | 29.2452
8294 | 322.7721 | 32.172 | 322.7721 | 32.172
8295 | 310.1108 | 36.1791 | 310.1108 | 36.1791
8296 | 300.2001 | 55.062 | 300.2001 | 55.062
8297 | 299.8379 | 122.5278 | 299.8379 | 122.5278
8298 | 307.8699 | 136.6834 | 307.8699 | 136.6834
8299 | 326.0112 | 138.3131 | 326.0112 | 138.3131
8300 | 362.3971 | 126.5703 | 362.3971 | 126.5703
8301 | 394.7814 | 117.2388 | 394.7814 | 117.2388
8302 | 419.4368 | 104.2203 | 419.4368 | 104.2203
8303 | 450.0675 | 95.5589 | 450.0675 | 95.5589
8304 | 448.2835 | 87.3025 | 448.2835 | 87.3025
8305 | 428.511 | 78.6566 | 428.511 | 78.6566
8306 | 424.7309 | 80.963 | 424.7309 | 80.963
8307 | 426.6635 | 77.8134 | 426.6635 | 77.8134
8308 | 422.6162 | 97.3223 | 422.6162 | 97.3223
8309 | 428.0294 | 111.6189 | 428.0294 | 111.6189
8310 | 420.2656 | 105.9681 | 420.2656 | 105.9681
8311 | 399.3589 | 99.2728 | 399.3589 | 99.2728
8312 | 387.8976 | 89.2627 | 387.8976 | 89.2627
8313 | 385.3568 | 78.3686 | 385.3568 | 78.3686
8314 | 390.2421 | 52.0713 | 390.2421 | 52.0713
8315 | 380.8109 | 35.3949 | 380.8109 | 35.3949
8316 | 361.2352 | 31.6552 | 361.2352 | 31.6552
8317 | 340.3811 | 25.7358 | 340.3811 | 25.7358
8318 | 325.1864 | 29.5748 | 325.1864 | 29.5748
8319 | 310.8449 | 34.699 | 310.8449 | 34.699
8320 | 301.7126 | 54.6872 | 301.7126 | 54.6872
8321 | 300.1941 | 122.945 | 300.1941 | 122.945
8322 | 306.3473 | 137.5224 | 306.3473 | 137.5224
8323 | 321.4375 | 139.3714 | 321.4375 | 139.3714
8324 | 346.6321 | 128.2295 | 346.6321 | 128.2295
8325 | 369.7507 | 120.3452 | 369.7507 | 120.3452
8326 | 395.6537 | 108.6371 | 395.6537 | 108.6371
8327 | 429.2178 | 101.2201 | 429.2178 | 101.2201
8328 | 432.3829 | 93.8922 | 432.3829 | 93.8922
8329 | 416.273 | 85.5858 | 416.273 | 85.5858
8330 | 412.5861 | 88.3682 | 412.5861 | 88.3682
8331 | 411.8164 | 85.9069 | 411.8164 | 85.9069
8332 | 417.3724 | 106.0121 | 417.3724 | 106.0121
8333 | 415.7497 | 120.7517 | 415.7497 | 120.7517
8334 | 404.996 | 115.3649 | 404.996 | 115.3649
8335 | 391.06 | 108.6673 | 391.06 | 108.6673
8336 | 380.3163 | 98.1928 | 380.3163 | 98.1928
8337 | 378.88 | 86.5658 | 378.88 | 86.5658
8338 | 381.4102 | 59.3021 | 381.4102 | 59.3021
8339 | 376.738 | 40.9406 | 376.738 | 40.9406
8340 | 358.9918 | 36.1191 | 358.9918 | 36.1191
8341 | 336.2953 | 29.7519 | 336.2953 | 29.7519
8342 | 323.8984 | 33.235 | 323.8984 | 33.235
8343 | 310.4978 | 38.2861 | 310.4978 | 38.2861
8344 | 299.0258 | 58.1683 | 299.0258 | 58.1683
8345 | 299.1244 | 126.0254 | 299.1244 | 126.0254
8346 | 302.8423 | 140.1409 | 302.8423 | 140.1409
8347 | 317.8495 | 141.5656 | 317.8495 | 141.5656
8348 | 348.111 | 130.1457 | 348.111 | 130.1457
8349 | 373.0764 | 122.1953 | 373.0764 | 122.1953
8350 | 397.7839 | 110.5886 | 397.7839 | 110.5886
8351 | 430.0237 | 103.65 | 430.0237 | 103.65
8352 | 433.4577 | 97.0811 | 433.4577 | 97.0811
8353 | 415.2969 | 89.7056 | 415.2969 | 89.7056
8354 | 411.4787 | 93.0042 | 411.4787 | 93.0042
8355 | 410.7217 | 90.6111 | 410.7217 | 90.6111
8356 | 414.955 | 110.7093 | 414.955 | 110.7093
8357 | 414.7682 | 125.3547 | 414.7682 | 125.3547
8358 | 407.1372 | 119.6214 | 407.1372 | 119.6214
8359 | 390.3157 | 112.4218 | 390.3157 | 112.4218
8360 | 381.9932 | 101.4311 | 381.9932 | 101.4311
8361 | 380.728 | 89.46 | 380.728 | 89.46
8362 | 381.7238 | 62.2364 | 381.7238 | 62.2364
8363 | 375.0132 | 43.7712 | 375.0132 | 43.7712
8364 | 360.4434 | 38.8483 | 360.4434 | 38.8483
8365 | 337.4833 | 32.1795 | 337.4833 | 32.1795
8366 | 324.4521 | 35.3844 | 324.4521 | 35.3844
8367 | 314.1131 | 39.9336 | 314.1131 | 39.9336
8368 | 299.307 | 59.3727 | 299.307 | 59.3727
8369 | 299.0409 | 127.0035 | 299.0409 | 127.0035
8370 | 307.9222 | 140.9564 | 307.9222 | 140.9564
8371 | 324.3755 | 142.2679 | 324.3755 | 142.2679
8372 | 360.9713 | 130.7561 | 360.9713 | 130.7561
8373 | 388.0348 | 122.6525 | 388.0348 | 122.6525
8374 | 411.1827 | 110.7064 | 411.1827 | 110.7064
8375 | 440.6124 | 103.2211 | 440.6124 | 103.2211
8376 | 447.1578 | 96.0134 | 447.1578 | 96.0134
8377 | 423.7405 | 87.8813 | 423.7405 | 87.8813
8378 | 419.6429 | 90.6614 | 419.6429 | 90.6614
8379 | 422.328 | 88.2755 | 422.328 | 88.2755
8380 | 423.6277 | 108.6753 | 423.6277 | 108.6753
8381 | 431.4225 | 123.5022 | 431.4225 | 123.5022
8382 | 420.4297 | 117.9669 | 420.4297 | 117.9669
8383 | 402.7208 | 110.8639 | 402.7208 | 110.8639
8384 | 392.8827 | 100.083 | 392.8827 | 100.083
8385 | 386.933 | 88.4842 | 386.933 | 88.4842
8386 | 388.5174 | 61.3149 | 388.5174 | 61.3149
8387 | 381.9332 | 42.8756 | 381.9332 | 42.8756
8388 | 361.0455 | 37.9716 | 361.0455 | 37.9716
8389 | 336.2031 | 31.3121 | 336.2031 | 31.3121
8390 | 322.629 | 34.4487 | 322.629 | 34.4487
8391 | 310.2903 | 38.8494 | 310.2903 | 38.8494
8392 | 299.5461 | 58.1235 | 299.5461 | 58.1235
8393 | 301.5021 | 125.5517 | 301.5021 | 125.5517
8394 | 310.7587 | 139.2759 | 310.7587 | 139.2759
8395 | 334.2902 | 140.1821 | 334.2902 | 140.1821
8396 | 377.7973 | 128.239 | 377.7973 | 128.239
8397 | 406.2953 | 119.7701 | 406.2953 | 119.7701
8398 | 427.644 | 107.6425 | 427.644 | 107.6425
8399 | 460.3189 | 100.0653 | 460.3189 | 100.0653
8400 | 460.2065 | 92.4593 | 460.2065 | 92.4593
8401 | 433.0842 | 83.8605 | 433.0842 | 83.8605
8402 | 427.2529 | 86.1693 | 427.2529 | 86.1693
8403 | 432.2708 | 82.8123 | 432.2708 | 82.8123
8404 | 432.308 | 101.5317 | 432.308 | 101.5317
8405 | 435.0791 | 114.6946 | 435.0791 | 114.6946
8406 | 427.0235 | 108.2001 | 427.0235 | 108.2001
8407 | 407.0823 | 101.3516 | 407.0823 | 101.3516
8408 | 389.6532 | 90.9195 | 389.6532 | 90.9195
8409 | 386.5688 | 79.4386 | 386.5688 | 79.4386
8410 | 388.4225 | 52.9905 | 388.4225 | 52.9905
8411 | 375.7405 | 36.769 | 375.7405 | 36.769
8412 | 357.1773 | 33.3898 | 357.1773 | 33.3898
8413 | 332.4231 | 26.9637 | 332.4231 | 26.9637
8414 | 320.7722 | 29.8128 | 320.7722 | 29.8128
8415 | 308.2937 | 33.7822 | 308.2937 | 33.7822
8416 | 298.4468 | 52.2432 | 298.4468 | 52.2432
8417 | 301.3645 | 118.9949 | 301.3645 | 118.9949
8418 | 311.4208 | 132.5966 | 311.4208 | 132.5966
8419 | 335.9746 | 134.3112 | 335.9746 | 134.3112
8420 | 375.6054 | 123.0751 | 375.6054 | 123.0751
8421 | 407.5799 | 114.6274 | 407.5799 | 114.6274
8422 | 427.867 | 101.8116 | 427.867 | 101.8116
8423 | 456.6653 | 92.9051 | 456.6653 | 92.9051
8424 | 456.6816 | 84.7594 | 456.6816 | 84.7594
8425 | 433.7575 | 76.3822 | 433.7575 | 76.3822
8426 | 427.4104 | 79.2495 | 427.4104 | 79.2495
8427 | 429.4766 | 76.675 | 429.4766 | 76.675
8428 | 434.4994 | 96.4738 | 434.4994 | 96.4738
8429 | 436.1848 | 110.6879 | 436.1848 | 110.6879
8430 | 426.0056 | 104.4974 | 426.0056 | 104.4974
8431 | 402.2796 | 97.4392 | 402.2796 | 97.4392
8432 | 392.6666 | 86.8917 | 392.6666 | 86.8917
8433 | 390.6067 | 75.5498 | 390.6067 | 75.5498
8434 | 393.7332 | 49.1535 | 393.7332 | 49.1535
8435 | 377.6634 | 32.529 | 377.6634 | 32.529
8436 | 356.9708 | 29.1475 | 356.9708 | 29.1475
8437 | 334.6741 | 23.4119 | 334.6741 | 23.4119
8438 | 322.1185 | 27.5031 | 322.1185 | 27.5031
8439 | 309.2842 | 32.969 | 309.2842 | 32.969
8440 | 298.9814 | 53.2755 | 298.9814 | 53.2755
8441 | 301.9161 | 121.743 | 301.9161 | 121.743
8442 | 311.9385 | 136.4595 | 311.9385 | 136.4595
8443 | 333.6474 | 138.3131 | 333.6474 | 138.3131
8444 | 374.2157 | 126.5373 | 374.2157 | 126.5373
8445 | 405.6401 | 117.0621 | 405.6401 | 117.0621
8446 | 425.2378 | 103.7914 | 425.2378 | 103.7914
8447 | 454.4974 | 93.5108 | 454.4974 | 93.5108
8448 | 453.8536 | 84.7688 | 453.8536 | 84.7688
8449 | 429.0137 | 76.123 | 429.0137 | 76.123
8450 | 424.3083 | 78.7947 | 424.3083 | 78.7947
8451 | 429.3883 | 76.4888 | 429.3883 | 76.4888
8452 | 428.1534 | 96.9405 | 428.1534 | 96.9405
8453 | 428.0524 | 111.8286 | 428.0524 | 111.8286
8454 | 420.5842 | 106.1614 | 420.5842 | 106.1614
8455 | 399.0946 | 99.2776 | 399.0946 | 99.2776
8456 | 385.9702 | 88.69 | 385.9702 | 88.69
8457 | 386.2556 | 77.5908 | 386.2556 | 77.5908
8458 | 391.038 | 51.8379 | 391.038 | 51.8379
8459 | 378.8293 | 35.4044 | 378.8293 | 35.4044
8460 | 356.7602 | 31.6905 | 356.7602 | 31.6905
8461 | 331.4584 | 25.3375 | 331.4584 | 25.3375
8462 | 318.1116 | 28.3421 | 318.1116 | 28.3421
8463 | 307.7942 | 32.2997 | 307.7942 | 32.2997
8464 | 298.8316 | 51.0836 | 298.8316 | 51.0836
8465 | 298.8387 | 117.8542 | 298.8387 | 117.8542
8466 | 307.015 | 131.173 | 307.015 | 131.173
8467 | 323.43 | 132.3809 | 323.43 | 132.3809
8468 | 360.1153 | 121.1048 | 360.1153 | 121.1048
8469 | 390.5144 | 112.4426 | 390.5144 | 112.4426
8470 | 414.2201 | 100.4423 | 414.2201 | 100.4423
8471 | 446.3724 | 91.8752 | 446.3724 | 91.8752
8472 | 447.363 | 84.5096 | 447.363 | 84.5096
8473 | 427.5632 | 76.922 | 427.5632 | 76.922
8474 | 425.3859 | 79.5842 | 425.3859 | 79.5842
8475 | 427.7676 | 76.9531 | 427.7676 | 76.9531
8476 | 424.0545 | 96.7944 | 424.0545 | 96.7944
8477 | 422.6295 | 111.5222 | 422.6295 | 111.5222
8478 | 419.481 | 106.1567 | 419.481 | 106.1567
8479 | 403.4815 | 99.7159 | 403.4815 | 99.7159
8480 | 387.7623 | 89.6068 | 387.7623 | 89.6068
8481 | 383.2232 | 78.2413 | 383.2232 | 78.2413
8482 | 386.4837 | 51.5457 | 386.4837 | 51.5457
8483 | 376.5008 | 34.6148 | 376.5008 | 34.6148
8484 | 359.8019 | 31.0023 | 359.8019 | 31.0023
8485 | 335.2766 | 25.1654 | 335.2766 | 25.1654
8486 | 320.9168 | 28.9761 | 320.9168 | 28.9761
8487 | 306.0801 | 33.8859 | 306.0801 | 33.8859
8488 | 296.5777 | 53.4499 | 296.5777 | 53.4499
8489 | 295.4994 | 121.1585 | 295.4994 | 121.1585
8490 | 301.9682 | 135.2103 | 301.9682 | 135.2103
8491 | 316.5583 | 136.3192 | 316.5583 | 136.3192
8492 | 343.7071 | 124.2889 | 343.7071 | 124.2889
8493 | 368.4323 | 115.5678 | 368.4323 | 115.5678
8494 | 392.094 | 103.3341 | 392.094 | 103.3341
8495 | 424.7623 | 95.8017 | 424.7623 | 95.8017
8496 | 428.716 | 88.4408 | 428.716 | 88.4408
8497 | 406.7542 | 80.9569 | 406.7542 | 80.9569
8498 | 398.5261 | 84.5642 | 398.5261 | 84.5642
8499 | 399.0267 | 82.5554 | 399.0267 | 82.5554
8500 | 402.0537 | 103.1485 | 402.0537 | 103.1485
8501 | 405.8035 | 118.3053 | 405.8035 | 118.3053
8502 | 397.1331 | 113.2508 | 397.1331 | 113.2508
8503 | 381.3888 | 106.7771 | 381.3888 | 106.7771
8504 | 367.6714 | 95.9538 | 367.6714 | 95.9538
8505 | 366.5746 | 84.52 | 366.5746 | 84.52
8506 | 373.3931 | 57.2658 | 373.3931 | 57.2658
8507 | 368.8732 | 38.77 | 368.8732 | 38.77
8508 | 351.162 | 33.9979 | 351.162 | 33.9979
8509 | 329.6926 | 27.5129 | 329.6926 | 27.5129
8510 | 317.2979 | 31.2528 | 317.2979 | 31.2528
8511 | 303.8481 | 36.0872 | 303.8481 | 36.0872
8512 | 292.3513 | 55.2788 | 292.3513 | 55.2788
8513 | 293.2081 | 123.044 | 293.2081 | 123.044
8514 | 299.2281 | 137.1218 | 299.2281 | 137.1218
8515 | 313.5363 | 138.4404 | 313.5363 | 138.4404
8516 | 339.2665 | 126.5939 | 339.2665 | 126.5939
8517 | 361.9054 | 117.4981 | 361.9054 | 117.4981
8518 | 385.0118 | 104.9839 | 385.0118 | 104.9839
8519 | 417.9119 | 97.772 | 417.9119 | 97.772
8520 | 423.8282 | 91.0923 | 423.8282 | 91.0923
8521 | 405.3678 | 83.2148 | 405.3678 | 83.2148
8522 | 398.4758 | 86.1858 | 398.4758 | 86.1858
8523 | 399.7672 | 83.5924 | 399.7672 | 83.5924
8524 | 404.479 | 103.7 | 404.479 | 103.7
8525 | 403.1108 | 118.7319 | 403.1108 | 118.7319
8526 | 396.4283 | 113.6515 | 396.4283 | 113.6515
8527 | 383.3778 | 107.3286 | 383.3778 | 107.3286
8528 | 375.5314 | 97.2878 | 375.5314 | 97.2878
8529 | 376.2549 | 86.0237 | 376.2549 | 86.0237
8530 | 377.3161 | 59.0829 | 377.3161 | 59.0829
8531 | 370.3004 | 40.8982 | 370.3004 | 40.8982
8532 | 351.0381 | 36.251 | 351.0381 | 36.251
8533 | 329.7158 | 29.7707 | 329.7158 | 29.7707
8534 | 316.0726 | 33.037 | 316.0726 | 33.037
8535 | 304.6758 | 37.2397 | 304.6758 | 37.2397
8536 | 293.3005 | 56.4737 | 293.3005 | 56.4737
8537 | 293.6252 | 123.8736 | 293.6252 | 123.8736
8538 | 300.2883 | 137.3032 | 300.2883 | 137.3032
8539 | 315.1489 | 138.2542 | 315.1489 | 138.2542
8540 | 346.2188 | 127.1383 | 346.2188 | 127.1383
8541 | 374.102 | 119.7206 | 374.102 | 119.7206
8542 | 396.7431 | 108.2199 | 396.7431 | 108.2199
8543 | 430.2556 | 100.8619 | 430.2556 | 100.8619
8544 | 430.6608 | 93.9205 | 430.6608 | 93.9205
8545 | 412.2981 | 86.1656 | 412.2981 | 86.1656
8546 | 408.1706 | 88.9999 | 408.1706 | 88.9999
8547 | 406.1888 | 86.185 | 406.1888 | 86.185
8548 | 406.7781 | 106.1511 | 406.7781 | 106.1511
8549 | 410.752 | 120.879 | 410.752 | 120.879
8550 | 402.7075 | 115.4286 | 402.7075 | 115.4286
8551 | 387.4462 | 108.3326 | 387.4462 | 108.3326
8552 | 374.9894 | 97.2619 | 374.9894 | 97.2619
8553 | 374.0166 | 85.3873 | 374.0166 | 85.3873
8554 | 377.8695 | 58.3358 | 377.8695 | 58.3358
8555 | 370.2314 | 40.1605 | 370.2314 | 40.1605
8556 | 354.615 | 35.5605 | 354.615 | 35.5605
8557 | 331.6117 | 29.0048 | 331.6117 | 29.0048
8558 | 318.0521 | 32.4407 | 318.0521 | 32.4407
8559 | 304.2899 | 37.1171 | 304.2899 | 37.1171
8560 | 296.1446 | 56.5209 | 296.1446 | 56.5209
8561 | 297.6937 | 124.0032 | 297.6937 | 124.0032
8562 | 302.381 | 137.9844 | 302.381 | 137.9844
8563 | 319.1 | 139.2865 | 319.1 | 139.2865
8564 | 344.3902 | 127.5767 | 344.3902 | 127.5767
8565 | 373.4964 | 119.0088 | 373.4964 | 119.0088
8566 | 395.0298 | 106.8435 | 395.0298 | 106.8435
8567 | 426.2615 | 99.1272 | 426.2615 | 99.1272
8568 | 425.5468 | 91.7852 | 425.5468 | 91.7852
8569 | 408.8129 | 83.8912 | 408.8129 | 83.8912
8570 | 404.5018 | 86.8245 | 404.5018 | 86.8245
8571 | 402.3192 | 84.1133 | 402.3192 | 84.1133
8572 | 403.3503 | 104.103 | 403.3503 | 104.103
8573 | 402.0369 | 119.0123 | 402.0369 | 119.0123
8574 | 393.9691 | 113.6538 | 393.9691 | 113.6538
8575 | 379.9355 | 106.9963 | 379.9355 | 106.9963
8576 | 374.6329 | 96.7174 | 374.6329 | 96.7174
8577 | 375.1026 | 85.4274 | 375.1026 | 85.4274
8578 | 378.9945 | 58.5338 | 378.9945 | 58.5338
8579 | 371.1131 | 40.6814 | 371.1131 | 40.6814
8580 | 352.7919 | 36.7766 | 352.7919 | 36.7766
8581 | 329.1054 | 30.5037 | 329.1054 | 30.5037
8582 | 316.7444 | 33.8619 | 316.7444 | 33.8619
8583 | 304.0041 | 38.5619 | 304.0041 | 38.5619
8584 | 294.7566 | 58.2131 | 294.7566 | 58.2131
8585 | 296.0841 | 126.3342 | 296.0841 | 126.3342
8586 | 302.7196 | 140.815 | 302.7196 | 140.815
8587 | 320.4658 | 142.3858 | 320.4658 | 142.3858
8588 | 357.9302 | 130.6783 | 357.9302 | 130.6783
8589 | 385.0261 | 122.0869 | 385.0261 | 122.0869
8590 | 407.1595 | 108.7691 | 407.1595 | 108.7691
8591 | 439.009 | 99.7471 | 439.009 | 99.7471
8592 | 444.7535 | 91.467 | 444.7535 | 91.467
8593 | 417.2351 | 82.7858 | 417.2351 | 82.7858
8594 | 412.9034 | 85.144 | 412.9034 | 85.144
8595 | 419.5566 | 82.1783 | 419.5566 | 82.1783
8596 | 418.7753 | 101.8003 | 418.7753 | 101.8003
8597 | 415.6055 | 116.2336 | 415.6055 | 116.2336
8598 | 410.2912 | 110.4909 | 410.2912 | 110.4909
8599 | 388.4094 | 103.3761 | 388.4094 | 103.3761
8600 | 374.035 | 92.4609 | 374.035 | 92.4609
8601 | 370.3111 | 80.6029 | 370.3111 | 80.6029
8602 | 375.3293 | 53.5231 | 375.3293 | 53.5231
8603 | 369.4324 | 35.5953 | 369.4324 | 35.5953
8604 | 350.4842 | 30.7831 | 350.4842 | 30.7831
8605 | 327.3571 | 23.8079 | 327.3571 | 23.8079
8606 | 313.081 | 26.8361 | 313.081 | 26.8361
8607 | 297.8405 | 31.668 | 297.8405 | 31.668
8608 | 288.651 | 51.7671 | 288.651 | 51.7671
8609 | 291.519 | 120.2723 | 291.519 | 120.2723
8610 | 298.598 | 135.2763 | 298.598 | 135.2763
8611 | 318.7302 | 137.2478 | 318.7302 | 137.2478
8612 | 355.3531 | 125.4862 | 355.3531 | 125.4862
8613 | 381.7188 | 116.3904 | 381.7188 | 116.3904
8614 | 400.4977 | 103.2234 | 400.4977 | 103.2234
8615 | 436.9985 | 94.4371 | 436.9985 | 94.4371
8616 | 439.1153 | 86.8712 | 439.1153 | 86.8712
8617 | 415.3624 | 78.996 | 415.3624 | 78.996
8618 | 408.2516 | 82.0613 | 408.2516 | 82.0613
8619 | 411.737 | 79.8002 | 411.737 | 79.8002
8620 | 411.8337 | 100.1246 | 411.8337 | 100.1246
8621 | 410.8987 | 114.9562 | 410.8987 | 114.9562
8622 | 408.332 | 109.3596 | 408.332 | 109.3596
8623 | 386.963 | 102.4004 | 386.963 | 102.4004
8624 | 376.1834 | 91.933 | 376.1834 | 91.933
8625 | 372.851 | 80.5628 | 372.851 | 80.5628
8626 | 377.8134 | 54.0487 | 377.8134 | 54.0487
8627 | 369.3326 | 36.9528 | 369.3326 | 36.9528
8628 | 350.8218 | 33.1706 | 350.8218 | 33.1706
8629 | 325.6483 | 26.9166 | 325.6483 | 26.9166
8630 | 311.4734 | 29.9448 | 311.4734 | 29.9448
8631 | 296.8033 | 34.2488 | 296.8033 | 34.2488
8632 | 286.5181 | 53.662 | 286.5181 | 53.662
8633 | 285.5354 | 121.3965 | 285.5354 | 121.3965
8634 | 294.2487 | 135.4861 | 294.2487 | 135.4861
8635 | 311.3045 | 136.8401 | 311.3045 | 136.8401
8636 | 344.0309 | 125.0572 | 344.0309 | 125.0572
8637 | 374.3041 | 115.6267 | 374.3041 | 115.6267
8638 | 398.3508 | 102.1345 | 398.3508 | 102.1345
8639 | 431.9732 | 92.9994 | 431.9732 | 92.9994
8640 | 437.923 | 84.6816 | 437.923 | 84.6816
8641 | 415.7728 | 76.2927 | 415.7728 | 76.2927
8642 | 408.1797 | 79.0374 | 408.1797 | 79.0374
8643 | 407.7291 | 76.5171 | 407.7291 | 76.5171
8644 | 407.2221 | 96.7331 | 407.2221 | 96.7331
8645 | 411.1551 | 111.6236 | 411.1551 | 111.6236
8646 | 403.7942 | 106.258 | 403.7942 | 106.258
8647 | 387.0695 | 99.485 | 387.0695 | 99.485
8648 | 375.14 | 88.8597 | 375.14 | 88.8597
8649 | 369.6363 | 77.077 | 369.6363 | 77.077
8650 | 376.2224 | 50.1387 | 376.2224 | 50.1387
8651 | 370.9561 | 32.8754 | 370.9561 | 32.8754
8652 | 349.8982 | 28.801 | 349.8982 | 28.801
8653 | 328.1595 | 22.4386 | 328.1595 | 22.4386
8654 | 314.3838 | 25.5045 | 314.3838 | 25.5045
8655 | 299.8104 | 29.7213 | 299.8104 | 29.7213
8656 | 288.0907 | 48.7149 | 288.0907 | 48.7149
8657 | 287.8341 | 115.9923 | 287.8341 | 115.9923
8658 | 294.0117 | 129.7495 | 294.0117 | 129.7495
8659 | 308.1942 | 130.9739 | 308.1942 | 130.9739
8660 | 336.3589 | 119.2193 | 336.3589 | 119.2193
8661 | 364.3181 | 110.4935 | 364.3181 | 110.4935
8662 | 384.8078 | 98.3305 | 384.8078 | 98.3305
8663 | 415.0704 | 90.6025 | 415.0704 | 90.6025
8664 | 421.0209 | 82.6665 | 421.0209 | 82.6665
8665 | 407.2169 | 74.3388 | 407.2169 | 74.3388
8666 | 398.2121 | 77.5102 | 398.2121 | 77.5102
8667 | 394.5346 | 75.0417 | 394.5346 | 75.0417
8668 | 394.4061 | 94.8005 | 394.4061 | 94.8005
8669 | 396.2581 | 109.1065 | 396.2581 | 109.1065
8670 | 389.8225 | 103.2695 | 389.8225 | 103.2695
8671 | 373.8066 | 96.1995 | 373.8066 | 96.1995
8672 | 363.0453 | 85.5058 | 363.0453 | 85.5058
8673 | 364.0748 | 73.9778 | 364.0748 | 73.9778
8674 | 374.1715 | 47.5838 | 374.1715 | 47.5838
8675 | 367.6773 | 30.5257 | 367.6773 | 30.5257
8676 | 348.0225 | 25.8879 | 348.0225 | 25.8879
8677 | 326.4695 | 18.6275 | 326.4695 | 18.6275
8678 | 313.6902 | 21.0806 | 313.6902 | 21.0806
8679 | 300.425 | 25.2079 | 300.425 | 25.2079
8680 | 287.1482 | 44.3406 | 287.1482 | 44.3406
8681 | 286.1073 | 111.3492 | 286.1073 | 111.3492
8682 | 291.3214 | 124.5668 | 291.3214 | 124.5668
8683 | 305.9353 | 125.4683 | 305.9353 | 125.4683
8684 | 331.159 | 113.9281 | 331.159 | 113.9281
8685 | 355.5848 | 105.2636 | 355.5848 | 105.2636
8686 | 379.2933 | 93.4188 | 379.2933 | 93.4188
8687 | 410.2414 | 85.1746 | 410.2414 | 85.1746
8688 | 416.1661 | 78.1956 | 416.1661 | 78.1956
8689 | 400.6305 | 71.249 | 400.6305 | 71.249
8690 | 395.266 | 74.8469 | 395.266 | 74.8469
8691 | 398.6115 | 72.5128 | 398.6115 | 72.5128
8692 | 400.3164 | 92.3116 | 400.3164 | 92.3116
8693 | 401.608 | 106.6648 | 401.608 | 106.6648
8694 | 393.8219 | 100.8726 | 393.8219 | 100.8726
8695 | 378.2905 | 94.2315 | 378.2905 | 94.2315
8696 | 371.0892 | 84.0517 | 371.0892 | 84.0517
8697 | 369.9388 | 72.8535 | 369.9388 | 72.8535
8698 | 371.4643 | 46.5232 | 371.4643 | 46.5232
8699 | 365.752 | 29.729 | 365.752 | 29.729
8700 | 347.6619 | 25.829 | 347.6619 | 25.829
8701 | 324.5484 | 19.6527 | 324.5484 | 19.6527
8702 | 310.655 | 23.3503 | 310.655 | 23.3503
8703 | 297.7724 | 28.4321 | 297.7724 | 28.4321
8704 | 286.0835 | 48.3048 | 286.0835 | 48.3048
8705 | 285.6224 | 116.2091 | 285.6224 | 116.2091
8706 | 292.0494 | 130.3741 | 292.0494 | 130.3741
8707 | 308.4487 | 132.0203 | 308.4487 | 132.0203
8708 | 338.3577 | 120.4943 | 338.3577 | 120.4943
8709 | 364.0747 | 111.8251 | 364.0747 | 111.8251
8710 | 388.3719 | 99.1319 | 388.3719 | 99.1319
8711 | 423.5109 | 90.8264 | 423.5109 | 90.8264
8712 | 430.0316 | 82.7066 | 430.0316 | 82.7066
8713 | 410.8738 | 74.5627 | 410.8738 | 74.5627
8714 | 404.3262 | 77.4182 | 404.3262 | 77.4182
8715 | 406.5771 | 74.9098 | 406.5771 | 74.9098
8716 | 407.0994 | 95.2153 | 407.0994 | 95.2153
8717 | 404.404 | 110.2095 | 404.404 | 110.2095
8718 | 400.5014 | 105.1079 | 400.5014 | 105.1079
8719 | 387.9918 | 98.7732 | 387.9918 | 98.7732
8720 | 378.014 | 88.5698 | 378.014 | 88.5698
8721 | 377.4111 | 77.2514 | 377.4111 | 77.2514
8722 | 378.1262 | 50.3201 | 378.1262 | 50.3201
8723 | 370.1371 | 31.9728 | 370.1371 | 31.9728
8724 | 350.9915 | 34.3611 | 350.9915 | 34.3611
8725 | 333.7922 | 29.2638 | 333.7922 | 29.2638
8726 | 320.0333 | 30.1078 | 320.0333 | 30.1078
8727 | 306.5708 | 35.0415 | 306.5708 | 35.0415
8728 | 294.407 | 55.3222 | 294.407 | 55.3222
8729 | 293.2243 | 120.9117 | 293.2243 | 120.9117
8730 | 298.8002 | 133.2851 | 298.8002 | 133.2851
8731 | 311.9752 | 134.4884 | 311.9752 | 134.4884
8732 | 337.3342 | 122.883 | 337.3342 | 122.883
8733 | 356.9442 | 115.4772 | 356.9442 | 115.4772
8734 | 375.8163 | 99.5076 | 375.8163 | 99.5076
8735 | 410.7563 | 93.1407 | 410.7563 | 93.1407
8736 | 411.7927 | 85.5977 | 411.7927 | 85.5977
8737 | 390.5966 | 77.4392 | 390.5966 | 77.4392
8738 | 384.3063 | 80.4172 | 384.3063 | 80.4172
8739 | 380.3064 | 80.4416 | 380.3064 | 80.4416
8740 | 382.1755 | 97.4285 | 382.1755 | 97.4285
8741 | 387.7935 | 112.7079 | 387.7935 | 112.7079
8742 | 379.5967 | 106.6467 | 379.5967 | 106.6467
8743 | 372.3607 | 99.3393 | 372.3607 | 99.3393
8744 | 364.358 | 87.5248 | 364.358 | 87.5248
8745 | 365.9319 | 78.0059 | 365.9319 | 78.0059
8746 | 374.06 | 51.6002 | 374.06 | 51.6002
8747 | 365.2946 | 34.1296 | 365.2946 | 34.1296
8748 | 350.015 | 30.2655 | 350.015 | 30.2655
8749 | 330.6922 | 26.7092 | 330.6922 | 26.7092
8750 | 314.3222 | 29.1494 | 314.3222 | 29.1494
8751 | 303.6398 | 35.6552 | 303.6398 | 35.6552
8752 | 292.9335 | 57.2494 | 292.9335 | 57.2494
8753 | 292.7199 | 123.549 | 292.7199 | 123.549
8754 | 298.7967 | 135.7707 | 298.7967 | 135.7707
8755 | 315.3677 | 136.6775 | 315.3677 | 136.6775
8756 | 348.7748 | 125.4548 | 348.7748 | 125.4548
8757 | 379.9885 | 118.1007 | 379.9885 | 118.1007
8758 | 407.0284 | 101.4658 | 407.0284 | 101.4658
8759 | 446.1532 | 93.9301 | 446.1532 | 93.9301