## Summary Scalars
Parameter | Value
Total Cost ($) | 22954420.2802
Capital Cost (CAPEX) | 414864.5545
Operating Cost (OPEX) | 22539555.7258
Annual Fuel Consumption Genset (L) | 4766578.9474
Annual Fuel Consumption Diesel Furnace (L) | 5751422.5507

## Generator Summary
Size | Built | Capacity (kW) | Capital Cost ($) | Operating Cost ($)
100 kW | 0 | 0 | 0 | 0
500 kW | 0 | 0 | 0 | 0
1000 kW | 1 | 1000 | 70952.4573 | 114000
2000 kW | 1 | 2000 | 141904.9146 | 228000
Total | 2 | 3000 | 212857.3719 | 342000

## Diesel Furnace Summary
Size | Built | Capacity (MW) | Capital Cost ($) | Operating Cost ($)
17.58 kW | 895 | 15734.1 | 202007.1826 | 251745.6
Total | 895 | 15734.1 | 202007.1826 | 251745.6

## Time Series
Time | Electric Load (kW) | Thermal Load (kW) | Diesel Generation (kW) | Thermal Generation (kW)
0 | 2133.3208 | 360.3521 | 2133.3208 | 360.3521
1 | 2025.2256 | 339.4677 | 2025.2256 | 339.4677
2 | 2015.73 | 342.0591 | 2015.73 | 342.0591
3 | 2029.6518 | 349.6977 | 2029.6518 | 349.6977
4 | 2008.1171 | 401.2714 | 2008.1171 | 401.2714
5 | 2047.613 | 460.373 | 2047.613 | 460.373
6 | 2029.7951 | 434.8439 | 2029.7951 | 434.8439
7 | 1908.6297 | 407.214 | 1908.6297 | 407.214
8 | 1826.0028 | 359.261 | 1826.0028 | 359.261
9 | 1805.8699 | 328.0595 | 1805.8699 | 328.0595
10 | 1824.4778 | 224.5725 | 1824.4778 | 224.5725
11 | 1767.4844 | 164.1371 | 1767.4844 | 164.1371
12 | 1668.9008 | 147.4791 | 1668.9008 | 147.4791
13 | 1566.6949 | 125.3372 | 1566.6949 | 125.3372
14 | 1494.3997 | 129.509 | 1494.3997 | 129.509
15 | 1438.1773 | 151.2259 | 1438.1773 | 151.2259
16 | 1380.5762 | 211.545 | 1380.5762 | 211.545
17 | 1376.9126 | 436.5613 | 1376.9126 | 436.5613
18 | 1415.9436 | 494.5938 | 1415.9436 | 494.5938
19 | 1501.319 | 502.752 | 1501.319 | 502.752
20 | 1668.7615 | 465.4544 | 1668.7615 | 465.4544
21 | 1821.7821 | 452.7364 | 1821.7821 | 452.7364
22 | 1943.6919 | 407.5877 | 1943.6919 | 407.5877
23 | 2117.3754 | 394.2448 | 2117.3754 | 394.2448
24 | 2149.7669 | 364.5988 | 2149.7669 | 364.5988
25 | 2042.2673 | 342.7387 | 2042.2673 | 342.7387
26 | 2001.8707 | 344.8563 | 2001.8707 | 344.8563
27 | 2005.5945 | 352.0608 | 2005.5945 | 352.0608
28 | 2005.2719 | 401.9595 | 2005.2719 | 401.9595
29 | 2013.878 | 460.2828 | 2013.878 | 460.2828
30 | 1989.1767 | 434.4378 | 1989.1767 | 434.4378
31 | 1892.376 | 405.0653 | 1892.376 | 405.0653
32 | 1814.9466 | 354.9072 | 1814.9466 | 354.9072
33 | 1790.3295 | 321.7092 | 1790.3295 | 321.7092
34 | 1808.8315 | 217.3762 | 1808.8315 | 217.3762
35 | 1767.0132 | 157.3807 | 1767.0132 | 157.3807
36 | 1652.4709 | 141.2698 | 1652.4709 | 141.2698
37 | 1548.7138 | 120.1486 | 1548.7138 | 120.1486
38 | 1496.9554 | 124.8788 | 1496.9554 | 124.8788
39 | 1443.8676 | 147.8478 | 1443.8676 | 147.8478
40 | 1389.2115 | 209.6219 | 1389.2115 | 209.6219
41 | 1383.2931 | 435.3544 | 1383.2931 | 435.3544
42 | 1409.3851 | 493.6125 | 1409.3851 | 493.6125
43 | 1479.4694 | 501.9343 | 1479.4694 | 501.9343
44 | 1634.9429 | 464.7156 | 1634.9429 | 464.7156
45 | 1793.4531 | 452.0032 | 1793.4531 | 452.0032
46 | 1905.8979 | 406.6684 | 1905.8979 | 406.6684
47 | 2068.3746 | 392.9646 | 2068.3746 | 392.9646
48 | 2081.7093 | 362.7038 | 2081.7093 | 362.7038
49 | 2002.1493 | 339.6482 | 2002.1493 | 339.6482
50 | 1973.1682 | 339.5381 | 1973.1682 | 339.5381
51 | 1986.2964 | 344.1257 | 1986.2964 | 344.1257
52 | 1978.187 | 391.4076 | 1978.187 | 391.4076
53 | 2006.1235 | 445.6252 | 2006.1235 | 445.6252
54 | 1975.2838 | 415.7253 | 1975.2838 | 415.7253
55 | 1872.8227 | 382.5177 | 1872.8227 | 382.5177
56 | 1789.6979 | 329.8838 | 1789.6979 | 329.8838
57 | 1762.5202 | 295.0391 | 1762.5202 | 295.0391
58 | 1796.3533 | 189.0593 | 1796.3533 | 189.0593
59 | 1750.7621 | 127.2365 | 1750.7621 | 127.2365
60 | 1643.777 | 110.1273 | 1643.777 | 110.1273
61 | 1555.8512 | 89.7958 | 1555.8512 | 89.7958
62 | 1493.7522 | 100.3518 | 1493.7522 | 100.3518
63 | 1436.6307 | 129.2819 | 1436.6307 | 129.2819
64 | 1388.7436 | 195.094 | 1388.7436 | 195.094
65 | 1373.6752 | 424.3908 | 1373.6752 | 424.3908
66 | 1399.2381 | 484.0024 | 1399.2381 | 484.0024
67 | 1458.2671 | 492.8374 | 1458.2671 | 492.8374
68 | 1589.4252 | 455.066 | 1589.4252 | 455.066
69 | 1712.7647 | 439.4831 | 1712.7647 | 439.4831
70 | 1834.5194 | 389.2868 | 1834.5194 | 389.2868
71 | 1973.6035 | 371.3477 | 1973.6035 | 371.3477
72 | 2020.261 | 338.0302 | 2020.261 | 338.0302
73 | 1946.997 | 310.1018 | 1946.997 | 310.1018
74 | 1916.8553 | 304.916 | 1916.8553 | 304.916
75 | 1927.1667 | 304.738 | 1927.1667 | 304.738
76 | 1913.1445 | 347.1416 | 1913.1445 | 347.1416
77 | 1919.031 | 400.6599 | 1919.031 | 400.6599
78 | 1862.417 | 373.5403 | 1862.417 | 373.5403
79 | 1807.0932 | 344.2806 | 1807.0932 | 344.2806
80 | 1758.9227 | 296.666 | 1758.9227 | 296.666
81 | 1752.8261 | 269.2205 | 1752.8261 | 269.2205
82 | 1764.6522 | 172.1233 | 1764.6522 | 172.1233
83 | 1741.479 | 116.1489 | 1741.479 | 116.1489
84 | 1637.6053 | 101.3858 | 1637.6053 | 101.3858
85 | 1535.108 | 81.7254 | 1535.108 | 81.7254
86 | 1483.6894 | 89.0047 | 1483.6894 | 89.0047
87 | 1440.6339 | 114.3254 | 1440.6339 | 114.3254
88 | 1380.2457 | 177.3684 | 1380.2457 | 177.3684
89 | 1367.608 | 404.1894 | 1367.608 | 404.1894
90 | 1390.1605 | 463.2822 | 1390.1605 | 463.2822
91 | 1462.2823 | 471.5307 | 1462.2823 | 471.5307
92 | 1576.1164 | 433.1389 | 1576.1164 | 433.1389
93 | 1718.9835 | 419.9077 | 1718.9835 | 419.9077
94 | 1823.352 | 374.5447 | 1823.352 | 374.5447
95 | 1955.3646 | 361.4782 | 1955.3646 | 361.4782
96 | 2008.854 | 331.5727 | 2008.854 | 331.5727
97 | 1913.069 | 308.3648 | 1913.069 | 308.3648
98 | 1890.4592 | 309.2247 | 1890.4592 | 309.2247
99 | 1887.0461 | 314.7992 | 1887.0461 | 314.7992
100 | 1916.1985 | 362.7184 | 1916.1985 | 362.7184
101 | 1956.0407 | 417.7256 | 1956.0407 | 417.7256
102 | 1906.3733 | 388.0513 | 1906.3733 | 388.0513
103 | 1849.6959 | 355.9829 | 1849.6959 | 355.9829
104 | 1798.9905 | 304.1273 | 1798.9905 | 304.1273
105 | 1767.6251 | 271.4708 | 1767.6251 | 271.4708
106 | 1771.7469 | 168.8974 | 1771.7469 | 168.8974
107 | 1719.2857 | 110.5205 | 1719.2857 | 110.5205
108 | 1628.6576 | 96.1522 | 1628.6576 | 96.1522
109 | 1544.8578 | 77.5069 | 1544.8578 | 77.5069
110 | 1483.7633 | 86.6868 | 1483.7633 | 86.6868
111 | 1430.3103 | 112.876 | 1430.3103 | 112.876
112 | 1380.4588 | 175.857 | 1380.4588 | 175.857
113 | 1366.6361 | 404.1499 | 1366.6361 | 404.1499
114 | 1402.8937 | 465.5268 | 1402.8937 | 465.5268
115 | 1476.892 | 476.1327 | 1476.892 | 476.1327
116 | 1617.9304 | 441.0063 | 1617.9304 | 441.0063
117 | 1737.2096 | 429.4952 | 1737.2096 | 429.4952
118 | 1853.3697 | 385.0571 | 1853.3697 | 385.0571
119 | 2004.4894 | 372.8253 | 2004.4894 | 372.8253
120 | 2021.4003 | 344.3861 | 2021.4003 | 344.3861
121 | 1919.6507 | 323.028 | 1919.6507 | 323.028
122 | 1906.671 | 324.8749 | 1906.671 | 324.8749
123 | 1924.8887 | 333.258 | 1924.8887 | 333.258
124 | 1922.2498 | 385.0516 | 1922.2498 | 385.0516
125 | 1930.6662 | 443.4032 | 1930.6662 | 443.4032
126 | 1897.3463 | 417.4792 | 1897.3463 | 417.4792
127 | 1819.5064 | 389.4884 | 1819.5064 | 389.4884
128 | 1766.4232 | 341.558 | 1766.4232 | 341.558
129 | 1749.2839 | 311.1743 | 1749.2839 | 311.1743
130 | 1762.8539 | 209.8642 | 1762.8539 | 209.8642
131 | 1725.4953 | 153.0776 | 1725.4953 | 153.0776
132 | 1630.621 | 140.7847 | 1630.621 | 140.7847
133 | 1538.6443 | 122.382 | 1538.6443 | 122.382
134 | 1478.356 | 128.9281 | 1478.356 | 128.9281
135 | 1424.618 | 152.0381 | 1424.618 | 152.0381
136 | 1367.0189 | 212.8929 | 1367.0189 | 212.8929
137 | 1369.6421 | 438.1404 | 1369.6421 | 438.1404
138 | 1410.4886 | 495.9811 | 1410.4886 | 495.9811
139 | 1496.8566 | 503.9251 | 1496.8566 | 503.9251
140 | 1670.9959 | 466.3003 | 1670.9959 | 466.3003
141 | 1809.5203 | 453.8982 | 1809.5203 | 453.8982
142 | 1926.3623 | 409.1104 | 1926.3623 | 409.1104
143 | 2077.5303 | 395.5815 | 2077.5303 | 395.5815
144 | 2100.5921 | 366.0538 | 2100.5921 | 366.0538
145 | 1982.7293 | 344.6957 | 1982.7293 | 344.6957
146 | 1950.0396 | 347.2307 | 1950.0396 | 347.2307
147 | 1984.2284 | 354.9257 | 1984.2284 | 354.9257
148 | 1968.9436 | 405.0839 | 1968.9436 | 405.0839
149 | 1970.1572 | 461.7604 | 1970.1572 | 461.7604
150 | 1931.2152 | 434.9623 | 1931.2152 | 434.9623
151 | 1852.0213 | 405.8041 | 1852.0213 | 405.8041
152 | 1775.2358 | 356.5878 | 1775.2358 | 356.5878
153 | 1763.2077 | 324.8506 | 1763.2077 | 324.8506
154 | 1778.3917 | 221.0984 | 1778.3917 | 221.0984
155 | 1729.4711 | 161.6387 | 1729.4711 | 161.6387
156 | 1632.999 | 146.4865 | 1632.999 | 146.4865
157 | 1531.3866 | 125.5063 | 1531.3866 | 125.5063
158 | 1465.7452 | 130.0674 | 1465.7452 | 130.0674
159 | 1401.141 | 152.1339 | 1401.141 | 152.1339
160 | 1346.3097 | 212.5883 | 1346.3097 | 212.5883
161 | 1345.8765 | 437.4467 | 1345.8765 | 437.4467
162 | 1394.4525 | 494.4641 | 1394.4525 | 494.4641
163 | 1472.0839 | 501.6805 | 1472.0839 | 501.6805
164 | 1636.7622 | 463.5087 | 1636.7622 | 463.5087
165 | 1784.2353 | 450.6102 | 1784.2353 | 450.6102
166 | 1884.1243 | 405.6532 | 1884.1243 | 405.6532
167 | 2025.5591 | 392.7109 | 2025.5591 | 392.7109
168 | 2040.9642 | 363.5667 | 2040.9642 | 363.5667
169 | 1940.7057 | 342.0169 | 1940.7057 | 342.0169
170 | 1914.7907 | 344.0555 | 1914.7907 | 344.0555
171 | 1940.5936 | 352.2412 | 1940.5936 | 352.2412
172 | 1927.3971 | 403.8939 | 1927.3971 | 403.8939
173 | 1932.0755 | 462.7248 | 1932.0755 | 462.7248
174 | 1896.4992 | 436.7839 | 1896.4992 | 436.7839
175 | 1810.1927 | 407.6877 | 1810.1927 | 407.6877
176 | 1741.0562 | 357.5297 | 1741.0562 | 357.5297
177 | 1724.078 | 323.4068 | 1724.078 | 323.4068
178 | 1756.8293 | 215.9325 | 1756.8293 | 215.9325
179 | 1709.3951 | 151.6057 | 1709.3951 | 151.6057
180 | 1612.6789 | 131.0111 | 1612.6789 | 131.0111
181 | 1521.1354 | 105.8858 | 1521.1354 | 105.8858
182 | 1451.8516 | 111.8398 | 1451.8516 | 111.8398
183 | 1395.0516 | 138.2772 | 1395.0516 | 138.2772
184 | 1345.4003 | 203.7678 | 1345.4003 | 203.7678
185 | 1351.8771 | 433.2621 | 1351.8771 | 433.2621
186 | 1389.4107 | 490.8885 | 1389.4107 | 490.8885
187 | 1483.0746 | 496.0295 | 1483.0746 | 496.0295
188 | 1653.5502 | 456.4026 | 1653.5502 | 456.4026
189 | 1797.2419 | 440.9663 | 1797.2419 | 440.9663
190 | 1924.0577 | 391.8473 | 1924.0577 | 391.8473
191 | 2069.7847 | 375.0247 | 2069.7847 | 375.0247
192 | 2086.128 | 340.6413 | 2086.128 | 340.6413
193 | 2002.5186 | 313.7338 | 2002.5186 | 313.7338
194 | 1939.2422 | 312.1461 | 1939.2422 | 312.1461
195 | 1965.0759 | 318.4256 | 1965.0759 | 318.4256
196 | 1976.9206 | 369.8019 | 1976.9206 | 369.8019
197 | 1998.8404 | 428.7118 | 1998.8404 | 428.7118
198 | 1960.5596 | 403.5548 | 1960.5596 | 403.5548
199 | 1864.5442 | 377.1826 | 1864.5442 | 377.1826
200 | 1819.0997 | 330.9441 | 1819.0997 | 330.9441
201 | 1786.1831 | 300.1938 | 1786.1831 | 300.1938
202 | 1797.3344 | 196.1033 | 1797.3344 | 196.1033
203 | 1722.3776 | 135.1603 | 1722.3776 | 135.1603
204 | 1629.6118 | 118.2034 | 1629.6118 | 118.2034
205 | 1531.4638 | 96.8905 | 1531.4638 | 96.8905
206 | 1474.3319 | 103.0475 | 1474.3319 | 103.0475
207 | 1424.479 | 127.573 | 1424.479 | 127.573
208 | 1382.698 | 190.131 | 1382.698 | 190.131
209 | 1373.1145 | 416.9238 | 1373.1145 | 416.9238
210 | 1402.3896 | 476.1858 | 1402.3896 | 476.1858
211 | 1486.5558 | 485.8555 | 1486.5558 | 485.8555
212 | 1624.7379 | 449.6688 | 1624.7379 | 449.6688
213 | 1755.0865 | 437.4528 | 1755.0865 | 437.4528
214 | 1867.337 | 393.0034 | 1867.337 | 393.0034
215 | 2042.0131 | 379.9369 | 2042.0131 | 379.9369
216 | 2074.1116 | 349.4675 | 2074.1116 | 349.4675
217 | 1992.7035 | 326.4513 | 1992.7035 | 326.4513
218 | 1982.6981 | 327.1533 | 1982.6981 | 327.1533
219 | 1974.4942 | 332.9252 | 1974.4942 | 332.9252
220 | 1983.1526 | 379.2653 | 1983.1526 | 379.2653
221 | 1985.4703 | 432.0448 | 1985.4703 | 432.0448
222 | 1960.5409 | 403.0924 | 1960.5409 | 403.0924
223 | 1878.3716 | 372.7328 | 1878.3716 | 372.7328
224 | 1804.3192 | 322.0503 | 1804.3192 | 322.0503
225 | 1784.952 | 288.3391 | 1784.952 | 288.3391
226 | 1801.1078 | 183.2673 | 1801.1078 | 183.2673
227 | 1736.4072 | 122.1721 | 1736.4072 | 122.1721
228 | 1643.5242 | 105.1531 | 1643.5242 | 105.1531
229 | 1547.6179 | 84.5903 | 1547.6179 | 84.5903
230 | 1480.1902 | 95.2366 | 1480.1902 | 95.2366
231 | 1432.4707 | 123.7098 | 1432.4707 | 123.7098
232 | 1374.5418 | 186.8995 | 1374.5418 | 186.8995
233 | 1374.6786 | 411.1939 | 1374.6786 | 411.1939
234 | 1397.5762 | 467.2299 | 1397.5762 | 467.2299
235 | 1452.8482 | 474.4689 | 1452.8482 | 474.4689
236 | 1577.9705 | 437.2164 | 1577.9705 | 437.2164
237 | 1696.2911 | 425.0398 | 1696.2911 | 425.0398
238 | 1804.7939 | 380.0546 | 1804.7939 | 380.0546
239 | 1969.9433 | 368.009 | 1969.9433 | 368.009
240 | 1986.8088 | 338.5321 | 1986.8088 | 338.5321
241 | 1919.9997 | 313.5251 | 1919.9997 | 313.5251
242 | 1900.5481 | 311.3622 | 1900.5481 | 311.3622
243 | 1890.5349 | 316.0964 | 1890.5349 | 316.0964
244 | 1915.683 | 365.3973 | 1915.683 | 365.3973
245 | 1933.6051 | 421.9159 | 1933.6051 | 421.9159
246 | 1893.4158 | 393.6233 | 1893.4158 | 393.6233
247 | 1823.2296 | 363.0833 | 1823.2296 | 363.0833
248 | 1763.0724 | 312.553 | 1763.0724 | 312.553
249 | 1742.7471 | 279.169 | 1742.7471 | 279.169
250 | 1763.0391 | 174.5878 | 1763.0391 | 174.5878
251 | 1700.6042 | 114.0791 | 1700.6042 | 114.0791
252 | 1618.7136 | 98.4588 | 1618.7136 | 98.4588
253 | 1533.5181 | 79.6274 | 1533.5181 | 79.6274
254 | 1473.9163 | 89.9127 | 1473.9163 | 89.9127
255 | 1430.8767 | 117.9743 | 1430.8767 | 117.9743
256 | 1371.0916 | 181.4121 | 1371.0916 | 181.4121
257 | 1373.8094 | 407.8157 | 1373.8094 | 407.8157
258 | 1386.9216 | 468.1436 | 1386.9216 | 468.1436
259 | 1447.3711 | 479.6575 | 1447.3711 | 479.6575
260 | 1550.3986 | 444.6269 | 1550.3986 | 444.6269
261 | 1665.3218 | 432.2473 | 1665.3218 | 432.2473
262 | 1781.5915 | 386.4049 | 1781.5915 | 386.4049
263 | 1917.9298 | 371.8722 | 1917.9298 | 371.8722
264 | 1959.0985 | 341.2391 | 1959.0985 | 341.2391
265 | 1896.3869 | 318.4655 | 1896.3869 | 318.4655
266 | 1885.414 | 318.3272 | 1885.414 | 318.3272
267 | 1876.6244 | 323.7495 | 1876.6244 | 323.7495
268 | 1879.5194 | 373.9245 | 1879.5194 | 373.9245
269 | 1893.2257 | 431.385 | 1893.2257 | 431.385
270 | 1844.5971 | 404.3331 | 1844.5971 | 404.3331
271 | 1784.8107 | 374.9041 | 1784.8107 | 374.9041
272 | 1741.0917 | 325.2198 | 1741.0917 | 325.2198
273 | 1747.1437 | 292.2023 | 1747.1437 | 292.2023
274 | 1770.2952 | 188.0893 | 1770.2952 | 188.0893
275 | 1721.716 | 127.9077 | 1721.716 | 127.9077
276 | 1625.6227 | 111.6219 | 1625.6227 | 111.6219
277 | 1528.2562 | 91.3467 | 1528.2562 | 91.3467
278 | 1475.3307 | 101.0455 | 1475.3307 | 101.0455
279 | 1431.4605 | 129.1578 | 1431.4605 | 129.1578
280 | 1387.0743 | 192.2629 | 1387.0743 | 192.2629
281 | 1369.3786 | 418.6158 | 1369.3786 | 418.6158
282 | 1392.7563 | 476.761 | 1392.7563 | 476.761
283 | 1451.1359 | 485.7089 | 1451.1359 | 485.7089
284 | 1580.0786 | 449.0259 | 1580.0786 | 449.0259
285 | 1702.1333 | 434.4637 | 1702.1333 | 434.4637
286 | 1804.8426 | 385.2601 | 1804.8426 | 385.2601
287 | 1953.7831 | 368.0654 | 1953.7831 | 368.0654
288 | 1993.104 | 335.1821 | 1993.104 | 335.1821
289 | 1914.6428 | 309.5096 | 1914.6428 | 309.5096
290 | 1888.1752 | 307.2283 | 1888.1752 | 307.2283
291 | 1893.2128 | 312.5377 | 1893.2128 | 312.5377
292 | 1897.3147 | 361.7766 | 1897.3147 | 361.7766
293 | 1930.9775 | 419.6037 | 1930.9775 | 419.6037
294 | 1905.0268 | 394.255 | 1905.0268 | 394.255
295 | 1827.7005 | 366.8281 | 1827.7005 | 366.8281
296 | 1782.8755 | 319.0895 | 1782.8755 | 319.0895
297 | 1769.1524 | 286.2919 | 1769.1524 | 286.2919
298 | 1758.727 | 181.3386 | 1758.727 | 181.3386
299 | 1707.4518 | 119.8147 | 1707.4518 | 119.8147
300 | 1609.9767 | 103.4612 | 1609.9767 | 103.4612
301 | 1513.4741 | 82.7461 | 1513.4741 | 82.7461
302 | 1459.6731 | 91.3452 | 1459.6731 | 91.3452
303 | 1410.2763 | 117.6923 | 1410.2763 | 117.6923
304 | 1350.6408 | 180.8876 | 1350.6408 | 180.8876
305 | 1349.1899 | 407.7593 | 1349.1899 | 407.7593
306 | 1388.7781 | 467.2976 | 1388.7781 | 467.2976
307 | 1464.099 | 476.6289 | 1464.099 | 476.6289
308 | 1628.8745 | 440.8822 | 1628.8745 | 440.8822
309 | 1776.8427 | 428.6492 | 1776.8427 | 428.6492
310 | 1870.6059 | 382.6658 | 1870.6059 | 382.6658
311 | 2037.0151 | 368.9057 | 2037.0151 | 368.9057
312 | 2025.3024 | 338.9551 | 2025.3024 | 338.9551
313 | 1929.9315 | 316.1081 | 1929.9315 | 316.1081
314 | 1906.5181 | 315.9867 | 1906.5181 | 315.9867
315 | 1917.7961 | 322.1816 | 1917.7961 | 322.1816
316 | 1909.4792 | 372.8868 | 1909.4792 | 372.8868
317 | 1931.5396 | 431.4019 | 1931.5396 | 431.4019
318 | 1897.5917 | 405.822 | 1897.5917 | 405.822
319 | 1806.6889 | 377.2672 | 1806.6889 | 377.2672
320 | 1745.2173 | 328.1863 | 1745.2173 | 328.1863
321 | 1729.2556 | 296.2798 | 1729.2556 | 296.2798
322 | 1757.7137 | 191.5915 | 1757.7137 | 191.5915
323 | 1700.9306 | 131.2407 | 1700.9306 | 131.2407
324 | 1580.111 | 116.2182 | 1580.111 | 116.2182
325 | 1478.8353 | 98.3963 | 1478.8353 | 98.3963
326 | 1431.9951 | 108.7042 | 1431.9951 | 108.7042
327 | 1377.993 | 136.1454 | 1377.993 | 136.1454
328 | 1321.6869 | 199.2843 | 1321.6869 | 199.2843
329 | 1320.5534 | 425.8966 | 1320.5534 | 425.8966
330 | 1367.9992 | 484.7187 | 1367.9992 | 484.7187
331 | 1437.8071 | 493.0687 | 1437.8071 | 493.0687
332 | 1599.9883 | 455.9176 | 1599.9883 | 455.9176
333 | 1750.9617 | 443.476 | 1750.9617 | 443.476
334 | 1868.1254 | 397.6392 | 1868.1254 | 397.6392
335 | 1999.0817 | 383.1459 | 1999.0817 | 383.1459
336 | 2027.591 | 350.7364 | 2027.591 | 350.7364
337 | 1924.7094 | 323.4904 | 1924.7094 | 323.4904
338 | 1906.7835 | 316.2687 | 1906.7835 | 316.2687
339 | 1908.0782 | 314.0774 | 1908.0782 | 314.0774
340 | 1903.7766 | 357.3438 | 1903.7766 | 357.3438
341 | 1919.3892 | 413.4733 | 1919.3892 | 413.4733
342 | 1889.222 | 387.3914 | 1889.222 | 387.3914
343 | 1802.9574 | 361.7749 | 1802.9574 | 361.7749
344 | 1743.2834 | 314.9443 | 1743.2834 | 314.9443
345 | 1734.6787 | 281.7632 | 1734.6787 | 281.7632
346 | 1762.3493 | 176.4264 | 1762.3493 | 176.4264
347 | 1687.4488 | 115.4834 | 1687.4488 | 115.4834
348 | 1577.2698 | 98.0358 | 1577.2698 | 98.0358
349 | 1488.0316 | 77.1741 | 1488.0316 | 77.1741
350 | 1427.4734 | 85.9931 | 1427.4734 | 85.9931
351 | 1380.6115 | 111.6973 | 1380.6115 | 111.6973
352 | 1334.2799 | 177.8929 | 1334.2799 | 177.8929
353 | 1333.6658 | 404.3473 | 1333.6658 | 404.3473
354 | 1376.8212 | 459.4979 | 1376.8212 | 459.4979
355 | 1454.7726 | 466.8384 | 1454.7726 | 466.8384
356 | 1608.2312 | 427.3074 | 1608.2312 | 427.3074
357 | 1752.6023 | 411.685 | 1752.6023 | 411.685
358 | 1881.366 | 362.9889 | 1881.366 | 362.9889
359 | 2016.5983 | 346.031 | 2016.5983 | 346.031
360 | 2021.1222 | 312.2454 | 2021.1222 | 312.2454
361 | 1942.8935 | 285.3717 | 1942.8935 | 285.3717
362 | 1905.5169 | 283.4287 | 1905.5169 | 283.4287
363 | 1908.7466 | 289.3191 | 1908.7466 | 289.3191
364 | 1908.6874 | 339.2629 | 1908.6874 | 339.2629
365 | 1937.9859 | 396.8531 | 1937.9859 | 396.8531
366 | 1898.1166 | 371.025 | 1898.1166 | 371.025
367 | 1814.59 | 343.6658 | 1814.59 | 343.6658
368 | 1753.6418 | 296.807 | 1753.6418 | 296.807
369 | 1732.7812 | 267.9742 | 1732.7812 | 267.9742
370 | 1766.8292 | 167.8258 | 1766.8292 | 167.8258
371 | 1707.9443 | 111.9191 | 1707.9443 | 111.9191
372 | 1603.709 | 100.1789 | 1603.709 | 100.1789
373 | 1504.5706 | 83.0732 | 1504.5706 | 83.0732
374 | 1434.813 | 92.0727 | 1434.813 | 92.0727
375 | 1392.6754 | 118.8879 | 1392.6754 | 118.8879
376 | 1339.2563 | 182.5231 | 1339.2563 | 182.5231
377 | 1331.0998 | 409.8235 | 1331.0998 | 409.8235
378 | 1362.9846 | 469.5422 | 1362.9846 | 469.5422
379 | 1429.681 | 479.6687 | 1429.681 | 479.6687
380 | 1576.0474 | 444.1307 | 1576.0474 | 444.1307
381 | 1716.522 | 431.8526 | 1716.522 | 431.8526
382 | 1831.905 | 384.8991 | 1831.905 | 384.8991
383 | 1979.9493 | 369.9321 | 1979.9493 | 369.9321
384 | 1999.5543 | 338.4306 | 1999.5543 | 338.4306
385 | 1903.367 | 314.7545 | 1903.367 | 314.7545
386 | 1879.5038 | 314.0749 | 1879.5038 | 314.0749
387 | 1883.6857 | 319.3279 | 1883.6857 | 319.3279
388 | 1896.7954 | 368.7698 | 1896.7954 | 368.7698
389 | 1882.0294 | 426.1119 | 1882.0294 | 426.1119
390 | 1863.8654 | 399.4604 | 1863.8654 | 399.4604
391 | 1796.4996 | 370.8548 | 1796.4996 | 370.8548
392 | 1704.3496 | 322.3548 | 1704.3496 | 322.3548
393 | 1687.8229 | 289.8224 | 1687.8229 | 289.8224
394 | 1726.057 | 183.9779 | 1726.057 | 183.9779
395 | 1686.8018 | 122.2059 | 1686.8018 | 122.2059
396 | 1596.073 | 105.1588 | 1596.073 | 105.1588
397 | 1498.7745 | 84.7088 | 1498.7745 | 84.7088
398 | 1446.1106 | 93.2401 | 1446.1106 | 93.2401
399 | 1401.0646 | 120.7998 | 1401.0646 | 120.7998
400 | 1347.2623 | 184.7395 | 1347.2623 | 184.7395
401 | 1338.2423 | 412.3952 | 1338.2423 | 412.3952
402 | 1359.9602 | 472.3 | 1359.9602 | 472.3
403 | 1402.4886 | 481.152 | 1402.4886 | 481.152
404 | 1533.9776 | 444.4521 | 1533.9776 | 444.4521
405 | 1656.5594 | 432.4617 | 1656.5594 | 432.4617
406 | 1770.6437 | 387.5385 | 1770.6437 | 387.5385
407 | 1931.9983 | 373.3385 | 1931.9983 | 373.3385
408 | 1969.0353 | 341.1827 | 1969.0353 | 341.1827
409 | 1892.5224 | 315.8881 | 1892.5224 | 315.8881
410 | 1871.2467 | 313.8944 | 1871.2467 | 313.8944
411 | 1862.5486 | 319.1193 | 1862.5486 | 319.1193
412 | 1876.9086 | 369.0349 | 1876.9086 | 369.0349
413 | 1887.9781 | 426.1457 | 1887.9781 | 426.1457
414 | 1837.565 | 398.2704 | 1837.565 | 398.2704
415 | 1764.4344 | 368.7005 | 1764.4344 | 368.7005
416 | 1708.1741 | 318.4804 | 1708.1741 | 318.4804
417 | 1702.061 | 285.1076 | 1702.061 | 285.1076
418 | 1741.2824 | 180.3854 | 1741.2824 | 180.3854
419 | 1678.8804 | 120.4971 | 1678.8804 | 120.4971
420 | 1578.2038 | 104.8937 | 1578.2038 | 104.8937
421 | 1497.4165 | 85.5716 | 1497.4165 | 85.5716
422 | 1442.2683 | 93.9733 | 1442.2683 | 93.9733
423 | 1399.0598 | 119.2094 | 1399.0598 | 119.2094
424 | 1343.85 | 181.4064 | 1343.85 | 181.4064
425 | 1339.6418 | 409.079 | 1339.6418 | 409.079
426 | 1350.6766 | 469.5253 | 1350.6766 | 469.5253
427 | 1404.7515 | 479.2683 | 1404.7515 | 479.2683
428 | 1516.1021 | 443.1719 | 1516.1021 | 443.1719
429 | 1626.1814 | 431.3619 | 1626.1814 | 431.3619
430 | 1739.7589 | 385.9368 | 1739.7589 | 385.9368
431 | 1890.8638 | 371.2969 | 1890.8638 | 371.2969
432 | 1924.2263 | 338.1035 | 1924.2263 | 338.1035
433 | 1859.5767 | 311.0493 | 1859.5767 | 311.0493
434 | 1834.0206 | 308.0799 | 1834.0206 | 308.0799
435 | 1844.8738 | 312.6731 | 1844.8738 | 312.6731
436 | 1857.1656 | 362.5831 | 1857.1656 | 362.5831
437 | 1864.3652 | 420.8049 | 1864.3652 | 420.8049
438 | 1843.4848 | 394.6554 | 1843.4848 | 394.6554
439 | 1782.2882 | 366.0554 | 1782.2882 | 366.0554
440 | 1733.1767 | 317.234 | 1733.1767 | 317.234
441 | 1734.5981 | 285.6095 | 1734.5981 | 285.6095
442 | 1749.4592 | 181.9758 | 1749.4592 | 181.9758
443 | 1674.5368 | 121.8111 | 1674.5368 | 121.8111
444 | 1571.6684 | 105.9709 | 1571.6684 | 105.9709
445 | 1483.4646 | 86.3273 | 1483.4646 | 86.3273
446 | 1427.7365 | 93.7815 | 1427.7365 | 93.7815
447 | 1387.7811 | 118.9556 | 1387.7811 | 118.9556
448 | 1347.513 | 181.914 | 1347.513 | 181.914
449 | 1324.7082 | 409.3666 | 1324.7082 | 409.3666
450 | 1346.7537 | 469.7058 | 1346.7537 | 469.7058
451 | 1410.6469 | 480.3963 | 1410.6469 | 480.3963
452 | 1540.0366 | 444.6157 | 1540.0366 | 444.6157
453 | 1673.4849 | 433.1835 | 1673.4849 | 433.1835
454 | 1784.3794 | 388.2491 | 1784.3794 | 388.2491
455 | 1938.956 | 373.8968 | 1938.956 | 373.8968
456 | 1951.698 | 341.5719 | 1951.698 | 341.5719
457 | 1888.545 | 316.6777 | 1888.545 | 316.6777
458 | 1853.1012 | 314.9659 | 1853.1012 | 314.9659
459 | 1871.2168 | 319.1587 | 1871.2168 | 319.1587
460 | 1867.6778 | 366.5534 | 1867.6778 | 366.5534
461 | 1890.2819 | 421.2222 | 1890.2819 | 421.2222
462 | 1869.511 | 391.7566 | 1869.511 | 391.7566
463 | 1808.9691 | 360.0999 | 1808.9691 | 360.0999
464 | 1740.0885 | 308.233 | 1740.0885 | 308.233
465 | 1739.9471 | 273.9241 | 1739.9471 | 273.9241
466 | 1751.5804 | 168.7846 | 1751.5804 | 168.7846
467 | 1682.709 | 108.3887 | 1682.709 | 108.3887
468 | 1604.7247 | 93.1857 | 1604.7247 | 93.1857
469 | 1511.1016 | 75.2453 | 1511.1016 | 75.2453
470 | 1457.0354 | 87.4256 | 1457.0354 | 87.4256
471 | 1417.704 | 114.7991 | 1417.704 | 114.7991
472 | 1383.6284 | 177.4925 | 1383.6284 | 177.4925
473 | 1367.1274 | 404.4206 | 1367.1274 | 404.4206
474 | 1399.7128 | 464.2578 | 1399.7128 | 464.2578
475 | 1483.7938 | 474.6776 | 1483.7938 | 474.6776
476 | 1659.7695 | 439.4384 | 1659.7695 | 439.4384
477 | 1817.7022 | 427.9837 | 1817.7022 | 427.9837
478 | 1927.8083 | 380.6694 | 1927.8083 | 380.6694
479 | 2088.7307 | 362.6907 | 2088.7307 | 362.6907
480 | 2105.5591 | 331.584 | 2105.5591 | 331.584
481 | 1992.3741 | 305.7592 | 1992.3741 | 305.7592
482 | 1988.1079 | 298.0074 | 1988.1079 | 298.0074
483 | 2012.8024 | 300.3503 | 2012.8024 | 300.3503
484 | 1988.1038 | 347.5815 | 1988.1038 | 347.5815
485 | 1997.774 | 403.4008 | 1997.774 | 403.4008
486 | 1977.2254 | 376.4053 | 1977.2254 | 376.4053
487 | 1870.9959 | 347.9689 | 1870.9959 | 347.9689
488 | 1797.9601 | 299.2433 | 1797.9601 | 299.2433
489 | 1786.9912 | 267.1226 | 1786.9912 | 267.1226
490 | 1800.0717 | 165.3105 | 1800.0717 | 165.3105
491 | 1717.8919 | 111.451 | 1717.8919 | 111.451
492 | 1602.9829 | 100.8162 | 1602.9829 | 100.8162
493 | 1511.0051 | 81.0373 | 1511.0051 | 81.0373
494 | 1459.3299 | 85.384 | 1459.3299 | 85.384
495 | 1425.6097 | 108.6349 | 1425.6097 | 108.6349
496 | 1383.2951 | 173.0428 | 1383.2951 | 173.0428
497 | 1369.6008 | 403.6649 | 1369.6008 | 403.6649
498 | 1397.7191 | 468.5778 | 1397.7191 | 468.5778
499 | 1473.0653 | 482.0656 | 1473.0653 | 482.0656
500 | 1638.7773 | 447.7795 | 1638.7773 | 447.7795
501 | 1789.1974 | 437.4133 | 1789.1974 | 437.4133
502 | 1916.7604 | 393.5674 | 1916.7604 | 393.5674
503 | 2051.9145 | 380.2753 | 2051.9145 | 380.2753
504 | 2084.2033 | 349.1573 | 2084.2033 | 349.1573
505 | 1978.9912 | 324.5958 | 1978.9912 | 324.5958
506 | 1958.1786 | 323.3296 | 1958.1786 | 323.3296
507 | 1963.9674 | 327.8044 | 1963.9674 | 327.8044
508 | 1957.3592 | 375.5769 | 1957.3592 | 375.5769
509 | 1951.3034 | 430.7477 | 1951.3034 | 430.7477
510 | 1933.7603 | 401.846 | 1933.7603 | 401.846
511 | 1848.2652 | 370.8548 | 1848.2652 | 370.8548
512 | 1790.3618 | 319.7662 | 1790.3618 | 319.7662
513 | 1789.6468 | 286.1566 | 1789.6468 | 286.1566
514 | 1789.5222 | 181.8518 | 1789.5222 | 181.8518
515 | 1714.2573 | 122.5217 | 1714.2573 | 122.5217
516 | 1599.8015 | 107.2511 | 1599.8015 | 107.2511
517 | 1509.992 | 87.1056 | 1509.992 | 87.1056
518 | 1461.788 | 94.2327 | 1461.788 | 94.2327
519 | 1421.4101 | 118.2337 | 1421.4101 | 118.2337
520 | 1390.5646 | 180.7466 | 1390.5646 | 180.7466
521 | 1380.6406 | 407.6409 | 1380.6406 | 407.6409
522 | 1410.2146 | 466.3783 | 1410.2146 | 466.3783
523 | 1492.5302 | 474.5253 | 1492.5302 | 474.5253
524 | 1653.8337 | 437.2107 | 1653.8337 | 437.2107
525 | 1799.9896 | 425.1188 | 1799.9896 | 425.1188
526 | 1924.1032 | 380.5791 | 1924.1032 | 380.5791
527 | 2063.9798 | 368.8606 | 2063.9798 | 368.8606
528 | 2049.3907 | 341.4873 | 2049.3907 | 341.4873
529 | 1951.3782 | 323.0731 | 1951.3782 | 323.0731
530 | 1916.2474 | 327.3902 | 1916.2474 | 327.3902
531 | 1954.707 | 335.2544 | 1954.707 | 335.2544
532 | 1953.1773 | 383.3146 | 1953.1773 | 383.3146
533 | 1954.2105 | 438.2993 | 1954.2105 | 438.2993
534 | 1896.7867 | 409.4032 | 1896.7867 | 409.4032
535 | 1824.7553 | 378.412 | 1824.7553 | 378.412
536 | 1772.7597 | 327.5941 | 1772.7597 | 327.5941
537 | 1771.0903 | 294.6048 | 1771.0903 | 294.6048
538 | 1775.8803 | 190.8584 | 1775.8803 | 190.8584
539 | 1703.8779 | 131.2858 | 1703.8779 | 131.2858
540 | 1596.7109 | 116.3592 | 1596.7109 | 116.3592
541 | 1503.2786 | 97.6406 | 1503.2786 | 97.6406
542 | 1448.3535 | 107.8131 | 1448.3535 | 107.8131
543 | 1416.5691 | 134.5099 | 1416.5691 | 134.5099
544 | 1377.9773 | 197.6262 | 1377.9773 | 197.6262
545 | 1353.9416 | 424.7799 | 1353.9416 | 424.7799
546 | 1378.4538 | 484.8089 | 1378.4538 | 484.8089
547 | 1449.9536 | 494.6422 | 1449.9536 | 494.6422
548 | 1600.7694 | 458.8841 | 1600.7694 | 458.8841
549 | 1734.6365 | 446.1266 | 1734.6365 | 446.1266
550 | 1876.3913 | 395.9924 | 1876.3913 | 395.9924
551 | 1996.8986 | 376.8577 | 1996.8986 | 376.8577
552 | 2014.3147 | 342.2374 | 2014.3147 | 342.2374
553 | 1927.1924 | 314.4669 | 1927.1924 | 314.4669
554 | 1906.1956 | 311.8246 | 1906.1956 | 311.8246
555 | 1921.8004 | 317.8165 | 1921.8004 | 317.8165
556 | 1912.81 | 368.9559 | 1912.81 | 368.9559
557 | 1921.3018 | 427.9617 | 1921.3018 | 427.9617
558 | 1875.1437 | 402.7822 | 1875.1437 | 402.7822
559 | 1821.2128 | 375.2143 | 1821.2128 | 375.2143
560 | 1747.5719 | 327.2219 | 1747.5719 | 327.2219
561 | 1746.1414 | 294.9714 | 1746.1414 | 294.9714
562 | 1759.7687 | 190.7117 | 1759.7687 | 190.7117
563 | 1701.958 | 130.8403 | 1701.958 | 130.8403
564 | 1600.8361 | 115.6824 | 1600.8361 | 115.6824
565 | 1513.232 | 96.2363 | 1513.232 | 96.2363
566 | 1464.433 | 105.4952 | 1464.433 | 105.4952
567 | 1426.4474 | 132.2991 | 1426.4474 | 132.2991
568 | 1378.6515 | 195.9174 | 1378.6515 | 195.9174
569 | 1364.0136 | 424.2949 | 1364.0136 | 424.2949
570 | 1378.7831 | 485.2657 | 1378.7831 | 485.2657
571 | 1432.2328 | 495.8716 | 1432.2328 | 495.8716
572 | 1560.7808 | 460.5309 | 1560.7808 | 460.5309
573 | 1669.9671 | 448.9578 | 1669.9671 | 448.9578
574 | 1777.6012 | 400.1207 | 1777.6012 | 400.1207
575 | 1920.6654 | 381.7924 | 1920.6654 | 381.7924
576 | 1947.1151 | 347.6515 | 1947.1151 | 347.6515
577 | 1872.3997 | 320.8003 | 1872.3997 | 320.8003
578 | 1842.9307 | 318.9532 | 1842.9307 | 318.9532
579 | 1859.7762 | 324.257 | 1859.7762 | 324.257
580 | 1870.9262 | 373.5015 | 1870.9262 | 373.5015
581 | 1869.1873 | 431.2327 | 1869.1873 | 431.2327
582 | 1821.0661 | 404.8971 | 1821.0661 | 404.8971
583 | 1745.0268 | 377.2559 | 1745.0268 | 377.2559
584 | 1694.2274 | 330.0417 | 1694.2274 | 330.0417
585 | 1717.7748 | 299.517 | 1717.7748 | 299.517
586 | 1746.0541 | 196.8365 | 1746.0541 | 196.8365
587 | 1668.3981 | 139.3675 | 1668.3981 | 139.3675
588 | 1569.5333 | 126.302 | 1569.5333 | 126.302
589 | 1488.0367 | 107.6172 | 1488.0367 | 107.6172
590 | 1443.7411 | 114.2198 | 1443.7411 | 114.2198
591 | 1406.0013 | 137.7527 | 1406.0013 | 137.7527
592 | 1355.8097 | 199.0925 | 1355.8097 | 199.0925
593 | 1340.4905 | 424.4641 | 1340.4905 | 424.4641
594 | 1359.4235 | 482.2203 | 1359.4235 | 482.2203
595 | 1421.4544 | 489.9386 | 1421.4544 | 489.9386
596 | 1526.6887 | 452.015 | 1526.6887 | 452.015
597 | 1630.857 | 439.0037 | 1630.857 | 439.0037
598 | 1752.3925 | 393.4433 | 1752.3925 | 393.4433
599 | 1887.6614 | 379.8523 | 1887.6614 | 379.8523
600 | 1892.9952 | 350.5334 | 1892.9952 | 350.5334
601 | 1833.899 | 329.5982 | 1833.899 | 329.5982
602 | 1800.3262 | 332.5505 | 1800.3262 | 332.5505
603 | 1823.2922 | 341.0013 | 1823.2922 | 341.0013
604 | 1836.6365 | 391.7798 | 1836.6365 | 391.7798
605 | 1843.6527 | 449.4151 | 1843.6527 | 449.4151
606 | 1801.7526 | 422.8595 | 1801.7526 | 422.8595
607 | 1738.4189 | 394.3047 | 1738.4189 | 394.3047
608 | 1698.2889 | 345.8386 | 1698.2889 | 345.8386
609 | 1707.2614 | 314.169 | 1707.2614 | 314.169
610 | 1722.7927 | 210.3041 | 1722.7927 | 210.3041
611 | 1661.3156 | 150.5962 | 1661.3156 | 150.5962
612 | 1565.8689 | 135.3706 | 1565.8689 | 135.3706
613 | 1472.8071 | 114.9037 | 1472.8071 | 114.9037
614 | 1422.9011 | 120.1302 | 1422.9011 | 120.1302
615 | 1390.1495 | 142.6592 | 1390.1495 | 142.6592
616 | 1349.9165 | 203.311 | 1349.9165 | 203.311
617 | 1329.8779 | 428.1525 | 1329.8779 | 428.1525
618 | 1353.7073 | 485.0627 | 1353.7073 | 485.0627
619 | 1422.5268 | 491.7772 | 1422.5268 | 491.7772
620 | 1553.8705 | 452.9624 | 1553.8705 | 452.9624
621 | 1678.6689 | 439.0432 | 1678.6689 | 439.0432
622 | 1791.7296 | 392.8624 | 1791.7296 | 392.8624
623 | 1925.3185 | 379.3617 | 1925.3185 | 379.3617
624 | 1940.4614 | 350.1499 | 1940.4614 | 350.1499
625 | 1852.4595 | 328.7692 | 1852.4595 | 328.7692
626 | 1835.3219 | 331.0673 | 1835.3219 | 331.0673
627 | 1848.0911 | 338.9766 | 1848.0911 | 338.9766
628 | 1850.3899 | 390.6519 | 1850.3899 | 390.6519
629 | 1875.9336 | 448.9132 | 1875.9336 | 448.9132
630 | 1842.8102 | 422.0305 | 1842.8102 | 422.0305
631 | 1762.8814 | 391.7499 | 1762.8814 | 391.7499
632 | 1726.0486 | 340.6387 | 1726.0486 | 340.6387
633 | 1735.7796 | 305.3259 | 1735.7796 | 305.3259
634 | 1761.2173 | 197.4004 | 1761.2173 | 197.4004
635 | 1681.1692 | 135.0814 | 1681.1692 | 135.0814
636 | 1558.5851 | 118.9591 | 1558.5851 | 118.9591
637 | 1474.011 | 99.3551 | 1474.011 | 99.3551
638 | 1424.5581 | 108.4391 | 1424.5581 | 108.4391
639 | 1395.9424 | 135.0795 | 1395.9424 | 135.0795
640 | 1359.7842 | 199.837 | 1359.7842 | 199.837
641 | 1343.5804 | 427.5434 | 1343.5804 | 427.5434
642 | 1367.6471 | 486.3429 | 1367.6471 | 486.3429
643 | 1453.0053 | 496.9037 | 1453.0053 | 496.9037
644 | 1620.3371 | 461.5291 | 1620.3371 | 461.5291
645 | 1788.7205 | 448.1795 | 1788.7205 | 448.1795
646 | 1911.3189 | 399.1112 | 1911.3189 | 399.1112
647 | 2079.1604 | 384.9563 | 2079.1604 | 384.9563
648 | 2080.5711 | 355.4568 | 2080.5711 | 355.4568
649 | 1994.9628 | 333.1794 | 1994.9628 | 333.1794
650 | 1963.9359 | 332.0147 | 1963.9359 | 332.0147
651 | 1972.3281 | 333.6922 | 1972.3281 | 333.6922
652 | 1973.7323 | 377.6016 | 1973.7323 | 377.6016
653 | 1970.9348 | 430.8267 | 1970.9348 | 430.8267
654 | 1929.0496 | 401.1579 | 1929.0496 | 401.1579
655 | 1843.7367 | 369.9468 | 1843.7367 | 369.9468
656 | 1803.3845 | 318.142 | 1803.3845 | 318.142
657 | 1812.9992 | 282.7953 | 1812.9992 | 282.7953
658 | 1801.5395 | 175.7778 | 1801.5395 | 175.7778
659 | 1699.6287 | 113.4024 | 1699.6287 | 113.4024
660 | 1530.8202 | 96.1578 | 1530.8202 | 96.1578
661 | 1441.8821 | 75.5724 | 1441.8821 | 75.5724
662 | 1386.9355 | 79.7387 | 1386.9355 | 79.7387
663 | 1361.1819 | 104.6138 | 1361.1819 | 104.6138
664 | 1333.1868 | 171.3508 | 1333.1868 | 171.3508
665 | 1306.2422 | 402.8584 | 1306.2422 | 402.8584
666 | 1331.1899 | 466.587 | 1331.1899 | 466.587
667 | 1412.0485 | 478.851 | 1412.0485 | 478.851
668 | 1567.6144 | 444.2998 | 1567.6144 | 444.2998
669 | 1728.3719 | 433.4768 | 1728.3719 | 433.4768
670 | 1851.0085 | 385.7338 | 1851.0085 | 385.7338
671 | 1986.512 | 365.0932 | 1986.512 | 365.0932
672 | 1990.5011 | 332.4581 | 1990.5011 | 332.4581
673 | 1896.0641 | 307.97 | 1896.0641 | 307.97
674 | 1883.0118 | 305.5589 | 1883.0118 | 305.5589
675 | 1890.3113 | 310.3439 | 1890.3113 | 310.3439
676 | 1892.0096 | 359.0921 | 1892.0096 | 359.0921
677 | 1892.1937 | 417.2463 | 1892.1937 | 417.2463
678 | 1853.5071 | 391.5874 | 1853.5071 | 391.5874
679 | 1771.0909 | 364.0251 | 1771.0909 | 364.0251
680 | 1712.7342 | 316.5234 | 1712.7342 | 316.5234
681 | 1731.7994 | 285.6377 | 1731.7994 | 285.6377
682 | 1737.1329 | 183.4816 | 1737.1329 | 183.4816
683 | 1653.6949 | 126.4413 | 1653.6949 | 126.4413
684 | 1539.4505 | 114.8478 | 1539.4505 | 114.8478
685 | 1453.1704 | 98.5147 | 1453.1704 | 98.5147
686 | 1397.0227 | 107.9879 | 1397.0227 | 107.9879
687 | 1372.472 | 132.3668 | 1372.472 | 132.3668
688 | 1327.3947 | 193.6671 | 1327.3947 | 193.6671
689 | 1302.1824 | 419.2418 | 1302.1824 | 419.2418
690 | 1343.1845 | 477.0599 | 1343.1845 | 477.0599
691 | 1422.4059 | 485.2295 | 1422.4059 | 485.2295
692 | 1570.2912 | 447.7006 | 1570.2912 | 447.7006
693 | 1714.0041 | 434.8924 | 1714.0041 | 434.8924
694 | 1812.2489 | 389.2925 | 1812.2489 | 389.2925
695 | 1944.4167 | 375.2785 | 1944.4167 | 375.2785
696 | 1953.7358 | 344.9106 | 1953.7358 | 344.9106
697 | 1863.8406 | 322.1256 | 1863.8406 | 322.1256
698 | 1842.7449 | 324.0233 | 1842.7449 | 324.0233
699 | 1855.9319 | 331.4589 | 1855.9319 | 331.4589
700 | 1846.0997 | 381.4366 | 1846.0997 | 381.4366
701 | 1845.7539 | 438.7392 | 1845.7539 | 438.7392
702 | 1822.1453 | 411.3996 | 1822.1453 | 411.3996
703 | 1733.9263 | 381.2037 | 1733.9263 | 381.2037
704 | 1671.9352 | 329.3029 | 1671.9352 | 329.3029
705 | 1694.9928 | 296.1332 | 1694.9928 | 296.1332
706 | 1707.9239 | 194.3493 | 1707.9239 | 194.3493
707 | 1628.221 | 137.7151 | 1628.221 | 137.7151
708 | 1559.7847 | 272.0697 | 1559.7847 | 272.0697
709 | 1470.3654 | 264.604 | 1470.3654 | 264.604
710 | 1418.9017 | 275.7523 | 1418.9017 | 275.7523
711 | 1383.4178 | 295.9565 | 1383.4178 | 295.9565
712 | 1353.7208 | 367.6876 | 1353.7208 | 367.6876
713 | 1328.3704 | 572.9416 | 1328.3704 | 572.9416
714 | 1364.8255 | 637.051 | 1364.8255 | 637.051
715 | 1439.5504 | 653.4332 | 1439.5504 | 653.4332
716 | 1583.776 | 620.23 | 1583.776 | 620.23
717 | 1714.3902 | 605.2064 | 1714.3902 | 605.2064
718 | 1837.3162 | 558.106 | 1837.3162 | 558.106
719 | 1957.0451 | 531.7123 | 1957.0451 | 531.7123
720 | 1990.4084 | 491.1423 | 1990.4084 | 491.1423
721 | 1901.5587 | 446.1089 | 1901.5587 | 446.1089
722 | 1893.1241 | 439.3098 | 1893.1241 | 439.3098
723 | 1895.9485 | 430.1512 | 1895.9485 | 430.1512
724 | 1896.1923 | 462.84 | 1896.1923 | 462.84
725 | 1925.9729 | 500.5515 | 1925.9729 | 500.5515
726 | 1903.5778 | 463.4729 | 1903.5778 | 463.4729
727 | 1790.7063 | 424.8657 | 1790.7063 | 424.8657
728 | 1720.2207 | 381.7986 | 1720.2207 | 381.7986
729 | 1750.0188 | 324.638 | 1750.0188 | 324.638
730 | 1752.7226 | 228.135 | 1752.7226 | 228.135
731 | 1665.294 | 152.765 | 1665.294 | 152.765
732 | 1561.4074 | 143.7366 | 1561.4074 | 143.7366
733 | 1465.4838 | 145.4196 | 1465.4838 | 145.4196
734 | 1415.0201 | 176.2741 | 1415.0201 | 176.2741
735 | 1401.09 | 209.5809 | 1401.09 | 209.5809
736 | 1359.9355 | 300.0719 | 1359.9355 | 300.0719
737 | 1338.7308 | 523.6442 | 1338.7308 | 523.6442
738 | 1353.5917 | 596.0189 | 1353.5917 | 596.0189
739 | 1410.4024 | 613.6841 | 1410.4024 | 613.6841
740 | 1529.815 | 580.9225 | 1529.815 | 580.9225
741 | 1672.2031 | 567.1187 | 1672.2031 | 567.1187
742 | 1805.7219 | 518.42 | 1805.7219 | 518.42
743 | 1923.5709 | 478.2296 | 1923.5709 | 478.2296
744 | 1969.0762 | 427.5226 | 1969.0762 | 427.5226
745 | 1876.1492 | 369.7231 | 1876.1492 | 369.7231
746 | 1854.6087 | 344.3113 | 1854.6087 | 344.3113
747 | 1847.3418 | 326.0462 | 1847.3418 | 326.0462
748 | 1852.8653 | 353.0776 | 1852.8653 | 353.0776
749 | 1880.1537 | 391.0625 | 1880.1537 | 391.0625
750 | 1835.5603 | 354.72 | 1835.5603 | 354.72
751 | 1759.9021 | 319.3727 | 1759.9021 | 319.3727
752 | 1729.2204 | 281.3951 | 1729.2204 | 281.3951
753 | 1748.7501 | 235.991 | 1748.7501 | 235.991
754 | 1736.7488 | 164.8728 | 1736.7488 | 164.8728
755 | 1653.8191 | 128.6 | 1653.8191 | 128.6
756 | 1552.435 | 158.0589 | 1552.435 | 158.0589
757 | 1466.0686 | 186.1572 | 1466.0686 | 186.1572
758 | 1409.4038 | 223.826 | 1409.4038 | 223.826
759 | 1392.5767 | 262.0751 | 1392.5767 | 262.0751
760 | 1367.5997 | 346.9087 | 1367.5997 | 346.9087
761 | 1332.8113 | 562.5101 | 1332.8113 | 562.5101
762 | 1348.7161 | 628.975 | 1348.7161 | 628.975
763 | 1411.724 | 642.3077 | 1411.724 | 642.3077
764 | 1525.353 | 607.2117 | 1525.353 | 607.2117
765 | 1636.7024 | 592.0828 | 1636.7024 | 592.0828
766 | 1745.0944 | 551.7967 | 1745.0944 | 551.7967
767 | 1874.6336 | 538.5264 | 1874.6336 | 538.5264
768 | 1901.8584 | 507.1892 | 1901.8584 | 507.1892
769 | 1845.6932 | 472.9869 | 1845.6932 | 472.9869
770 | 1812.906 | 480.9307 | 1812.906 | 480.9307
771 | 1810.6589 | 486.3048 | 1810.6589 | 486.3048
772 | 1819.2797 | 530.8974 | 1819.2797 | 530.8974
773 | 1854.5111 | 579.5451 | 1854.5111 | 579.5451
774 | 1833.1371 | 549.0283 | 1833.1371 | 549.0283
775 | 1766.4409 | 522.1776 | 1766.4409 | 522.1776
776 | 1738.5548 | 491.0773 | 1738.5548 | 491.0773
777 | 1778.559 | 448.1128 | 1778.559 | 448.1128
778 | 1755.9137 | 368.3298 | 1755.9137 | 368.3298
779 | 1662.3301 | 304.6531 | 1662.3301 | 304.6531
780 | 1554.5953 | 301.4504 | 1554.5953 | 301.4504
781 | 1471.756 | 292.2182 | 1471.756 | 292.2182
782 | 1422.753 | 300.3168 | 1422.753 | 300.3168
783 | 1402.2066 | 315.6418 | 1402.2066 | 315.6418
784 | 1367.8957 | 386.8892 | 1367.8957 | 386.8892
785 | 1342.7725 | 591.2599 | 1342.7725 | 591.2599
786 | 1356.0156 | 650.8686 | 1356.0156 | 650.8686
787 | 1418.7791 | 659.4061 | 1418.7791 | 659.4061
788 | 1555.9641 | 620.0618 | 1555.9641 | 620.0618
789 | 1684.4556 | 601.7572 | 1684.4556 | 601.7572
790 | 1788.1742 | 562.754 | 1788.1742 | 562.754
791 | 1923.7373 | 549.3576 | 1923.7373 | 549.3576
792 | 1966.4291 | 519.4925 | 1966.4291 | 519.4925
793 | 1871.1843 | 491.5996 | 1871.1843 | 491.5996
794 | 1859.5997 | 504.8644 | 1859.5997 | 504.8644
795 | 1862.5515 | 507.946 | 1862.5515 | 507.946
796 | 1867.5107 | 545.409 | 1867.5107 | 545.409
797 | 1900.7424 | 596.2019 | 1900.7424 | 596.2019
798 | 1864.6629 | 575.7381 | 1864.6629 | 575.7381
799 | 1777.2811 | 550.8013 | 1777.2811 | 550.8013
800 | 1740.1983 | 515.1161 | 1740.1983 | 515.1161
801 | 1774.4288 | 465.0851 | 1774.4288 | 465.0851
802 | 1750.6751 | 376.0483 | 1750.6751 | 376.0483
803 | 1662.8136 | 301.877 | 1662.8136 | 301.877
804 | 1542.7843 | 288.3479 | 1542.7843 | 288.3479
805 | 1466.2269 | 270.0932 | 1466.2269 | 270.0932
806 | 1415.7402 | 272.3873 | 1415.7402 | 272.3873
807 | 1395.5744 | 286.8499 | 1395.5744 | 286.8499
808 | 1370.969 | 357.0247 | 1370.969 | 357.0247
809 | 1352.219 | 561.8581 | 1352.219 | 561.8581
810 | 1366.7913 | 620.7097 | 1366.7913 | 620.7097
811 | 1454.2671 | 630.7405 | 1454.2671 | 630.7405
812 | 1625.4666 | 593.9619 | 1625.4666 | 593.9619
813 | 1767.8078 | 577.9708 | 1767.8078 | 577.9708
814 | 1899.1177 | 541.0917 | 1899.1177 | 541.0917
815 | 2046.8017 | 531.1655 | 2046.8017 | 531.1655
816 | 2065.7242 | 503.9504 | 2065.7242 | 503.9504
817 | 1944.9495 | 473.9964 | 1944.9495 | 473.9964
818 | 1922.0685 | 486.2517 | 1922.0685 | 486.2517
819 | 1945.9585 | 492.4249 | 1945.9585 | 492.4249
820 | 1947.4134 | 535.7135 | 1947.4134 | 535.7135
821 | 1954.9636 | 584.0038 | 1954.9636 | 584.0038
822 | 1932.406 | 554.3282 | 1932.406 | 554.3282
823 | 1799.5456 | 521.3153 | 1799.5456 | 521.3153
824 | 1761.1132 | 483.443 | 1761.1132 | 483.443
825 | 1809.6473 | 437.3027 | 1809.6473 | 437.3027
826 | 1778.802 | 355.1431 | 1778.802 | 355.1431
827 | 1680.9653 | 286.9448 | 1680.9653 | 286.9448
828 | 1545.8131 | 278.1687 | 1545.8131 | 278.1687
829 | 1464.4866 | 265.6556 | 1464.4866 | 265.6556
830 | 1421.016 | 272.3242 | 1421.016 | 272.3242
831 | 1401.2694 | 288.911 | 1401.2694 | 288.911
832 | 1378.1394 | 362.3457 | 1378.1394 | 362.3457
833 | 1352.9023 | 569.0719 | 1352.9023 | 569.0719
834 | 1373.9284 | 628.996 | 1373.9284 | 628.996
835 | 1458.5386 | 637.5546 | 1458.5386 | 637.5546
836 | 1633.0846 | 599.4932 | 1633.0846 | 599.4932
837 | 1789.261 | 583.8596 | 1789.261 | 583.8596
838 | 1914.9811 | 547.7797 | 1914.9811 | 547.7797
839 | 2030.6343 | 535.1824 | 2030.6343 | 535.1824
840 | 2040.6572 | 500.5433 | 2040.6572 | 500.5433
841 | 1937.6214 | 457.4447 | 1937.6214 | 457.4447
842 | 1916.2926 | 459.3947 | 1916.2926 | 459.3947
843 | 1924.376 | 459.8054 | 1924.376 | 459.8054
844 | 1915.9704 | 500.3809 | 1915.9704 | 500.3809
845 | 1923.9372 | 549.9961 | 1923.9372 | 549.9961
846 | 1897.5344 | 524.1062 | 1897.5344 | 524.1062
847 | 1812.4621 | 493.1965 | 1812.4621 | 493.1965
848 | 1748.1772 | 457.7217 | 1748.1772 | 457.7217
849 | 1799.1846 | 411.1398 | 1799.1846 | 411.1398
850 | 1782.8083 | 324.2481 | 1782.8083 | 324.2481
851 | 1678.5613 | 252.9792 | 1678.5613 | 252.9792
852 | 1554.8823 | 243.5932 | 1554.8823 | 243.5932
853 | 1468.7431 | 232.1738 | 1468.7431 | 232.1738
854 | 1416.6754 | 242.691 | 1416.6754 | 242.691
855 | 1397.7907 | 261.1707 | 1397.7907 | 261.1707
856 | 1372.3693 | 339.6529 | 1372.3693 | 339.6529
857 | 1353.3145 | 550.333 | 1353.3145 | 550.333
858 | 1374.2076 | 614.5265 | 1374.2076 | 614.5265
859 | 1453.5232 | 627.2703 | 1453.5232 | 627.2703
860 | 1630.9105 | 596.8853 | 1630.9105 | 596.8853
861 | 1738.1814 | 584.6798 | 1738.1814 | 584.6798
862 | 1865.5649 | 547.8638 | 1865.5649 | 547.8638
863 | 1970.5955 | 533.0583 | 1970.5955 | 533.0583
864 | 1994.6481 | 495.5799 | 1994.6481 | 495.5799
865 | 1923.2038 | 452.3552 | 1923.2038 | 452.3552
866 | 1877.622 | 447.8485 | 1877.622 | 447.8485
867 | 1887.6177 | 437.7856 | 1887.6177 | 437.7856
868 | 1891.8659 | 469.7173 | 1891.8659 | 469.7173
869 | 1892.4934 | 515.4417 | 1892.4934 | 515.4417
870 | 1873.7347 | 490.9818 | 1873.7347 | 490.9818
871 | 1778.2997 | 468.3795 | 1778.2997 | 468.3795
872 | 1738.8444 | 438.457 | 1738.8444 | 438.457
873 | 1772.1903 | 394.6302 | 1772.1903 | 394.6302
874 | 1763.6343 | 309.3159 | 1763.6343 | 309.3159
875 | 1660.4985 | 239.2247 | 1660.4985 | 239.2247
876 | 1542.7461 | 231.2479 | 1542.7461 | 231.2479
877 | 1459.9548 | 221.0272 | 1459.9548 | 221.0272
878 | 1409.5149 | 230.9345 | 1409.5149 | 230.9345
879 | 1386.124 | 251.8538 | 1386.124 | 251.8538
880 | 1361.675 | 331.4296 | 1361.675 | 331.4296
881 | 1325.0287 | 544.8858 | 1325.0287 | 544.8858
882 | 1346.3038 | 611.1615 | 1346.3038 | 611.1615
883 | 1427.4807 | 625.4826 | 1427.4807 | 625.4826
884 | 1580.8545 | 592.8052 | 1580.8545 | 592.8052
885 | 1712.5828 | 578.8121 | 1712.5828 | 578.8121
886 | 1838.6484 | 540.8814 | 1838.6484 | 540.8814
887 | 1955.8403 | 526.812 | 1955.8403 | 526.812
888 | 1993.4948 | 492.1097 | 1993.4948 | 492.1097
889 | 1882.5513 | 454.3952 | 1882.5513 | 454.3952
890 | 1873.1807 | 455.7773 | 1873.1807 | 455.7773
891 | 1864.1912 | 449.1004 | 1864.1912 | 449.1004
892 | 1880.6917 | 484.4182 | 1880.6917 | 484.4182
893 | 1888.4514 | 532.5612 | 1888.4514 | 532.5612
894 | 1867.1419 | 508.3747 | 1867.1419 | 508.3747
895 | 1781.1232 | 480.7249 | 1781.1232 | 480.7249
896 | 1743.8063 | 444.1985 | 1743.8063 | 444.1985
897 | 1788.1198 | 394.4619 | 1788.1198 | 394.4619
898 | 1755.425 | 305.5513 | 1755.425 | 305.5513
899 | 1657.1756 | 233.5463 | 1657.1756 | 233.5463
900 | 1545.7918 | 224.6861 | 1545.7918 | 224.6861
901 | 1467.9823 | 218.4824 | 1467.9823 | 218.4824
902 | 1418.4218 | 236.2555 | 1418.4218 | 236.2555
903 | 1398.5107 | 259.0886 | 1398.5107 | 259.0886
904 | 1368.6565 | 336.9188 | 1368.6565 | 336.9188
905 | 1335.8606 | 547.2203 | 1335.8606 | 547.2203
906 | 1356.1493 | 611.3928 | 1356.1493 | 611.3928
907 | 1421.0085 | 622.2648 | 1421.0085 | 622.2648
908 | 1546.2623 | 586.5589 | 1546.2623 | 586.5589
909 | 1650.2356 | 571.3039 | 1650.2356 | 571.3039
910 | 1776.2837 | 533.3732 | 1776.2837 | 533.3732
911 | 1880.1295 | 519.7034 | 1880.1295 | 519.7034
912 | 1914.7366 | 486.915 | 1914.7366 | 486.915
913 | 1851.5357 | 451.8084 | 1851.5357 | 451.8084
914 | 1836.6999 | 458.0487 | 1836.6999 | 458.0487
915 | 1839.6519 | 457.9756 | 1839.6519 | 457.9756
916 | 1861.4425 | 500.7595 | 1861.4425 | 500.7595
917 | 1859.7418 | 552.3516 | 1859.7418 | 552.3516
918 | 1839.7497 | 525.0105 | 1839.7497 | 525.0105
919 | 1769.4697 | 493.9536 | 1769.4697 | 493.9536
920 | 1724.2973 | 457.1538 | 1724.2973 | 457.1538
921 | 1765.7594 | 408.1954 | 1765.7594 | 408.1954
922 | 1749.4688 | 320.7149 | 1749.4688 | 320.7149
923 | 1653.7783 | 249.4039 | 1653.7783 | 249.4039
924 | 1540.1772 | 240.06 | 1540.1772 | 240.06
925 | 1468.6798 | 230.6595 | 1468.6798 | 230.6595
926 | 1409.9781 | 244.037 | 1409.9781 | 244.037
927 | 1388.6075 | 266.7019 | 1388.6075 | 266.7019
928 | 1370.0077 | 348.1495 | 1370.0077 | 348.1495
929 | 1332.8082 | 562.5311 | 1332.8082 | 562.5311
930 | 1339.0477 | 627.9865 | 1339.0477 | 627.9865
931 | 1406.6115 | 639.805 | 1406.6115 | 639.805
932 | 1507.7865 | 604.2252 | 1507.7865 | 604.2252
933 | 1634.0586 | 589.0123 | 1634.0586 | 589.0123
934 | 1743.4589 | 551.0816 | 1743.4589 | 551.0816
935 | 1858.2108 | 537.2856 | 1858.2108 | 537.2856
936 | 1890.7315 | 504.371 | 1890.7315 | 504.371
937 | 1832.1768 | 467.9814 | 1832.1768 | 467.9814
938 | 1821.6943 | 474.8527 | 1821.6943 | 474.8527
939 | 1813.0118 | 478.8808 | 1813.0118 | 478.8808
940 | 1833.0267 | 523.0317 | 1833.0267 | 523.0317
941 | 1854.071 | 572.8572 | 1854.071 | 572.8572
942 | 1832.9305 | 547.0724 | 1832.9305 | 547.0724
943 | 1757.8349 | 517.2984 | 1757.8349 | 517.2984
944 | 1740.592 | 480.6668 | 1740.592 | 480.6668
945 | 1784.3922 | 431.8556 | 1784.3922 | 431.8556
946 | 1753.175 | 343.9965 | 1753.175 | 343.9965
947 | 1648.1539 | 273.0641 | 1648.1539 | 273.0641
948 | 1541.4189 | 264.1829 | 1541.4189 | 264.1829
949 | 1461.5996 | 253.6888 | 1461.5996 | 253.6888
950 | 1423.1613 | 262.3343 | 1423.1613 | 262.3343
951 | 1399.5944 | 279.1525 | 1399.5944 | 279.1525
952 | 1380.9008 | 352.1875 | 1380.9008 | 352.1875
953 | 1358.2981 | 558.7245 | 1358.2981 | 558.7245
954 | 1364.2817 | 619.8474 | 1364.2817 | 619.8474
955 | 1433.2356 | 630.7405 | 1433.2356 | 630.7405
956 | 1559.9747 | 596.1492 | 1559.9747 | 596.1492
957 | 1699.2907 | 583.1025 | 1699.2907 | 583.1025
958 | 1812.461 | 550.009 | 1812.461 | 550.009
959 | 1934.6681 | 540.5665 | 1934.6681 | 540.5665
960 | 1954.7052 | 508.9768 | 1954.7052 | 508.9768
961 | 1885.8161 | 472.5873 | 1885.8161 | 472.5873
962 | 1871.5897 | 478.4911 | 1871.5897 | 478.4911
963 | 1879.558 | 482.2458 | 1879.558 | 482.2458
964 | 1903.7294 | 527.0697 | 1903.7294 | 527.0697
965 | 1924.451 | 578.4936 | 1924.451 | 578.4936
966 | 1887.1623 | 553.0242 | 1887.1623 | 553.0242
967 | 1799.9292 | 524.6593 | 1799.9292 | 524.6593
968 | 1769.4272 | 489.8155 | 1769.4272 | 489.8155
969 | 1799.0905 | 441.9717 | 1799.0905 | 441.9717
970 | 1778.7181 | 354.1126 | 1778.7181 | 354.1126
971 | 1671.7434 | 280.7195 | 1671.7434 | 280.7195
972 | 1549.3919 | 268.1999 | 1549.3919 | 268.1999
973 | 1466.8824 | 253.7309 | 1466.8824 | 253.7309
974 | 1414.4823 | 260.6728 | 1414.4823 | 260.6728
975 | 1389.7203 | 280.4354 | 1389.7203 | 280.4354
976 | 1378.7744 | 356.8775 | 1378.7744 | 356.8775
977 | 1349.0552 | 567.3263 | 1349.0552 | 567.3263
978 | 1366.2619 | 630.8258 | 1366.2619 | 630.8258
979 | 1450.355 | 642.1184 | 1450.355 | 642.1184
980 | 1627.47 | 605.7184 | 1627.47 | 605.7184
981 | 1770.4092 | 588.129 | 1770.4092 | 588.129
982 | 1889.6673 | 548.4527 | 1889.6673 | 548.4527
983 | 2012.9574 | 534.5305 | 2012.9574 | 534.5305
984 | 2054.3221 | 501.3845 | 2054.3221 | 501.3845
985 | 1939.52 | 466.7406 | 1939.52 | 466.7406
986 | 1912.6818 | 475.8412 | 1912.6818 | 475.8412
987 | 1931.8837 | 481.1942 | 1931.8837 | 481.1942
988 | 1921.4752 | 526.3756 | 1921.4752 | 526.3756
989 | 1930.9484 | 577.0214 | 1930.9484 | 577.0214
990 | 1900.7814 | 550.4163 | 1900.7814 | 550.4163
991 | 1796.0595 | 519.6118 | 1796.0595 | 519.6118
992 | 1749.6995 | 481.6974 | 1749.6995 | 481.6974
993 | 1817.3502 | 431.2247 | 1817.3502 | 431.2247
994 | 1784.9583 | 343.0291 | 1784.9583 | 343.0291
995 | 1667.1691 | 270.4983 | 1667.1691 | 270.4983
996 | 1545.6044 | 259.2616 | 1545.6044 | 259.2616
997 | 1462.8227 | 246.9588 | 1462.8227 | 246.9588
998 | 1407.9951 | 255.7936 | 1407.9951 | 255.7936
999 | 1385.569 | 274.2942 | 1385.569 | 274.2942
1000 | 1377.4656 | 350.7364 | 1377.4656 | 350.7364
1001 | 1353.8812 | 561.4375 | 1353.8812 | 561.4375
1002 | 1374.2884 | 625.5469 | 1374.2884 | 625.5469
1003 | 1471.99 | 638.0173 | 1471.99 | 638.0173
1004 | 1640.3334 | 602.6689 | 1640.3334 | 602.6689
1005 | 1786.576 | 586.6147 | 1786.576 | 586.6147
1006 | 1883.6113 | 547.969 | 1883.6113 | 547.969
1007 | 2008.8816 | 530.6397 | 2008.8816 | 530.6397
1008 | 2043.8764 | 494.8438 | 2043.8764 | 494.8438
1009 | 1942.9873 | 457.0241 | 1942.9873 | 457.0241
1010 | 1933.9587 | 459.605 | 1933.9587 | 459.605
1011 | 1937.4174 | 460.1839 | 1937.4174 | 460.1839
1012 | 1961.5034 | 501.7059 | 1961.5034 | 501.7059
1013 | 1966.1127 | 550.2695 | 1966.1127 | 550.2695
1014 | 1940.1205 | 520.9935 | 1940.1205 | 520.9935
1015 | 1850.3116 | 489.8525 | 1850.3116 | 489.8525
1016 | 1820.1646 | 452.9686 | 1820.1646 | 452.9686
1017 | 1843.4658 | 404.6411 | 1843.4658 | 404.6411
1018 | 1785.9786 | 318.7379 | 1785.9786 | 318.7379
1019 | 1672.389 | 248.0789 | 1672.389 | 248.0789
1020 | 1558.6871 | 239.2398 | 1558.6871 | 239.2398
1021 | 1477.5269 | 232.5313 | 1477.5269 | 232.5313
1022 | 1425.9136 | 247.2338 | 1425.9136 | 247.2338
1023 | 1397.0715 | 272.5907 | 1397.0715 | 272.5907
1024 | 1389.8495 | 354.9637 | 1389.8495 | 354.9637
1025 | 1391.5286 | 568.3147 | 1391.5286 | 568.3147
1026 | 1398.3917 | 636.2098 | 1398.3917 | 636.2098
1027 | 1474.0209 | 651.3932 | 1474.0209 | 651.3932
1028 | 1635.8985 | 616.6758 | 1635.8985 | 616.6758
1029 | 1794.885 | 600.0537 | 1794.885 | 600.0537
1030 | 1942.7828 | 560.3985 | 1942.7828 | 560.3985
1031 | 2080.7566 | 544.5414 | 2080.7566 | 544.5414
1032 | 2084.9649 | 511.2272 | 2084.9649 | 511.2272
1033 | 1990.6842 | 471.1361 | 1990.6842 | 471.1361
1034 | 1973.8724 | 470.0786 | 1973.8724 | 470.0786
1035 | 1985.4859 | 471.2885 | 1985.4859 | 471.2885
1036 | 1974.7212 | 517.9421 | 1974.7212 | 517.9421
1037 | 1972.6572 | 572.5838 | 1972.6572 | 572.5838
1038 | 1934.9285 | 551.6572 | 1934.9285 | 551.6572
1039 | 1829.8397 | 525.6268 | 1829.8397 | 525.6268
1040 | 1787.9137 | 492.6126 | 1787.9137 | 492.6126
1041 | 1834.8928 | 444.222 | 1834.8928 | 444.222
1042 | 1783.9837 | 354.386 | 1783.9837 | 354.386
1043 | 1670.3812 | 280.2989 | 1670.3812 | 280.2989
1044 | 1562.9961 | 270.5133 | 1562.9961 | 270.5133
1045 | 1475.7338 | 261.197 | 1475.7338 | 261.197
1046 | 1430.0985 | 272.913 | 1430.0985 | 272.913
1047 | 1401.7631 | 291.7082 | 1401.7631 | 291.7082
1048 | 1389.973 | 367.3932 | 1389.973 | 367.3932
1049 | 1367.3618 | 576.7273 | 1367.3618 | 576.7273
1050 | 1377.3028 | 640.5002 | 1377.3028 | 640.5002
1051 | 1456.3854 | 652.592 | 1456.3854 | 652.592
1052 | 1601.7152 | 615.6452 | 1601.7152 | 615.6452
1053 | 1751.2817 | 597.593 | 1751.2817 | 597.593
1054 | 1871.7723 | 557.5592 | 1871.7723 | 557.5592
1055 | 1978.4948 | 540.4192 | 1978.4948 | 540.4192
1056 | 2008.6383 | 506.0535 | 2008.6383 | 506.0535
1057 | 1927.0275 | 467.687 | 1927.0275 | 467.687
1058 | 1894.2646 | 472.9388 | 1894.2646 | 472.9388
1059 | 1899.508 | 475.8943 | 1899.508 | 475.8943
1060 | 1912.5782 | 520.6551 | 1912.5782 | 520.6551
1061 | 1916.1492 | 572.5838 | 1916.1492 | 572.5838
1062 | 1898.4684 | 548.0819 | 1898.4684 | 548.0819
1063 | 1825.3084 | 520.1797 | 1825.3084 | 520.1797
1064 | 1791.6011 | 485.483 | 1791.6011 | 485.483
1065 | 1829.2321 | 435.0103 | 1829.2321 | 435.0103
1066 | 1806.976 | 341.7672 | 1806.976 | 341.7672
1067 | 1675.7382 | 264.9881 | 1675.7382 | 264.9881
1068 | 1575.7593 | 252.9942 | 1575.7593 | 252.9942
1069 | 1492.4029 | 250.0504 | 1492.4029 | 250.0504
1070 | 1436.2695 | 265.1946 | 1436.2695 | 265.1946
1071 | 1408.1577 | 284.8309 | 1408.1577 | 284.8309
1072 | 1395.0652 | 363.1869 | 1395.0652 | 363.1869
1073 | 1369.5606 | 574.4979 | 1369.5606 | 574.4979
1074 | 1374.2881 | 638.0395 | 1374.2881 | 638.0395
1075 | 1442.9188 | 649.5214 | 1442.9188 | 649.5214
1076 | 1571.9088 | 612.2592 | 1571.9088 | 612.2592
1077 | 1702.2321 | 594.5225 | 1702.2321 | 594.5225
1078 | 1818.8155 | 555.3089 | 1818.8155 | 555.3089
1079 | 1922.0529 | 536.7388 | 1922.0529 | 536.7388
1080 | 1950.6916 | 499.4497 | 1950.6916 | 499.4497
1081 | 1886.432 | 454.29 | 1886.432 | 454.29
1082 | 1869.7875 | 449.1314 | 1869.7875 | 449.1314
1083 | 1857.9892 | 443.5271 | 1857.9892 | 443.5271
1084 | 1884.239 | 488.9189 | 1884.239 | 488.9189
1085 | 1904.0405 | 548.6501 | 1904.0405 | 548.6501
1086 | 1865.972 | 530.6048 | 1865.972 | 530.6048
1087 | 1812.0725 | 507.7922 | 1812.0725 | 507.7922
1088 | 1798.5811 | 476.6288 | 1798.5811 | 476.6288
1089 | 1832.0042 | 427.5863 | 1832.0042 | 427.5863
1090 | 1766.2725 | 336.93 | 1766.2725 | 336.93
1091 | 1650.8669 | 262.2961 | 1650.8669 | 262.2961
1092 | 1548.5967 | 252.6788 | 1548.5967 | 252.6788
1093 | 1465.6003 | 257.9581 | 1465.6003 | 257.9581
1094 | 1421.7967 | 280.7998 | 1421.7967 | 280.7998
1095 | 1399.4268 | 304.7476 | 1399.4268 | 304.7476
1096 | 1395.1223 | 383.5242 | 1395.1223 | 383.5242
1097 | 1382.1231 | 591.0286 | 1382.1231 | 591.0286
1098 | 1379.2619 | 650.0063 | 1379.2619 | 650.0063
1099 | 1448.9482 | 657.5344 | 1448.9482 | 657.5344
1100 | 1585.5839 | 619.7463 | 1585.5839 | 619.7463
1101 | 1702.0403 | 600.7688 | 1702.0403 | 600.7688
1102 | 1830.1483 | 560.4616 | 1830.1483 | 560.4616
1103 | 1961.5089 | 541.597 | 1961.5089 | 541.597
1104 | 1995.5485 | 504.7916 | 1995.5485 | 504.7916
1105 | 1920.307 | 463.4807 | 1920.307 | 463.4807
1106 | 1895.2241 | 462.6125 | 1895.2241 | 462.6125
1107 | 1900.0114 | 458.7538 | 1900.0114 | 458.7538
1108 | 1934.0044 | 498.8877 | 1934.0044 | 498.8877
1109 | 1967.1957 | 547.3882 | 1967.1957 | 547.3882
1110 | 1925.2204 | 519.7948 | 1925.2204 | 519.7948
1111 | 1860.9085 | 489.0323 | 1860.9085 | 489.0323
1112 | 1847.7345 | 454.4829 | 1847.7345 | 454.4829
1113 | 1861.4585 | 405.5665 | 1861.4585 | 405.5665
1114 | 1790.3924 | 313.6904 | 1790.3924 | 313.6904
1115 | 1682.916 | 242.4215 | 1682.916 | 242.4215
1116 | 1573.2603 | 242.0369 | 1573.2603 | 242.0369
1117 | 1482.2881 | 256.3387 | 1482.2881 | 256.3387
1118 | 1434.3391 | 280.0427 | 1434.3391 | 280.0427
1119 | 1417.3099 | 302.1607 | 1417.3099 | 302.1607
1120 | 1409.2946 | 380.8322 | 1409.2946 | 380.8322
1121 | 1396.3287 | 594.8352 | 1396.3287 | 594.8352
1122 | 1405.3529 | 667.5044 | 1405.3529 | 667.5044
1123 | 1488.1375 | 686.3683 | 1488.1375 | 686.3683
1124 | 1637.5809 | 648.8326 | 1637.5809 | 648.8326
1125 | 1778.4464 | 625.9853 | 1778.4464 | 625.9853
1126 | 1892.4721 | 579.4108 | 1892.4721 | 579.4108
1127 | 2037.3149 | 542.4593 | 2037.3149 | 542.4593
1128 | 2034.1998 | 489.7542 | 2034.1998 | 489.7542
1129 | 1947.1931 | 435.2567 | 1947.1931 | 435.2567
1130 | 1922.6677 | 422.653 | 1922.6677 | 422.653
1131 | 1930.2308 | 412.5901 | 1930.2308 | 412.5901
1132 | 1929.5107 | 449.2959 | 1929.5107 | 449.2959
1133 | 1978.1699 | 498.4694 | 1978.1699 | 498.4694
1134 | 1942.3635 | 474.6615 | 1942.3635 | 474.6615
1135 | 1856.4968 | 449.6617 | 1856.4968 | 449.6617
1136 | 1843.4208 | 420.2859 | 1843.4208 | 420.2859
1137 | 1872.538 | 382.1376 | 1872.538 | 382.1376
1138 | 1795.9201 | 309.0635 | 1795.9201 | 309.0635
1139 | 1667.185 | 250.855 | 1667.185 | 250.855
1140 | 1559.1112 | 250.0288 | 1559.1112 | 250.0288
1141 | 1476.1413 | 243.9303 | 1476.1413 | 243.9303
1142 | 1428.1278 | 253.4801 | 1428.1278 | 253.4801
1143 | 1401.9066 | 271.6233 | 1401.9066 | 271.6233
1144 | 1403.7364 | 347.7079 | 1403.7364 | 347.7079
1145 | 1388.5081 | 558.7875 | 1388.5081 | 558.7875
1146 | 1402.4589 | 624.6846 | 1402.4589 | 624.6846
1147 | 1517.2628 | 639.847 | 1517.2628 | 639.847
1148 | 1694.9293 | 608.5577 | 1694.9293 | 608.5577
1149 | 1847.0898 | 594.5435 | 1847.0898 | 594.5435
1150 | 1960.6267 | 556.76 | 1960.6267 | 556.76
1151 | 2098.339 | 545.614 | 2098.339 | 545.614
1152 | 2112.0413 | 516.1275 | 2112.0413 | 516.1275
1153 | 1983.4596 | 483.124 | 1983.4596 | 483.124
1154 | 1955.9937 | 488.7964 | 1955.9937 | 488.7964
1155 | 1973.8789 | 490.1536 | 1973.8789 | 490.1536
1156 | 1963.1355 | 532.4747 | 1963.1355 | 532.4747
1157 | 1993.1504 | 579.2086 | 1993.1504 | 579.2086
1158 | 1982.4526 | 542.109 | 1982.4526 | 542.109
1159 | 1877.6196 | 503.628 | 1877.6196 | 503.628
1160 | 1848.6075 | 463.968 | 1848.6075 | 463.968
1161 | 1896.8851 | 412.0231 | 1896.8851 | 412.0231
1162 | 1816.9989 | 322.9652 | 1816.9989 | 322.9652
1163 | 1689.8612 | 252.7058 | 1689.8612 | 252.7058
1164 | 1574.9605 | 245.2337 | 1574.9605 | 245.2337
1165 | 1486.7021 | 236.1697 | 1486.7021 | 236.1697
1166 | 1435.4664 | 246.1402 | 1435.4664 | 246.1402
1167 | 1416.3848 | 265.0615 | 1416.3848 | 265.0615
1168 | 1414.9694 | 341.7981 | 1414.9694 | 341.7981
1169 | 1398.9744 | 553.0881 | 1398.9744 | 553.0881
1170 | 1402.5585 | 619.595 | 1402.5585 | 619.595
1171 | 1523.7018 | 635.2201 | 1523.7018 | 635.2201
1172 | 1720.0291 | 603.2788 | 1720.0291 | 603.2788
1173 | 1851.3389 | 591.0523 | 1851.3389 | 591.0523
1174 | 1966.7966 | 555.7085 | 1966.7966 | 555.7085
1175 | 2143.0631 | 543.0902 | 2143.0631 | 543.0902
1176 | 2139.9375 | 508.1987 | 2139.9375 | 508.1987
1177 | 2008.5442 | 464.4271 | 2008.5442 | 464.4271
1178 | 1972.7638 | 459.2685 | 1972.7638 | 459.2685
1179 | 1994.8996 | 452.192 | 1994.8996 | 452.192
1180 | 2000.7905 | 487.678 | 2000.7905 | 487.678
1181 | 2047.4717 | 530.7104 | 2047.4717 | 530.7104
1182 | 2029.7545 | 499.5837 | 2029.7545 | 499.5837
1183 | 1937.5734 | 465.5403 | 1937.5734 | 465.5403
1184 | 1926.2683 | 427.731 | 1926.2683 | 427.731
1185 | 1914.6195 | 381.1281 | 1914.6195 | 381.1281
1186 | 1826.8614 | 299.2629 | 1826.8614 | 299.2629
1187 | 1705.4987 | 234.724 | 1705.4987 | 234.724
1188 | 1580.3295 | 236.6109 | 1580.3295 | 236.6109
1189 | 1505.961 | 248.3679 | 1505.961 | 248.3679
1190 | 1456.6537 | 270.3472 | 1456.6537 | 270.3472
1191 | 1425.2962 | 292.7808 | 1425.2962 | 292.7808
1192 | 1423.0628 | 373.5764 | 1423.0628 | 373.5764
1193 | 1432.0177 | 588.5258 | 1432.0177 | 588.5258
1194 | 1432.7154 | 656.5891 | 1432.7154 | 656.5891
1195 | 1556.552 | 672.6138 | 1556.552 | 672.6138
1196 | 1747.5704 | 639.705 | 1747.5704 | 639.705
1197 | 1890.9857 | 623.7981 | 1890.9857 | 623.7981
1198 | 2002.4549 | 581.1774 | 2002.4549 | 581.1774
1199 | 2149.4884 | 553.669 | 2149.4884 | 553.669
1200 | 2148.5763 | 513.7089 | 2148.5763 | 513.7089
1201 | 2014.2296 | 468.5493 | 2014.2296 | 468.5493
1202 | 1990.9016 | 450.5615 | 1990.9016 | 450.5615
1203 | 2019.7853 | 430.5929 | 2019.7853 | 430.5929
1204 | 2022.963 | 455.7945 | 2022.963 | 455.7945
1205 | 2056.4854 | 489.6993 | 2056.4854 | 489.6993
1206 | 2020.6201 | 448.078 | 2020.6201 | 448.078
1207 | 1920.2346 | 404.1499 | 1920.2346 | 404.1499
1208 | 1895.7308 | 358.517 | 1895.7308 | 358.517
1209 | 1910.0725 | 310.6311 | 1910.0725 | 310.6311
1210 | 1833.9768 | 232.6147 | 1833.9768 | 232.6147
1211 | 1719.2955 | 179.4747 | 1719.2955 | 179.4747
1212 | 1596.2981 | 197.4926 | 1596.2981 | 197.4926
1213 | 1507.4075 | 213.1194 | 1507.4075 | 213.1194
1214 | 1457.2605 | 236.0662 | 1457.2605 | 236.0662
1215 | 1436.0978 | 263.2107 | 1436.0978 | 263.2107
1216 | 1438.1021 | 346.425 | 1438.1021 | 346.425
1217 | 1442.1782 | 560.9538 | 1442.1782 | 560.9538
1218 | 1438.766 | 627.3977 | 1438.766 | 627.3977
1219 | 1532.5646 | 643.3382 | 1532.5646 | 643.3382
1220 | 1698.94 | 617.0964 | 1698.94 | 617.0964
1221 | 1833.8729 | 610.1277 | 1833.8729 | 610.1277
1222 | 1926.0398 | 576.7819 | 1926.0398 | 576.7819
1223 | 2087.0498 | 547.9695 | 2087.0498 | 547.9695
1224 | 2104.2452 | 499.7651 | 2104.2452 | 499.7651
1225 | 1999.1959 | 453.575 | 1999.1959 | 453.575
1226 | 1977.8771 | 448.3532 | 1977.8771 | 448.3532
1227 | 1990.1243 | 443.7585 | 1990.1243 | 443.7585
1228 | 2007.0956 | 481.4317 | 2007.0956 | 481.4317
1229 | 2020.0723 | 529.8902 | 2020.0723 | 529.8902
1230 | 2002.1081 | 503.5375 | 2002.1081 | 503.5375
1231 | 1907.8816 | 476.3504 | 1907.8816 | 476.3504
1232 | 1889.4425 | 446.6382 | 1889.4425 | 446.6382
1233 | 1897.8513 | 408.616 | 1897.8513 | 408.616
1234 | 1821.941 | 334.4904 | 1821.941 | 334.4904
1235 | 1694.2781 | 276.6815 | 1694.2781 | 276.6815
1236 | 1594.7409 | 280.7346 | 1594.7409 | 280.7346
1237 | 1517.1331 | 280.3986 | 1517.1331 | 280.3986
1238 | 1470.4556 | 290.3059 | 1470.4556 | 290.3059
1239 | 1446.1144 | 305.6519 | 1446.1144 | 305.6519
1240 | 1445.9563 | 376.8152 | 1445.9563 | 376.8152
1241 | 1437.6647 | 581.3752 | 1437.6647 | 581.3752
1242 | 1420.0038 | 640.7525 | 1420.0038 | 640.7525
1243 | 1494.8226 | 645.5044 | 1494.8226 | 645.5044
1244 | 1639.6973 | 600.3765 | 1639.6973 | 600.3765
1245 | 1777.7914 | 574.3955 | 1777.7914 | 574.3955
1246 | 1881.8098 | 535.0557 | 1881.8098 | 535.0557
1247 | 2032.3423 | 516.5908 | 2032.3423 | 516.5908
1248 | 2008.5405 | 474.5696 | 2008.5405 | 474.5696
1249 | 1925.7975 | 430.8191 | 1925.7975 | 430.8191
1250 | 1913.9759 | 439.3728 | 1913.9759 | 439.3728
1251 | 1897.3783 | 448.7429 | 1897.3783 | 448.7429
1252 | 1921.2303 | 491.1272 | 1921.2303 | 491.1272
1253 | 1950.0638 | 532.477 | 1950.0638 | 532.477
1254 | 1910.4841 | 497.6067 | 1910.4841 | 497.6067
1255 | 1853.1182 | 456.3706 | 1853.1182 | 456.3706
1256 | 1875.1507 | 419.4447 | 1875.1507 | 419.4447
1257 | 1865.7228 | 371.5168 | 1865.7228 | 371.5168
1258 | 1791.4365 | 286.3918 | 1791.4365 | 286.3918
1259 | 1676.5236 | 223.1778 | 1676.5236 | 223.1778
1260 | 1572.0067 | 225.1278 | 1572.0067 | 225.1278
1261 | 1491.1713 | 237.9994 | 1491.1713 | 237.9994
1262 | 1451.7557 | 252.3444 | 1451.7557 | 252.3444
1263 | 1427.8088 | 275.6403 | 1427.8088 | 275.6403
1264 | 1434.2041 | 358.2656 | 1434.2041 | 358.2656
1265 | 1428.0917 | 571.3012 | 1428.0917 | 571.3012
1266 | 1412.5077 | 635.4526 | 1412.5077 | 635.4526
1267 | 1471.3305 | 645.6306 | 1471.3305 | 645.6306
1268 | 1624.3029 | 592.9524 | 1624.3029 | 592.9524
1269 | 1756.7382 | 566.4246 | 1756.7382 | 566.4246
1270 | 1866.9482 | 529.5245 | 1866.9482 | 529.5245
1271 | 2030.3931 | 514.2353 | 2030.3931 | 514.2353
1272 | 2023.6184 | 477.4509 | 2023.6184 | 477.4509
1273 | 1939.6547 | 435.6773 | 1939.6547 | 435.6773
1274 | 1899.1396 | 436.5967 | 1899.1396 | 436.5967
1275 | 1902.2675 | 432.044 | 1902.2675 | 432.044
1276 | 1918.6873 | 460.9893 | 1918.6873 | 460.9893
1277 | 1947.5144 | 502.1289 | 1947.5144 | 502.1289
1278 | 1908.5129 | 481.4336 | 1908.5129 | 481.4336
1279 | 1838.6064 | 464.8042 | 1838.6064 | 464.8042
1280 | 1852.7062 | 442.9787 | 1852.7062 | 442.9787
1281 | 1876.5732 | 401.6546 | 1876.5732 | 401.6546
1282 | 1793.2149 | 321.9137 | 1793.2149 | 321.9137
1283 | 1653.0339 | 263.621 | 1653.0339 | 263.621
1284 | 1547.976 | 264.94 | 1547.976 | 264.94
1285 | 1466.8706 | 258.2526 | 1466.8706 | 258.2526
1286 | 1424.0269 | 264.6267 | 1424.0269 | 264.6267
1287 | 1402.749 | 275.6613 | 1402.749 | 275.6613
1288 | 1409.7048 | 345.794 | 1409.7048 | 345.794
1289 | 1409.345 | 552.4151 | 1409.345 | 552.4151
1290 | 1407.2523 | 613.6642 | 1407.2523 | 613.6642
1291 | 1495.3087 | 621.5918 | 1495.3087 | 621.5918
1292 | 1660.6412 | 582.7943 | 1660.6412 | 582.7943
1293 | 1804.5958 | 565.7096 | 1804.5958 | 565.7096
1294 | 1920.0816 | 529.1039 | 1920.0816 | 529.1039
1295 | 2077.0282 | 518.2102 | 2077.0282 | 518.2102
1296 | 2082.4467 | 487.1674 | 2082.4467 | 487.1674
1297 | 1965.6361 | 447.8755 | 1965.6361 | 447.8755
1298 | 1924.6963 | 449.6782 | 1924.6963 | 449.6782
1299 | 1936.3167 | 449.3107 | 1936.3167 | 449.3107
1300 | 1939.3858 | 490.2018 | 1939.3858 | 490.2018
1301 | 1997.4316 | 539.0178 | 1997.4316 | 539.0178
1302 | 1966.9082 | 512.8965 | 1966.9082 | 512.8965
1303 | 1905.3651 | 483.9427 | 1905.3651 | 483.9427
1304 | 1912.3574 | 449.1619 | 1912.3574 | 449.1619
1305 | 1897.9271 | 400.9816 | 1897.9271 | 400.9816
1306 | 1801.9145 | 313.0595 | 1801.9145 | 313.0595
1307 | 1666.2444 | 241.8747 | 1666.2444 | 241.8747
1308 | 1548.5434 | 235.8748 | 1548.5434 | 235.8748
1309 | 1469.7382 | 234.6975 | 1469.7382 | 234.6975
1310 | 1425.6298 | 247.1707 | 1425.6298 | 247.1707
1311 | 1408.3725 | 273.1165 | 1408.3725 | 273.1165
1312 | 1416.309 | 353.6808 | 1416.309 | 353.6808
1313 | 1415.4099 | 566.9056 | 1415.4099 | 566.9056
1314 | 1429.9394 | 633.9805 | 1429.9394 | 633.9805
1315 | 1549.7107 | 650.4678 | 1549.7107 | 650.4678
1316 | 1769.3014 | 618.9471 | 1769.3014 | 618.9471
1317 | 1913.2748 | 602.956 | 1913.2748 | 602.956
1318 | 2036.5036 | 565.5301 | 2036.5036 | 565.5301
1319 | 2224.3592 | 553.711 | 2224.3592 | 553.711
1320 | 2184.6107 | 520.1445 | 2184.6107 | 520.1445
1321 | 2029.8598 | 478.2658 | 2029.8598 | 478.2658
1322 | 2023.0275 | 470.2889 | 2023.0275 | 470.2889
1323 | 2027.4986 | 460.0157 | 2027.4986 | 460.0157
1324 | 2021.0432 | 495.5437 | 2021.0432 | 495.5437
1325 | 2071.8908 | 540.7844 | 2071.8908 | 540.7844
1326 | 2034.8774 | 511.908 | 2034.8774 | 511.908
1327 | 1935.7237 | 481.8816 | 1935.7237 | 481.8816
1328 | 1977.4015 | 446.9326 | 1977.4015 | 446.9326
1329 | 1955.8211 | 401.213 | 1955.8211 | 401.213
1330 | 1842.7239 | 318.128 | 1842.7239 | 318.128
1331 | 1688.5212 | 253.6943 | 1688.5212 | 253.6943
1332 | 1563.951 | 253.499 | 1563.951 | 253.499
1333 | 1478.8371 | 254.0884 | 1478.8371 | 254.0884
1334 | 1439.4111 | 267.8655 | 1439.4111 | 267.8655
1335 | 1415.7423 | 291.9185 | 1415.7423 | 291.9185
1336 | 1425.2278 | 373.4081 | 1425.2278 | 373.4081
1337 | 1428.2317 | 587.8949 | 1428.2317 | 587.8949
1338 | 1441.0008 | 652.7825 | 1441.0008 | 652.7825
1339 | 1556.477 | 662.3926 | 1556.477 | 662.3926
1340 | 1781.3482 | 624.4363 | 1781.3482 | 624.4363
1341 | 1917.3759 | 604.8699 | 1917.3759 | 604.8699
1342 | 2033.5933 | 565.9718 | 2033.5933 | 565.9718
1343 | 2191.601 | 548.4742 | 2191.601 | 548.4742
1344 | 2155.6527 | 508.3669 | 2155.6527 | 508.3669
1345 | 2022.6259 | 465.7101 | 2022.6259 | 465.7101
1346 | 1992.1734 | 466.4191 | 1992.1734 | 466.4191
1347 | 1997.1942 | 468.996 | 1997.1942 | 468.996
1348 | 2010.39 | 509.824 | 2010.39 | 509.824
1349 | 2038.337 | 551.8259 | 2038.337 | 551.8259
1350 | 2016.1821 | 520.5729 | 2016.1821 | 520.5729
1351 | 1924.6407 | 491.3668 | 1924.6407 | 491.3668
1352 | 1948.1778 | 459.93 | 1948.1778 | 459.93
1353 | 1953.8088 | 417.9539 | 1953.8088 | 417.9539
1354 | 1840.891 | 336.8249 | 1840.891 | 336.8249
1355 | 1699.2519 | 272.4963 | 1699.2519 | 272.4963
1356 | 1591.6346 | 272.3431 | 1591.6346 | 272.3431
1357 | 1507.9414 | 270.0512 | 1507.9414 | 270.0512
1358 | 1459.8769 | 275.1213 | 1459.8769 | 275.1213
1359 | 1444.6219 | 294.1478 | 1444.6219 | 294.1478
1360 | 1445.6499 | 371.978 | 1445.6499 | 371.978
1361 | 1458.1407 | 580.9546 | 1458.1407 | 580.9546
1362 | 1463.6033 | 644.1596 | 1463.6033 | 644.1596
1363 | 1587.5541 | 655.9149 | 1587.5541 | 655.9149
1364 | 1803.973 | 620.7348 | 1803.973 | 620.7348
1365 | 1910.0605 | 604.975 | 1910.0605 | 604.975
1366 | 2000.2456 | 568.18 | 2000.2456 | 568.18
1367 | 2156.6954 | 557.8332 | 2156.6954 | 557.8332
1368 | 2113.7866 | 529.3141 | 2113.7866 | 529.3141
1369 | 1994.9942 | 497.8669 | 1994.9942 | 497.8669
1370 | 1985.7494 | 508.2504 | 1985.7494 | 508.2504
1371 | 2005.6256 | 512.4467 | 2005.6256 | 512.4467
1372 | 2002.4753 | 557.9016 | 2002.4753 | 557.9016
1373 | 2030.3657 | 610.1036 | 2030.3657 | 610.1036
1374 | 1999.0694 | 585.5176 | 1999.0694 | 585.5176
1375 | 1933.7177 | 558.2253 | 1933.7177 | 558.2253
1376 | 1969.3618 | 524.2858 | 1969.3618 | 524.2858
1377 | 1951.8252 | 475.6428 | 1951.8252 | 475.6428
1378 | 1852.9462 | 387.6155 | 1852.9462 | 387.6155
1379 | 1709.6776 | 314.4748 | 1709.6776 | 314.4748
1380 | 1596.49 | 301.156 | 1596.49 | 301.156
1381 | 1511.8953 | 283.9108 | 1511.8953 | 283.9108
1382 | 1467.033 | 286.4993 | 1467.033 | 286.4993
1383 | 1450.4276 | 301.0671 | 1450.4276 | 301.0671
1384 | 1454.3523 | 372.8613 | 1454.3523 | 372.8613
1385 | 1465.507 | 577.7368 | 1465.507 | 577.7368
1386 | 1465.3665 | 638.355 | 1465.3665 | 638.355
1387 | 1554.3484 | 648.8694 | 1554.3484 | 648.8694
1388 | 1740.8829 | 612.4485 | 1740.8829 | 612.4485
1389 | 1866.732 | 595.6582 | 1866.732 | 595.6582
1390 | 1966.8949 | 558.1691 | 1966.8949 | 558.1691
1391 | 2129.5846 | 547.9064 | 2129.5846 | 547.9064
1392 | 2102.6973 | 518.7143 | 2102.6973 | 518.7143
1393 | 2001.7155 | 489.5385 | 2001.7155 | 489.5385
1394 | 2000.0748 | 506.7572 | 2000.0748 | 506.7572
1395 | 2012.5017 | 524.4556 | 2012.5017 | 524.4556
1396 | 2041.5105 | 583.8753 | 2041.5105 | 583.8753
1397 | 2078.6494 | 648.7382 | 2078.6494 | 648.7382
1398 | 2049.8646 | 633.49 | 2049.8646 | 633.49
1399 | 1946.3404 | 609.2262 | 1946.3404 | 609.2262
1400 | 1943.5523 | 574.824 | 1943.5523 | 574.824
1401 | 1921.1356 | 524.3934 | 1921.1356 | 524.3934
1402 | 1836.6245 | 432.2229 | 1836.6245 | 432.2229
1403 | 1708.2356 | 350.1859 | 1708.2356 | 350.1859
1404 | 1600.728 | 325.0265 | 1600.728 | 325.0265
1405 | 1524.1902 | 298.6537 | 1524.1902 | 298.6537
1406 | 1479.7725 | 295.3535 | 1479.7725 | 295.3535
1407 | 1455.2143 | 314.1065 | 1455.2143 | 314.1065
1408 | 1454.6943 | 398.8771 | 1454.6943 | 398.8771
1409 | 1479.856 | 620.5565 | 1479.856 | 620.5565
1410 | 1463.1923 | 698.147 | 1463.1923 | 698.147
1411 | 1528.4663 | 725.7599 | 1528.4663 | 725.7599
1412 | 1669.5359 | 701.8947 | 1669.5359 | 701.8947
1413 | 1808.8001 | 689.9836 | 1808.8001 | 689.9836
1414 | 1927.3941 | 654.9553 | 1927.3941 | 654.9553
1415 | 2075.2994 | 646.333 | 2075.2994 | 646.333
1416 | 2039.7346 | 611.862 | 2039.7346 | 611.862
1417 | 1945.8831 | 569.9623 | 1945.8831 | 569.9623
1418 | 1911.7206 | 566.2337 | 1911.7206 | 566.2337
1419 | 1927.2527 | 562.4802 | 1927.2527 | 562.4802
1420 | 1938.218 | 604.9276 | 1938.218 | 604.9276
1421 | 1976.3699 | 656.688 | 1976.3699 | 656.688
1422 | 1936.7532 | 629.4731 | 1936.7532 | 629.4731
1423 | 1884.2763 | 599.9514 | 1884.2763 | 599.9514
1424 | 1909.4628 | 564.5397 | 1909.4628 | 564.5397
1425 | 1901.0211 | 516.6539 | 1901.0211 | 516.6539
1426 | 1820.319 | 431.2975 | 1820.319 | 431.2975
1427 | 1704.2813 | 362.5103 | 1704.2813 | 362.5103
1428 | 1600.6628 | 357.1413 | 1600.6628 | 357.1413
1429 | 1531.9014 | 349.844 | 1531.9014 | 349.844
1430 | 1490.0842 | 360.193 | 1490.0842 | 360.193
1431 | 1464.6012 | 381.4909 | 1464.6012 | 381.4909
1432 | 1469.0547 | 462.623 | 1469.0547 | 462.623
1433 | 1476.7904 | 679.4863 | 1476.7904 | 679.4863
1434 | 1454.7187 | 749.3793 | 1454.7187 | 749.3793
1435 | 1519.3133 | 767.6754 | 1519.3133 | 767.6754
1436 | 1650.6958 | 736.4701 | 1650.6958 | 736.4701
1437 | 1777.0609 | 721.5306 | 1777.0609 | 721.5306
1438 | 1912.1693 | 683.8313 | 1912.1693 | 683.8313
1439 | 2065.6764 | 670.7713 | 2065.6764 | 670.7713
1440 | 2035.5421 | 634.1132 | 2035.5421 | 634.1132
1441 | 1935.6753 | 592.3186 | 1935.6753 | 592.3186
1442 | 1925.029 | 591.6185 | 1925.029 | 591.6185
1443 | 1935.1598 | 588.7694 | 1935.1598 | 588.7694
1444 | 1936.0046 | 628.5668 | 1936.0046 | 628.5668
1445 | 1968.9017 | 677.0463 | 1968.9017 | 677.0463
1446 | 1939.8987 | 653.9535 | 1939.8987 | 653.9535
1447 | 1898.6887 | 628.4489 | 1898.6887 | 628.4489
1448 | 1938.0906 | 596.6125 | 1938.0906 | 596.6125
1449 | 1923.7604 | 551.3976 | 1923.7604 | 551.3976
1450 | 1822.0893 | 465.831 | 1822.0893 | 465.831
1451 | 1710.7128 | 395.5295 | 1710.7128 | 395.5295
1452 | 1608.1068 | 1448.9565 | 1608.1068 | 1448.9565
1453 | 1530.8975 | 1453.0169 | 1530.8975 | 1453.0169
1454 | 1477.3012 | 1458.2395 | 1477.3012 | 1458.2395
1455 | 1458.2741 | 1502.5647 | 1458.2741 | 1502.5647
1456 | 1464.3182 | 1599.7119 | 1464.3182 | 1599.7119
1457 | 1471.0802 | 1828.8981 | 1471.0802 | 1828.8981
1458 | 1461.3837 | 1905.4209 | 1461.3837 | 1905.4209
1459 | 1530.2179 | 1928.4581 | 1530.2179 | 1928.4581
1460 | 1662.6552 | 1906.5989 | 1662.6552 | 1906.5989
1461 | 1794.3045 | 1903.5086 | 1794.3045 | 1903.5086
1462 | 1918.1487 | 1866.8973 | 1918.1487 | 1866.8973
1463 | 2071.0666 | 1840.6636 | 2071.0666 | 1840.6636
1464 | 2043.2272 | 1807.2908 | 2043.2272 | 1807.2908
1465 | 1947.2401 | 1764.5151 | 1947.2401 | 1764.5151
1466 | 1913.8607 | 1728.1926 | 1913.8607 | 1728.1926
1467 | 1918.4883 | 1674.5588 | 1918.4883 | 1674.5588
1468 | 1940.9885 | 1709.7555 | 1940.9885 | 1709.7555
1469 | 1981.3294 | 1734.7134 | 1981.3294 | 1734.7134
1470 | 1955.3757 | 1697.2435 | 1955.3757 | 1697.2435
1471 | 1934.8202 | 1649.8269 | 1934.8202 | 1649.8269
1472 | 1956.0483 | 1593.6654 | 1956.0483 | 1593.6654
1473 | 1924.8049 | 1549.3873 | 1924.8049 | 1549.3873
1474 | 1824.5371 | 1471.634 | 1824.5371 | 1471.634
1475 | 1702.9606 | 1399.0017 | 1702.9606 | 1399.0017
1476 | 1602.4493 | 1398.3638 | 1602.4493 | 1398.3638
1477 | 1522.4507 | 1395.1967 | 1522.4507 | 1395.1967
1478 | 1481.052 | 1397.2071 | 1481.052 | 1397.2071
1479 | 1456.0301 | 1437.6062 | 1456.0301 | 1437.6062
1480 | 1463.8532 | 1537.698 | 1463.8532 | 1537.698
1481 | 1483.6264 | 1778.7515 | 1483.6264 | 1778.7515
1482 | 1478.6916 | 1869.1048 | 1478.6916 | 1869.1048
1483 | 1586.7607 | 1905.0802 | 1586.7607 | 1905.0802
1484 | 1778.4354 | 1890.8946 | 1778.4354 | 1890.8946
1485 | 1917.0273 | 1895.2996 | 1917.0273 | 1895.2996
1486 | 2034.3312 | 1865.2019 | 2034.3312 | 1865.2019
1487 | 2213.093 | 1844.2328 | 2213.093 | 1844.2328
1488 | 2180.642 | 1798.368 | 2180.642 | 1798.368
1489 | 2028.1212 | 1728.9129 | 2028.1212 | 1728.9129
1490 | 2003.9402 | 1676.6184 | 2003.9402 | 1676.6184
1491 | 2023.4184 | 1605.9419 | 2023.4184 | 1605.9419
1492 | 2045.5834 | 1617.0469 | 2045.5834 | 1617.0469
1493 | 2076.9618 | 1622.2852 | 2076.9618 | 1622.2852
1494 | 2037.332 | 1587.1353 | 2037.332 | 1587.1353
1495 | 1983.2606 | 1552.4784 | 1983.2606 | 1552.4784
1496 | 2005.2958 | 1503.3659 | 2005.2958 | 1503.3659
1497 | 1968.8156 | 1459.8016 | 1968.8156 | 1459.8016
1498 | 1863.0822 | 1378.9254 | 1863.0822 | 1378.9254
1499 | 1715.0089 | 1314.1452 | 1715.0089 | 1314.1452
1500 | 1605.3738 | 1351.251 | 1605.3738 | 1351.251
1501 | 1520.7154 | 1404.8334 | 1520.7154 | 1404.8334
1502 | 1481.8901 | 1436.1108 | 1481.8901 | 1436.1108
1503 | 1461.1882 | 1487.0389 | 1461.1882 | 1487.0389
1504 | 1471.174 | 1582.4908 | 1471.174 | 1582.4908
1505 | 1486.8827 | 1813.0153 | 1486.8827 | 1813.0153
1506 | 1501.7698 | 1901.3163 | 1501.7698 | 1901.3163
1507 | 1622.6993 | 1938.7194 | 1622.6993 | 1938.7194
1508 | 1855.0844 | 1919.4478 | 1855.0844 | 1919.4478
1509 | 1986.5085 | 1919.9267 | 1986.5085 | 1919.9267
1510 | 2095.2477 | 1893.4874 | 2095.2477 | 1893.4874
1511 | 2269.3966 | 1872.2506 | 2269.3966 | 1872.2506
1512 | 2204.0824 | 1816.7491 | 2204.0824 | 1816.7491
1513 | 2064.1003 | 1716.4208 | 2064.1003 | 1716.4208
1514 | 2055.0973 | 1616.6567 | 2055.0973 | 1616.6567
1515 | 2067.2004 | 1522.87 | 2067.2004 | 1522.87
1516 | 2088.8934 | 1524.9628 | 2088.8934 | 1524.9628
1517 | 2125.2357 | 1536.8933 | 2125.2357 | 1536.8933
1518 | 2105.4943 | 1508.7032 | 2105.4943 | 1508.7032
1519 | 2060.1105 | 1481.72 | 2060.1105 | 1481.72
1520 | 2060.8672 | 1440.6381 | 2060.8672 | 1440.6381
1521 | 2010.0948 | 1405.5506 | 2010.0948 | 1405.5506
1522 | 1886.1465 | 1333.3295 | 1886.1465 | 1333.3295
1523 | 1735.5501 | 1272.0293 | 1735.5501 | 1272.0293
1524 | 1608.6763 | 1309.492 | 1608.6763 | 1309.492
1525 | 1525.2059 | 1355.4007 | 1525.2059 | 1355.4007
1526 | 1482.9591 | 1371.42 | 1482.9591 | 1371.42
1527 | 1459.4806 | 1425.0249 | 1459.4806 | 1425.0249
1528 | 1471.0654 | 1529.3105 | 1471.0654 | 1529.3105
1529 | 1502.3064 | 1761.9765 | 1502.3064 | 1761.9765
1530 | 1527.2811 | 1841.8008 | 1527.2811 | 1841.8008
1531 | 1652.2551 | 1875.4563 | 1652.2551 | 1875.4563
1532 | 1901.5283 | 1869.3905 | 1901.5283 | 1869.3905
1533 | 2063.6728 | 1880.1307 | 2063.6728 | 1880.1307
1534 | 2156.9445 | 1851.0146 | 2156.9445 | 1851.0146
1535 | 2343.1248 | 1831.3838 | 2343.1248 | 1831.3838
1536 | 2277.847 | 1788.642 | 2277.847 | 1788.642
1537 | 2135.6023 | 1719.1869 | 2135.6023 | 1719.1869
1538 | 2108.2714 | 1648.779 | 2108.2714 | 1648.779
1539 | 2133.5006 | 1546.694 | 2133.5006 | 1546.694
1540 | 2150.7854 | 1521.8398 | 2150.7854 | 1521.8398
1541 | 2163.7245 | 1495.2235 | 2163.7245 | 1495.2235
1542 | 2138.3789 | 1413.4962 | 2138.3789 | 1413.4962
1543 | 2077.0062 | 1338.5079 | 2077.0062 | 1338.5079
1544 | 2082.3885 | 1259.4146 | 2082.3885 | 1259.4146
1545 | 2018.4705 | 1206.2136 | 2018.4705 | 1206.2136
1546 | 1923.4546 | 1121.679 | 1923.4546 | 1121.679
1547 | 1775.5842 | 1066.2679 | 1775.5842 | 1066.2679
1548 | 1665.5481 | 1152.0926 | 1665.5481 | 1152.0926
1549 | 1582.5352 | 1224.3237 | 1582.5352 | 1224.3237
1550 | 1531.8857 | 1246.2321 | 1531.8857 | 1246.2321
1551 | 1509.9561 | 1315.809 | 1509.9561 | 1315.809
1552 | 1518.4864 | 1429.7312 | 1518.4864 | 1429.7312
1553 | 1540.4535 | 1675.6031 | 1540.4535 | 1675.6031
1554 | 1548.7618 | 1768.4548 | 1548.7618 | 1768.4548
1555 | 1645.9164 | 1807.1071 | 1645.9164 | 1807.1071
1556 | 1833.7153 | 1788.1924 | 1833.7153 | 1788.1924
1557 | 1980.9093 | 1789.0282 | 1980.9093 | 1789.0282
1558 | 2073.8991 | 1756.8783 | 2073.8991 | 1756.8783
1559 | 2237.6956 | 1724.8447 | 2237.6956 | 1724.8447
1560 | 2216.4726 | 1664.6141 | 2216.4726 | 1664.6141
1561 | 2091.4974 | 1588.3776 | 2091.4974 | 1588.3776
1562 | 2069.5403 | 1492.1826 | 2069.5403 | 1492.1826
1563 | 2083.0283 | 1364.8459 | 2083.0283 | 1364.8459
1564 | 2088.6391 | 1323.5737 | 2088.6391 | 1323.5737
1565 | 2107.2236 | 1313.5539 | 2107.2236 | 1313.5539
1566 | 2091.0497 | 1272.4256 | 2091.0497 | 1272.4256
1567 | 2040.5948 | 1233.6642 | 2040.5948 | 1233.6642
1568 | 2054.4968 | 1180.9826 | 2054.4968 | 1180.9826
1569 | 1993.1687 | 1140.1844 | 1993.1687 | 1140.1844
1570 | 1903.8405 | 1079.563 | 1903.8405 | 1079.563
1571 | 1783.3294 | 1034.324 | 1783.3294 | 1034.324
1572 | 1673.9107 | 1091.1494 | 1673.9107 | 1091.1494
1573 | 1588.7637 | 1147.8547 | 1588.7637 | 1147.8547
1574 | 1544.2843 | 1189.0365 | 1544.2843 | 1189.0365
1575 | 1512.1631 | 1245.586 | 1512.1631 | 1245.586
1576 | 1517.3914 | 1348.1762 | 1517.3914 | 1348.1762
1577 | 1537.1158 | 1585.8391 | 1537.1158 | 1585.8391
1578 | 1520.657 | 1678.2446 | 1520.657 | 1678.2446
1579 | 1599.2586 | 1719.8414 | 1599.2586 | 1719.8414
1580 | 1754.013 | 1709.0465 | 1754.013 | 1709.0465
1581 | 1895.5285 | 1723.7128 | 1895.5285 | 1723.7128
1582 | 1987.0283 | 1701.0211 | 1987.0283 | 1701.0211
1583 | 2119.0912 | 1681.5688 | 2119.0912 | 1681.5688
1584 | 2083.8236 | 1575.4747 | 2083.8236 | 1575.4747
1585 | 2008.8255 | 1475.9495 | 2008.8255 | 1475.9495
1586 | 1968.5411 | 1381.6283 | 1968.5411 | 1381.6283
1587 | 1973.4342 | 1308.7211 | 1973.4342 | 1308.7211
1588 | 1984.8673 | 1339.2779 | 1984.8673 | 1339.2779
1589 | 2022.415 | 1368.9649 | 2022.415 | 1368.9649
1590 | 1990.2047 | 1344.0762 | 1990.2047 | 1344.0762
1591 | 1966.7926 | 1315.0408 | 1966.7926 | 1315.0408
1592 | 2014.9024 | 1272.442 | 2014.9024 | 1272.442
1593 | 1981.4659 | 1235.5699 | 1981.4659 | 1235.5699
1594 | 1877.3609 | 1161.7427 | 1877.3609 | 1161.7427
1595 | 1753.3158 | 1106.3315 | 1753.3158 | 1106.3315
1596 | 1650.7834 | 1174.3997 | 1650.7834 | 1174.3997
1597 | 1582.4357 | 1229.2313 | 1582.4357 | 1229.2313
1598 | 1535.4356 | 1249.3551 | 1535.4356 | 1249.3551
1599 | 1520.2739 | 1315.0059 | 1520.2739 | 1315.0059
1600 | 1522.1561 | 1442.4017 | 1522.1561 | 1442.4017
1601 | 1542.8433 | 1704.1563 | 1542.8433 | 1704.1563
1602 | 1526.6976 | 1810.4815 | 1526.6976 | 1810.4815
1603 | 1586.545 | 1846.3677 | 1586.545 | 1846.3677
1604 | 1707.3439 | 1816.2102 | 1707.3439 | 1816.2102
1605 | 1832.1971 | 1804.0186 | 1832.1971 | 1804.0186
1606 | 1944.873 | 1772.0472 | 1944.873 | 1772.0472
1607 | 2097.1047 | 1765.6223 | 2097.1047 | 1765.6223
1608 | 2068.4775 | 1744.2062 | 2068.4775 | 1744.2062
1609 | 1983.0086 | 1697.772 | 1983.0086 | 1697.772
1610 | 1957.0669 | 1628.6133 | 1957.0669 | 1628.6133
1611 | 1968.9279 | 1520.1039 | 1968.9279 | 1520.1039
1612 | 1997.4035 | 1523.3567 | 1997.4035 | 1523.3567
1613 | 2041.6739 | 1538.8564 | 2041.6739 | 1538.8564
1614 | 1993.778 | 1493.9805 | 1993.778 | 1493.9805
1615 | 1976.8711 | 1448.7054 | 1976.8711 | 1448.7054
1616 | 2028.0754 | 1387.0117 | 2028.0754 | 1387.0117
1617 | 1978.2972 | 1327.2078 | 1978.2972 | 1327.2078
1618 | 1889.6046 | 1228.3073 | 1889.6046 | 1228.3073
1619 | 1753.5326 | 1162.7241 | 1753.5326 | 1162.7241
1620 | 1635.1438 | 1248.1027 | 1635.1438 | 1248.1027
1621 | 1571.0855 | 1321.0476 | 1571.0855 | 1321.0476
1622 | 1525.2392 | 1363.1217 | 1525.2392 | 1363.1217
1623 | 1508.9248 | 1443.0491 | 1508.9248 | 1443.0491
1624 | 1516.9177 | 1573.7464 | 1516.9177 | 1573.7464
1625 | 1543.5736 | 1830.5042 | 1543.5736 | 1830.5042
1626 | 1544.118 | 1910.5069 | 1544.118 | 1910.5069
1627 | 1655.3085 | 1925.2459 | 1655.3085 | 1925.2459
1628 | 1828.8524 | 1893.1253 | 1828.8524 | 1893.1253
1629 | 1932.5527 | 1900.2964 | 1932.5527 | 1900.2964
1630 | 2045.7428 | 1893.7551 | 2045.7428 | 1893.7551
1631 | 2207.3266 | 1891.7917 | 2207.3266 | 1891.7917
1632 | 2172.5384 | 1838.6994 | 2172.5384 | 1838.6994
1633 | 2032.8687 | 1761.3029 | 2032.8687 | 1761.3029
1634 | 2015.8167 | 1690.5381 | 2015.8167 | 1690.5381
1635 | 2017.9216 | 1586.7577 | 2017.9216 | 1586.7577
1636 | 2047.3723 | 1543.4332 | 2047.3723 | 1543.4332
1637 | 2096.0597 | 1520.6537 | 2096.0597 | 1520.6537
1638 | 2065.0187 | 1458.289 | 2065.0187 | 1458.289
1639 | 2052.1238 | 1403.3772 | 2052.1238 | 1403.3772
1640 | 2068.1311 | 1341.3266 | 2068.1311 | 1341.3266
1641 | 1997.2442 | 1281.7904 | 1997.2442 | 1281.7904
1642 | 1903.8029 | 1178.8746 | 1903.8029 | 1178.8746
1643 | 1753.3733 | 1113.6483 | 1753.3733 | 1113.6483
1644 | 1630.1544 | 1224.7247 | 1630.1544 | 1224.7247
1645 | 1560.9304 | 1307.0387 | 1560.9304 | 1307.0387
1646 | 1515.4499 | 1340.3684 | 1515.4499 | 1340.3684
1647 | 1499.3079 | 1404.6808 | 1499.3079 | 1404.6808
1648 | 1515.3077 | 1520.6553 | 1515.3077 | 1520.6553
1649 | 1558.4641 | 1772.8624 | 1558.4641 | 1772.8624
1650 | 1572.8431 | 1875.2615 | 1572.8431 | 1875.2615
1651 | 1700.3227 | 1911.237 | 1700.3227 | 1911.237
1652 | 1934.3143 | 1868.7659 | 1934.3143 | 1868.7659
1653 | 2068.8157 | 1852.0237 | 2068.8157 | 1852.0237
1654 | 2187.4419 | 1814.0739 | 2187.4419 | 1814.0739
1655 | 2351.1376 | 1803.0983 | 2351.1376 | 1803.0983
1656 | 2286.7289 | 1767.941 | 2286.7289 | 1767.941
1657 | 2117.5837 | 1694.7383 | 2117.5837 | 1694.7383
1658 | 2097.5034 | 1588.6389 | 2097.5034 | 1588.6389
1659 | 2119.9074 | 1452.3793 | 2119.9074 | 1452.3793
1660 | 2121.352 | 1377.0216 | 2121.352 | 1377.0216
1661 | 2169.9867 | 1338.0025 | 2169.9867 | 1338.0025
1662 | 2149.7549 | 1260.112 | 2149.7549 | 1260.112
1663 | 2115.3579 | 1200.5604 | 2115.3579 | 1200.5604
1664 | 2118.3382 | 1139.1343 | 2118.3382 | 1139.1343
1665 | 2050.1755 | 1092.447 | 2050.1755 | 1092.447
1666 | 1941.6364 | 1023.349 | 1941.6364 | 1023.349
1667 | 1781.7867 | 1003.1832 | 1781.7867 | 1003.1832
1668 | 1654.458 | 1151.6464 | 1654.458 | 1151.6464
1669 | 1582.7613 | 1228.7851 | 1582.7613 | 1228.7851
1670 | 1539.1272 | 1261.8472 | 1539.1272 | 1261.8472
1671 | 1528.1189 | 1321.5196 | 1528.1189 | 1321.5196
1672 | 1535.2805 | 1426.6975 | 1535.2805 | 1426.6975
1673 | 1570.0403 | 1668.7325 | 1570.0403 | 1668.7325
1674 | 1580.1666 | 1759.2642 | 1580.1666 | 1759.2642
1675 | 1705.5681 | 1779.5354 | 1705.5681 | 1779.5354
1676 | 1935.4139 | 1736.2613 | 1935.4139 | 1736.2613
1677 | 2071.559 | 1717.3775 | 2071.559 | 1717.3775
1678 | 2153.9199 | 1669.6126 | 2153.9199 | 1669.6126
1679 | 2337.8341 | 1634.9914 | 2337.8341 | 1634.9914
1680 | 2256.7504 | 1575.1177 | 2256.7504 | 1575.1177
1681 | 2119.2169 | 1485.9431 | 2119.2169 | 1485.9431
1682 | 2129.5068 | 1418.3905 | 2129.5068 | 1418.3905
1683 | 2159.5572 | 1318.1793 | 2159.5572 | 1318.1793
1684 | 2162.7713 | 1296.7158 | 2162.7713 | 1296.7158
1685 | 2185.9872 | 1279.2901 | 2185.9872 | 1279.2901
1686 | 2163.9228 | 1211.8393 | 2163.9228 | 1211.8393
1687 | 2137.4202 | 1147.38 | 2137.4202 | 1147.38
1688 | 2148.7728 | 1082.4741 | 2148.7728 | 1082.4741
1689 | 2067.7702 | 1043.282 | 2067.7702 | 1043.282
1690 | 1949.7258 | 973.827 | 1949.7258 | 973.827
1691 | 1796.3465 | 915.9175 | 1796.3465 | 915.9175
1692 | 1674.1472 | 947.3127 | 1674.1472 | 947.3127
1693 | 1597.0527 | 978.4094 | 1597.0527 | 978.4094
1694 | 1554.0863 | 1004.4223 | 1554.0863 | 1004.4223
1695 | 1542.093 | 1064.0056 | 1542.093 | 1064.0056
1696 | 1554.7335 | 1174.5371 | 1554.7335 | 1174.5371
1697 | 1593.7047 | 1416.3937 | 1593.7047 | 1416.3937
1698 | 1620.4188 | 1502.9101 | 1620.4188 | 1502.9101
1699 | 1744.376 | 1536.9226 | 1744.376 | 1536.9226
1700 | 1962.1431 | 1517.9186 | 1962.1431 | 1517.9186
1701 | 2111.7862 | 1514.5607 | 2111.7862 | 1514.5607
1702 | 2203.8779 | 1481.6969 | 2203.8779 | 1481.6969
1703 | 2352.4683 | 1467.5091 | 2352.4683 | 1467.5091
1704 | 2281.8271 | 1451.536 | 2281.8271 | 1451.536
1705 | 2145.7476 | 1418.3077 | 2145.7476 | 1418.3077
1706 | 2121.909 | 1391.4434 | 2121.909 | 1391.4434
1707 | 2133.4908 | 1327.1022 | 2133.4908 | 1327.1022
1708 | 2131.3643 | 1325.269 | 2131.3643 | 1325.269
1709 | 2164.6226 | 1296.6897 | 2164.6226 | 1296.6897
1710 | 2144.7852 | 1235.4849 | 2144.7852 | 1235.4849
1711 | 2151.1613 | 1164.3335 | 2151.1613 | 1164.3335
1712 | 2141.1802 | 1117.9871 | 2141.1802 | 1117.9871
1713 | 2059.6157 | 1093.1609 | 2059.6157 | 1093.1609
1714 | 1962.5662 | 1028.0781 | 1962.5662 | 1028.0781
1715 | 1822.0713 | 979.0022 | 1822.0713 | 979.0022
1716 | 1702.4569 | 1033.5968 | 1702.4569 | 1033.5968
1717 | 1619.8535 | 1062.9982 | 1619.8535 | 1062.9982
1718 | 1570.093 | 1096.9525 | 1570.093 | 1096.9525
1719 | 1555.232 | 1173.7569 | 1555.232 | 1173.7569
1720 | 1570.1887 | 1276.5256 | 1570.1887 | 1276.5256
1721 | 1607.4918 | 1496.6103 | 1607.4918 | 1496.6103
1722 | 1619.618 | 1558.1427 | 1619.618 | 1558.1427
1723 | 1734.4679 | 1554.5898 | 1734.4679 | 1554.5898
1724 | 1915.7952 | 1522.2908 | 1915.7952 | 1522.2908
1725 | 2039.3403 | 1530.7111 | 2039.3403 | 1530.7111
1726 | 2129.2346 | 1500.078 | 2129.2346 | 1500.078
1727 | 2309.8425 | 1484.0165 | 2309.8425 | 1484.0165
1728 | 2252.5505 | 1453.7667 | 2252.5505 | 1453.7667
1729 | 2130.8617 | 1414.7386 | 2130.8617 | 1414.7386
1730 | 2105.5209 | 1371.1885 | 2105.5209 | 1371.1885
1731 | 2102.0965 | 1265.0882 | 2102.0965 | 1265.0882
1732 | 2105.8455 | 1177.5063 | 2105.8455 | 1177.5063
1733 | 2162.7753 | 1086.4668 | 2162.7753 | 1086.4668
1734 | 2139.5461 | 977.1678 | 2139.5461 | 977.1678
1735 | 2150.6087 | 927.3421 | 2150.6087 | 927.3421
1736 | 2132.2923 | 894.1123 | 2132.2923 | 894.1123
1737 | 2050.6442 | 871.5168 | 2050.6442 | 871.5168
1738 | 1958.2403 | 821.6921 | 1958.2403 | 821.6921
1739 | 1825.25 | 794.6557 | 1825.25 | 794.6557
1740 | 1717.8698 | 861.0285 | 1717.8698 | 861.0285
1741 | 1639.7671 | 901.3158 | 1639.7671 | 901.3158
1742 | 1590.8127 | 950.7066 | 1590.8127 | 950.7066
1743 | 1573.8197 | 1015.6436 | 1573.8197 | 1015.6436
1744 | 1579.1102 | 1109.1325 | 1579.1102 | 1109.1325
1745 | 1616.4562 | 1324.3989 | 1616.4562 | 1324.3989
1746 | 1616.4598 | 1380.3991 | 1616.4598 | 1380.3991
1747 | 1663.6825 | 1384.6092 | 1663.6825 | 1384.6092
1748 | 1820.5236 | 1339.372 | 1820.5236 | 1339.372
1749 | 1957.8126 | 1320.3098 | 1957.8126 | 1320.3098
1750 | 2048.6197 | 1290.7475 | 2048.6197 | 1290.7475
1751 | 2223.4958 | 1291.7286 | 2223.4958 | 1291.7286
1752 | 2205.5399 | 1256.6605 | 2205.5399 | 1256.6605
1753 | 2098.3114 | 1187.6515 | 2098.3114 | 1187.6515
1754 | 2068.7801 | 1139.2831 | 2068.7801 | 1139.2831
1755 | 2071.0688 | 1061.1114 | 2071.0688 | 1061.1114
1756 | 2084.0808 | 998.9596 | 2084.0808 | 998.9596
1757 | 2130.4506 | 913.9877 | 2130.4506 | 913.9877
1758 | 2103.1688 | 809.864 | 2103.1688 | 809.864
1759 | 2106.1908 | 733.4481 | 2106.1908 | 733.4481
1760 | 2093.9933 | 684.2464 | 2093.9933 | 684.2464
1761 | 2031.9178 | 649.5157 | 2031.9178 | 649.5157
1762 | 1931.0788 | 595.5865 | 1931.0788 | 595.5865
1763 | 1808.9159 | 590.5004 | 1808.9159 | 590.5004
1764 | 1686.6672 | 705.949 | 1686.6672 | 705.949
1765 | 1614.7801 | 765.5097 | 1614.7801 | 765.5097
1766 | 1571.1056 | 809.6361 | 1571.1056 | 809.6361
1767 | 1558.4766 | 882.5144 | 1558.4766 | 882.5144
1768 | 1558.1883 | 1009.6425 | 1558.1883 | 1009.6425
1769 | 1585.256 | 1270.594 | 1585.256 | 1270.594
1770 | 1598.1384 | 1397.7987 | 1598.1384 | 1397.7987
1771 | 1672.3295 | 1447.6938 | 1672.3295 | 1447.6938
1772 | 1810.342 | 1433.3298 | 1810.342 | 1433.3298
1773 | 1940.8622 | 1433.8087 | 1940.8622 | 1433.8087
1774 | 2067.1235 | 1416.9169 | 2067.1235 | 1416.9169
1775 | 2217.3663 | 1409.2428 | 2217.3663 | 1409.2428
1776 | 2197.1661 | 1381.7591 | 2197.1661 | 1381.7591
1777 | 2098.6755 | 1340.4111 | 2098.6755 | 1340.4111
1778 | 2084.6789 | 1320.3282 | 2084.6789 | 1320.3282
1779 | 2109.0232 | 1284.3616 | 2109.0232 | 1284.3616
1780 | 2139.5083 | 1315.9892 | 2139.5083 | 1315.9892
1781 | 2157.3157 | 1341.304 | 2157.3157 | 1341.304
1782 | 2137.0514 | 1321.0552 | 2137.0514 | 1321.0552
1783 | 2138.1621 | 1294.8751 | 2138.1621 | 1294.8751
1784 | 2105.73 | 1253.7932 | 2105.73 | 1253.7932
1785 | 2032.4831 | 1220.2226 | 2032.4831 | 1220.2226
1786 | 1929.2783 | 1152.8198 | 1929.2783 | 1152.8198
1787 | 1791.3612 | 1098.4794 | 1791.3612 | 1098.4794
1788 | 1684.3574 | 1115.2411 | 1684.3574 | 1115.2411
1789 | 1615.3862 | 1102.9727 | 1615.3862 | 1102.9727
1790 | 1562.8316 | 1084.1928 | 1562.8316 | 1084.1928
1791 | 1540.9807 | 1109.5122 | 1540.9807 | 1109.5122
1792 | 1557.0791 | 1192.5613 | 1557.0791 | 1192.5613
1793 | 1587.443 | 1406.4894 | 1587.443 | 1406.4894
1794 | 1613.884 | 1474.357 | 1613.884 | 1474.357
1795 | 1707.4075 | 1494.6281 | 1707.4075 | 1494.6281
1796 | 1883.5641 | 1466.166 | 1883.5641 | 1466.166
1797 | 1993.4454 | 1451.1191 | 1993.4454 | 1451.1191
1798 | 2108.1704 | 1400.588 | 2108.1704 | 1400.588
1799 | 2278.5105 | 1368.6437 | 2278.5105 | 1368.6437
1800 | 2231.0861 | 1338.5724 | 2231.0861 | 1338.5724
1801 | 2139.4869 | 1285.1785 | 2139.4869 | 1285.1785
1802 | 2106.4949 | 1262.151 | 2106.4949 | 1262.151
1803 | 2136.2242 | 1228.326 | 2136.2242 | 1228.326
1804 | 2133.3955 | 1263.8796 | 2133.3955 | 1263.8796
1805 | 2173.2998 | 1275.8101 | 2173.2998 | 1275.8101
1806 | 2174.9668 | 1224.4206 | 2174.9668 | 1224.4206
1807 | 2183.0297 | 1177.7178 | 2183.0297 | 1177.7178
1808 | 2157.7651 | 1136.9928 | 2157.7651 | 1136.9928
1809 | 2079.7213 | 1115.4681 | 2079.7213 | 1115.4681
1810 | 1973.5244 | 1060.9142 | 1973.5244 | 1060.9142
1811 | 1815.2063 | 1012.3737 | 1815.2063 | 1012.3737
1812 | 1698.583 | 1033.7753 | 1698.583 | 1033.7753
1813 | 1621.542 | 1029.8944 | 1621.542 | 1029.8944
1814 | 1569.9294 | 1022.7142 | 1569.9294 | 1022.7142
1815 | 1561.33 | 1054.3689 | 1561.33 | 1054.3689
1816 | 1573.5729 | 1136.5257 | 1573.5729 | 1136.5257
1817 | 1612.3677 | 1346.3492 | 1612.3677 | 1346.3492
1818 | 1640.8003 | 1402.974 | 1640.8003 | 1402.974
1819 | 1786.3546 | 1414.4115 | 1786.3546 | 1414.4115
1820 | 2008.4195 | 1384.254 | 2008.4195 | 1384.254
1821 | 2146.8737 | 1388.0344 | 2146.8737 | 1388.0344
1822 | 2248.555 | 1392.379 | 2248.555 | 1392.379
1823 | 2419.7466 | 1422.0025 | 2419.7466 | 1422.0025
1824 | 2361.6702 | 1428.4257 | 2361.6702 | 1428.4257
1825 | 2217.6943 | 1386.4531 | 2217.6943 | 1386.4531
1826 | 2196.0649 | 1304.8024 | 2196.0649 | 1304.8024
1827 | 2226.9535 | 1197.1852 | 2226.9535 | 1197.1852
1828 | 2237.6922 | 1199.7242 | 2237.6922 | 1199.7242
1829 | 2291.5098 | 1232.8911 | 2291.5098 | 1232.8911
1830 | 2276.4703 | 1237.4479 | 2276.4703 | 1237.4479
1831 | 2255.9741 | 1235.1811 | 2255.9741 | 1235.1811
1832 | 2230.8285 | 1213.6403 | 2230.8285 | 1213.6403
1833 | 2130.8881 | 1197.38 | 2130.8881 | 1197.38
1834 | 1989.1275 | 1127.7466 | 1989.1275 | 1127.7466
1835 | 1827.3794 | 1091.698 | 1827.3794 | 1091.698
1836 | 1714.8323 | 1208.5743 | 1714.8323 | 1208.5743
1837 | 1631.1101 | 1255.3753 | 1631.1101 | 1255.3753
1838 | 1584.8933 | 1290.9357 | 1584.8933 | 1290.9357
1839 | 1557.677 | 1344.4514 | 1557.677 | 1344.4514
1840 | 1576.8655 | 1423.0391 | 1576.8655 | 1423.0391
1841 | 1617.2155 | 1616.1768 | 1617.2155 | 1616.1768
1842 | 1651.7185 | 1669.3217 | 1651.7185 | 1669.3217
1843 | 1785.1922 | 1683.793 | 1785.1922 | 1683.793
1844 | 2010.2645 | 1650.5125 | 2010.2645 | 1650.5125
1845 | 2138.8777 | 1653.8467 | 2138.8777 | 1653.8467
1846 | 2237.4629 | 1637.1333 | 2237.4629 | 1637.1333
1847 | 2400.2063 | 1630.4408 | 2400.2063 | 1630.4408
1848 | 2356.5556 | 1542.7277 | 2356.5556 | 1542.7277
1849 | 2208.065 | 1445.6117 | 2208.065 | 1445.6117
1850 | 2189.0017 | 1414.9106 | 2189.0017 | 1414.9106
1851 | 2203.7691 | 1391.793 | 2203.7691 | 1391.793
1852 | 2213.0507 | 1451.2599 | 2213.0507 | 1451.2599
1853 | 2256.5952 | 1476.664 | 2256.5952 | 1476.664
1854 | 2265.4257 | 1431.1635 | 2265.4257 | 1431.1635
1855 | 2273.2261 | 1387.316 | 2273.2261 | 1387.316
1856 | 2227.743 | 1327.9423 | 2227.743 | 1327.9423
1857 | 2135.3206 | 1274.4736 | 2135.3206 | 1274.4736
1858 | 2013.4974 | 1156.2105 | 2013.4974 | 1156.2105
1859 | 1864.1411 | 1070.8185 | 1864.1411 | 1070.8185
1860 | 1732.6224 | 1056.8855 | 1732.6224 | 1056.8855
1861 | 1655.272 | 1048.9001 | 1655.272 | 1048.9001
1862 | 1614.1258 | 1057.1565 | 1614.1258 | 1057.1565
1863 | 1597.8723 | 1093.2726 | 1597.8723 | 1093.2726
1864 | 1605.5272 | 1183.2816 | 1605.5272 | 1183.2816
1865 | 1638.2853 | 1398.3695 | 1638.2853 | 1398.3695
1866 | 1679.4151 | 1465.1664 | 1679.4151 | 1465.1664
1867 | 1813.4338 | 1486.6868 | 1813.4338 | 1486.6868
1868 | 2030.9013 | 1455.4585 | 2030.9013 | 1455.4585
1869 | 2154.4429 | 1439.9655 | 2154.4429 | 1439.9655
1870 | 2259.9327 | 1396.2158 | 2259.9327 | 1396.2158
1871 | 2403.3783 | 1381.6711 | 2403.3783 | 1381.6711
1872 | 2360.7913 | 1353.8305 | 2360.7913 | 1353.8305
1873 | 2212.856 | 1299.812 | 2212.856 | 1299.812
1874 | 2199.9855 | 1274.7323 | 2199.9855 | 1274.7323
1875 | 2230.3788 | 1228.8614 | 2230.3788 | 1228.8614
1876 | 2221.5821 | 1271.7318 | 2221.5821 | 1271.7318
1877 | 2263.4761 | 1329.2581 | 2263.4761 | 1329.2581
1878 | 2250.8485 | 1357.4606 | 2250.8485 | 1357.4606
1879 | 2253.0106 | 1372.5041 | 2253.0106 | 1372.5041
1880 | 2196.2368 | 1349.9818 | 2196.2368 | 1349.9818
1881 | 2109.9064 | 1317.3034 | 2109.9064 | 1317.3034
1882 | 1985.6988 | 1240.1747 | 1985.6988 | 1240.1747
1883 | 1859.0258 | 1167.2748 | 1859.0258 | 1167.2748
1884 | 1728.1678 | 1174.7567 | 1728.1678 | 1174.7567
1885 | 1649.2229 | 1175.8725 | 1649.2229 | 1175.8725
1886 | 1600.7317 | 1185.7351 | 1600.7317 | 1185.7351
1887 | 1586.0052 | 1239.0723 | 1586.0052 | 1239.0723
1888 | 1595.8306 | 1356.6529 | 1595.8306 | 1356.6529
1889 | 1636.9396 | 1611.8046 | 1636.9396 | 1611.8046
1890 | 1675.4624 | 1727.1419 | 1675.4624 | 1727.1419
1891 | 1789.5252 | 1784.9784 | 1789.5252 | 1784.9784
1892 | 1977.0746 | 1782.214 | 1977.0746 | 1782.214
1893 | 2106.4556 | 1789.742 | 2106.4556 | 1789.742
1894 | 2202.4489 | 1755.4506 | 2202.4489 | 1755.4506
1895 | 2398.2957 | 1723.5063 | 2398.2957 | 1723.5063
1896 | 2346.1934 | 1684.8691 | 2346.1934 | 1684.8691
1897 | 2210.9595 | 1608.1864 | 2210.9595 | 1608.1864
1898 | 2178.9916 | 1537.8677 | 2178.9916 | 1537.8677
1899 | 2173.741 | 1466.7451 | 2173.741 | 1466.7451
1900 | 2204.0485 | 1484.1853 | 2204.0485 | 1484.1853
1901 | 2264.1994 | 1481.4823 | 2264.1994 | 1481.4823
1902 | 2254.2544 | 1442.1386 | 2254.2544 | 1442.1386
1903 | 2272.0815 | 1420.3307 | 2272.0815 | 1420.3307
1904 | 2214.5083 | 1398.8791 | 2214.5083 | 1398.8791
1905 | 2116.3741 | 1372.6252 | 2116.3741 | 1372.6252
1906 | 1997.5014 | 1297.638 | 1997.5014 | 1297.638
1907 | 1868.6698 | 1256.6819 | 1868.6698 | 1256.6819
1908 | 1751.773 | 1335.636 | 1751.773 | 1335.636
1909 | 1680.9604 | 1373.4249 | 1680.9604 | 1373.4249
1910 | 1629.4552 | 1398.4563 | 1629.4552 | 1398.4563
1911 | 1608.4296 | 1455.095 | 1608.4296 | 1455.095
1912 | 1615.6148 | 1541.8917 | 1615.6148 | 1541.8917
1913 | 1651.2621 | 1775.8962 | 1651.2621 | 1775.8962
1914 | 1677.6792 | 1848.7606 | 1677.6792 | 1848.7606
1915 | 1744.9669 | 1880.3639 | 1744.9669 | 1880.3639
1916 | 1892.0494 | 1861.4491 | 1892.0494 | 1861.4491
1917 | 2016.0553 | 1856.6636 | 2016.0553 | 1856.6636
1918 | 2112.3253 | 1832.3658 | 2112.3253 | 1832.3658
1919 | 2276.5928 | 1818.8026 | 2276.5928 | 1818.8026
1920 | 2251.0795 | 1798.8141 | 2251.0795 | 1798.8141
1921 | 2135.1061 | 1760.4998 | 2135.1061 | 1760.4998
1922 | 2109.2917 | 1730.2448 | 2109.2917 | 1730.2448
1923 | 2131.8419 | 1660.7283 | 2131.8419 | 1660.7283
1924 | 2168.7541 | 1622.4006 | 2168.7541 | 1622.4006
1925 | 2200.692 | 1555.5421 | 2200.692 | 1555.5421
1926 | 2201.3959 | 1449.723 | 2201.3959 | 1449.723
1927 | 2208.6616 | 1372.1472 | 2208.6616 | 1372.1472
1928 | 2145.3944 | 1319.3763 | 2145.3944 | 1319.3763
1929 | 2060.9079 | 1275.5444 | 2060.9079 | 1275.5444
1930 | 1977.3899 | 1202.8771 | 1977.3899 | 1202.8771
1931 | 1855.5647 | 1178.9637 | 1855.5647 | 1178.9637
1932 | 1742.0834 | 1208.6636 | 1742.0834 | 1208.6636
1933 | 1676.1381 | 1180.7801 | 1676.1381 | 1180.7801
1934 | 1629.2088 | 1151.8282 | 1629.2088 | 1151.8282
1935 | 1616.5783 | 1172.5077 | 1616.5783 | 1172.5077
1936 | 1625.3635 | 1254.5753 | 1625.3635 | 1254.5753
1937 | 1651.1261 | 1469.0387 | 1651.1261 | 1469.0387
1938 | 1682.1522 | 1526.8234 | 1682.1522 | 1526.8234
1939 | 1741.3313 | 1529.9627 | 1741.3313 | 1529.9627
1940 | 1880.5168 | 1501.9467 | 1880.5168 | 1501.9467
1941 | 2010.2816 | 1493.3243 | 2010.2816 | 1493.3243
1942 | 2108.5441 | 1446.1839 | 2108.5441 | 1446.1839
1943 | 2285.4004 | 1412.7227 | 2285.4004 | 1412.7227
1944 | 2230.7077 | 1381.4914 | 2230.7077 | 1381.4914
1945 | 2140.8396 | 1339.0726 | 2140.8396 | 1339.0726
1946 | 2113.8918 | 1307.3008 | 2113.8918 | 1307.3008
1947 | 2121.6421 | 1268.2112 | 2121.6421 | 1268.2112
1948 | 2168.6287 | 1324.9121 | 2168.6287 | 1324.9121
1949 | 2237.9923 | 1380.1185 | 2237.9923 | 1380.1185
1950 | 2210.5194 | 1390.2967 | 2210.5194 | 1390.2967
1951 | 2227.2386 | 1395.7928 | 2227.2386 | 1395.7928
1952 | 2176.0003 | 1381.8364 | 2176.0003 | 1381.8364
1953 | 2092.7446 | 1372.9821 | 2092.7446 | 1372.9821
1954 | 1983.7611 | 1323.3359 | 1983.7611 | 1323.3359
1955 | 1854.9632 | 1281.2198 | 1854.9632 | 1281.2198
1956 | 1759.3111 | 1319.0395 | 1759.3111 | 1319.0395
1957 | 1686.001 | 1345.5855 | 1686.001 | 1345.5855
1958 | 1634.3311 | 1361.8725 | 1634.3311 | 1361.8725
1959 | 1620.7546 | 1387.0135 | 1620.7546 | 1387.0135
1960 | 1626.4621 | 1446.5955 | 1626.4621 | 1446.5955
1961 | 1655.319 | 1643.0347 | 1655.319 | 1643.0347
1962 | 1693.5133 | 1698.4995 | 1693.5133 | 1698.4995
1963 | 1794.1239 | 1711.2755 | 1794.1239 | 1711.2755
1964 | 1962.2271 | 1682.9917 | 1962.2271 | 1682.9917
1965 | 2088.3511 | 1678.8307 | 2088.3511 | 1678.8307
1966 | 2195.7458 | 1647.3946 | 2195.7458 | 1647.3946
1967 | 2360.1531 | 1629.37 | 2360.1531 | 1629.37
1968 | 2295.8125 | 1604.6524 | 2295.8125 | 1604.6524
1969 | 2173.1644 | 1557.326 | 2173.1644 | 1557.326
1970 | 2145.705 | 1529.9264 | 2145.705 | 1529.9264
1971 | 2161.2502 | 1498.9567 | 2161.2502 | 1498.9567
1972 | 2191.025 | 1532.815 | 2191.025 | 1532.815
1973 | 2251.0192 | 1548.9392 | 2251.0192 | 1548.9392
1974 | 2245.8558 | 1516.3769 | 2245.8558 | 1516.3769
1975 | 2271.0209 | 1492.5167 | 2271.0209 | 1492.5167
1976 | 2203.6747 | 1446.2595 | 2203.6747 | 1446.2595
1977 | 2115.8378 | 1398.5907 | 2115.8378 | 1398.5907
1978 | 1988.6403 | 1311.7361 | 1988.6403 | 1311.7361
1979 | 1860.2711 | 1244.1007 | 1860.2711 | 1244.1007
1980 | 1736.8949 | 1251.6718 | 1736.8949 | 1251.6718
1981 | 1667.6906 | 1242.5264 | 1667.6906 | 1242.5264
1982 | 1627.8211 | 1242.5738 | 1627.8211 | 1242.5738
1983 | 1603.5233 | 1267.0009 | 1603.5233 | 1267.0009
1984 | 1614.9344 | 1340.1456 | 1614.9344 | 1340.1456
1985 | 1663.6893 | 1547.5599 | 1663.6893 | 1547.5599
1986 | 1706.0559 | 1604.3632 | 1706.0559 | 1604.3632
1987 | 1836.3667 | 1602.7733 | 1836.3667 | 1602.7733
1988 | 2052.88 | 1556.9116 | 2052.88 | 1556.9116
1989 | 2186.5006 | 1532.1387 | 2186.5006 | 1532.1387
1990 | 2289.3804 | 1477.7709 | 2289.3804 | 1477.7709
1991 | 2447.3866 | 1441.9897 | 2447.3866 | 1441.9897
1992 | 2370.2598 | 1409.0631 | 2370.2598 | 1409.0631
1993 | 2237.1956 | 1365.1274 | 2237.1956 | 1365.1274
1994 | 2206.4528 | 1345.8476 | 2206.4528 | 1345.8476
1995 | 2236.0826 | 1322.3731 | 2236.0826 | 1322.3731
1996 | 2244.4632 | 1376.1294 | 2244.4632 | 1376.1294
1997 | 2300.4652 | 1411.8839 | 2300.4652 | 1411.8839
1998 | 2327.1355 | 1380.3923 | 2327.1355 | 1380.3923
1999 | 2317.1258 | 1336.8126 | 2317.1258 | 1336.8126
2000 | 2242.8936 | 1284.7556 | 2242.8936 | 1284.7556
2001 | 2141.377 | 1235.3022 | 2141.377 | 1235.3022
2002 | 2020.3438 | 1147.9122 | 2020.3438 | 1147.9122
2003 | 1868.5756 | 1093.4826 | 1868.5756 | 1093.4826
2004 | 1741.4357 | 1129.6069 | 1741.4357 | 1129.6069
2005 | 1664.1549 | 1117.6062 | 1664.1549 | 1117.6062
2006 | 1623.6387 | 1096.0602 | 1623.6387 | 1096.0602
2007 | 1607.7947 | 1115.0444 | 1607.7947 | 1115.0444
2008 | 1620.6288 | 1185.9584 | 1620.6288 | 1185.9584
2009 | 1658.7544 | 1404.0802 | 1658.7544 | 1404.0802
2010 | 1710.2805 | 1487.4736 | 1710.2805 | 1487.4736
2011 | 1834.1514 | 1523.8952 | 1834.1514 | 1523.8952
2012 | 2056.3899 | 1506.1404 | 2056.3899 | 1506.1404
2013 | 2194.4378 | 1510.2777 | 2194.4378 | 1510.2777
2014 | 2299.042 | 1459.3005 | 2299.042 | 1459.3005
2015 | 2476.7515 | 1430.7469 | 2476.7515 | 1430.7469
2016 | 2394.1055 | 1397.9095 | 2394.1055 | 1397.9095
2017 | 2258.8312 | 1360.0414 | 2258.8312 | 1360.0414
2018 | 2225.0139 | 1345.6691 | 2225.0139 | 1345.6691
2019 | 2258.7898 | 1324.3361 | 2258.7898 | 1324.3361
2020 | 2260.1162 | 1377.3786 | 2260.1162 | 1377.3786
2021 | 2296.0163 | 1403.6749 | 2296.0163 | 1403.6749
2022 | 2303.7188 | 1372.0941 | 2303.7188 | 1372.0941
2023 | 2315.2238 | 1347.1631 | 2315.2238 | 1347.1631
2024 | 2221.2944 | 1314.3795 | 2221.2944 | 1314.3795
2025 | 2123.3366 | 1281.5227 | 2123.3366 | 1281.5227
2026 | 2000.556 | 1205.2863 | 2000.556 | 1205.2863
2027 | 1852.3782 | 1125.5157 | 1852.3782 | 1125.5157
2028 | 1728.6383 | 1129.1608 | 1728.6383 | 1129.1608
2029 | 1649.2988 | 1123.9414 | 1649.2988 | 1123.9414
2030 | 1600.7135 | 1125.0595 | 1600.7135 | 1125.0595
2031 | 1587.9798 | 1157.428 | 1587.9798 | 1157.428
2032 | 1592.4968 | 1236.4619 | 1592.4968 | 1236.4619
2033 | 1636.9256 | 1450.3899 | 1636.9256 | 1450.3899
2034 | 1693.402 | 1518.079 | 1693.402 | 1518.079
2035 | 1791.0946 | 1539.3317 | 1791.0946 | 1539.3317
2036 | 2011.9518 | 1511.1372 | 2011.9518 | 1511.1372
2037 | 2150.2771 | 1502.7825 | 2150.2771 | 1502.7825
2038 | 2256.1527 | 1462.0666 | 2256.1527 | 1462.0666
2039 | 2422.4012 | 1439.9375 | 2422.4012 | 1439.9375
2040 | 2363.8117 | 1419.2352 | 2363.8117 | 1419.2352
2041 | 2205.5945 | 1381.0993 | 2205.5945 | 1381.0993
2042 | 2180.9039 | 1374.8469 | 2180.9039 | 1374.8469
2043 | 2215.2056 | 1358.7784 | 2215.2056 | 1358.7784
2044 | 2227.6181 | 1406.2887 | 2227.6181 | 1406.2887
2045 | 2260.1817 | 1439.9017 | 2260.1817 | 1439.9017
2046 | 2286.4436 | 1425.9882 | 2286.4436 | 1425.9882
2047 | 2287.8306 | 1411.5863 | 2287.8306 | 1411.5863
2048 | 2206.0214 | 1373.8058 | 2206.0214 | 1373.8058
2049 | 2131.4755 | 1337.6475 | 2131.4755 | 1337.6475
2050 | 2019.7281 | 1260.5189 | 2019.7281 | 1260.5189
2051 | 1870.9972 | 1195.5603 | 1870.9972 | 1195.5603
2052 | 1750.6659 | 1213.5711 | 1750.6659 | 1213.5711
2053 | 1662.4778 | 1214.2409 | 1662.4778 | 1214.2409
2054 | 1617.2363 | 1225.7988 | 1617.2363 | 1225.7988
2055 | 1601.3399 | 1271.3731 | 1601.3399 | 1271.3731
2056 | 1602.2447 | 1356.296 | 1602.2447 | 1356.296
2057 | 1641.5187 | 1567.3687 | 1641.5187 | 1567.3687
2058 | 1687.5902 | 1635.2363 | 1687.5902 | 1635.2363
2059 | 1776.8509 | 1655.7752 | 1776.8509 | 1655.7752
2060 | 1969.3549 | 1627.313 | 1969.3549 | 1627.313
2061 | 2102.8151 | 1617.2629 | 2102.8151 | 1617.2629
2062 | 2201.607 | 1571.1933 | 2201.607 | 1571.1933
2063 | 2346.939 | 1540.7659 | 2346.939 | 1540.7659
2064 | 2316.3856 | 1510.6054 | 2316.3856 | 1510.6054
2065 | 2205.8338 | 1473.0049 | 2205.8338 | 1473.0049
2066 | 2188.1396 | 1457.3835 | 2188.1396 | 1457.3835
2067 | 2211.721 | 1429.4475 | 2211.721 | 1429.4475
2068 | 2235.5654 | 1484.2746 | 2235.5654 | 1484.2746
2069 | 2270.8428 | 1532.3427 | 2270.8428 | 1532.3427
2070 | 2292.6549 | 1526.192 | 2292.6549 | 1526.192
2071 | 2281.4179 | 1515.8054 | 2281.4179 | 1515.8054
2072 | 2187.8407 | 1493.1046 | 2187.8407 | 1493.1046
2073 | 2107.3373 | 1491.2101 | 2107.3373 | 1491.2101
2074 | 2010.0087 | 1478.2369 | 2010.0087 | 1478.2369
2075 | 1862.8011 | 1479.0399 | 1862.8011 | 1479.0399
2076 | 1736.8291 | 1524.1763 | 1736.8291 | 1524.1763
2077 | 1660.4823 | 1533.412 | 1660.4823 | 1533.412
2078 | 1613.9828 | 1536.4931 | 1613.9828 | 1536.4931
2079 | 1593.868 | 1574.0369 | 1593.868 | 1574.0369
2080 | 1595.4098 | 1656.4614 | 1595.4098 | 1656.4614
2081 | 1634.1581 | 1875.2078 | 1634.1581 | 1875.2078
2082 | 1677.9691 | 1944.503 | 1677.9691 | 1944.503
2083 | 1733.6317 | 1971.8233 | 1733.6317 | 1971.8233
2084 | 1881.5908 | 1954.9608 | 1881.5908 | 1954.9608
2085 | 2028.019 | 1973.8209 | 2028.019 | 1973.8209
2086 | 2131.9043 | 1972.3656 | 2131.9043 | 1972.3656
2087 | 2277.3039 | 1989.0509 | 2277.3039 | 1989.0509
2088 | 2248.0679 | 1999.2218 | 2248.0679 | 1999.2218
2089 | 2160.2854 | 1987.9438 | 2160.2854 | 1987.9438
2090 | 2116.8336 | 1984.7251 | 2116.8336 | 1984.7251
2091 | 2133.9959 | 1960.7152 | 2133.9959 | 1960.7152
2092 | 2155.8353 | 2000.2842 | 2155.8353 | 2000.2842
2093 | 2204.7574 | 2016.0515 | 2204.7574 | 2016.0515
2094 | 2190.6232 | 1972.0679 | 2190.6232 | 1972.0679
2095 | 2199.3167 | 1925.3652 | 2199.3167 | 1925.3652
2096 | 2132.2665 | 1861.6192 | 2132.2665 | 1861.6192
2097 | 2060.6069 | 1805.4737 | 2060.6069 | 1805.4737
2098 | 1959.9454 | 1721.0282 | 1959.9454 | 1721.0282
2099 | 1838.7541 | 1648.396 | 1838.7541 | 1648.396
2100 | 1724.457 | 1652.6656 | 1724.457 | 1652.6656
2101 | 1657.1613 | 1646.2863 | 1657.1613 | 1646.2863
2102 | 1607.3653 | 1645.5306 | 1607.3653 | 1645.5306
2103 | 1594.7727 | 1674.33 | 1594.7727 | 1674.33
2104 | 1597.2119 | 1753.0069 | 1597.2119 | 1753.0069
2105 | 1637.6321 | 1970.9502 | 1637.6321 | 1970.9502
2106 | 1673.0775 | 2044.6176 | 1673.0775 | 2044.6176
2107 | 1733.3603 | 2070.5995 | 1733.3603 | 2070.5995
2108 | 1866.9002 | 2048.4725 | 1866.9002 | 2048.4725
2109 | 1998.4701 | 2053.5913 | 1998.4701 | 2053.5913
2110 | 2096.975 | 2029.9181 | 2096.975 | 2029.9181
2111 | 2273.0828 | 2019.0318 | 2273.0828 | 2019.0318
2112 | 2235.5235 | 2005.557 | 2235.5235 | 2005.557
2113 | 2135.3227 | 1975.9872 | 2135.3227 | 1975.9872
2114 | 2114.9469 | 1956.975 | 2114.9469 | 1956.975
2115 | 2125.142 | 1915.0301 | 2125.142 | 1915.0301
2116 | 2180.2971 | 1951.2976 | 2180.2971 | 1951.2976
2117 | 2234.3416 | 1975.7201 | 2234.3416 | 1975.7201
2118 | 2227.0972 | 1956.899 | 2227.0972 | 1956.899
2119 | 2237.4052 | 1939.1064 | 2237.4052 | 1939.1064
2120 | 2149.5179 | 1911.2303 | 2149.5179 | 1911.2303
2121 | 2070.1941 | 1905.2314 | 2070.1941 | 1905.2314
2122 | 1965.5803 | 1861.0281 | 1965.5803 | 1861.0281
2123 | 1845.2788 | 1810.4353 | 1845.2788 | 1810.4353
2124 | 1720.2092 | 1821.9325 | 1720.2092 | 1821.9325
2125 | 1641.3419 | 1814.8393 | 1641.3419 | 1814.8393
2126 | 1600.1801 | 1811.9421 | 1600.1801 | 1811.9421
2127 | 1582.1707 | 1842.4368 | 1582.1707 | 1842.4368
2128 | 1585.7367 | 1924.9506 | 1585.7367 | 1924.9506
2129 | 1625.0919 | 2150.3891 | 1625.0919 | 2150.3891
2130 | 1658.7176 | 2231.9087 | 1658.7176 | 2231.9087
2131 | 1763.5522 | 2263.0658 | 1763.5522 | 2263.0658
2132 | 1914.771 | 2244.9541 | 1914.771 | 2244.9541
2133 | 2042.2711 | 2253.7313 | 2042.2711 | 2253.7313
2134 | 2186.3661 | 2239.6056 | 2186.3661 | 2239.6056
2135 | 2328.1425 | 2240.319 | 2328.1425 | 2240.319
2136 | 2298.7773 | 2239.8716 | 2298.7773 | 2239.8716
2137 | 2170.6809 | 2211.9079 | 2170.6809 | 2211.9079
2138 | 2149.1051 | 2182.9913 | 2149.1051 | 2182.9913
2139 | 2176.0319 | 2132.5697 | 2176.0319 | 2132.5697
2140 | 2217.7992 | 2158.3975 | 2217.7992 | 2158.3975
2141 | 2308.3922 | 2174.6109 | 2308.3922 | 2174.6109
2142 | 2309.712 | 2141.6024 | 2309.712 | 2141.6024
2143 | 2274.6138 | 2119.6161 | 2274.6138 | 2119.6161
2144 | 2182.8197 | 2084.9586 | 2182.8197 | 2084.9586
2145 | 2113.3325 | 2052.3695 | 2113.3325 | 2052.3695
2146 | 1982.4457 | 1981.7545 | 1982.4457 | 1981.7545
2147 | 1848.5943 | 1927.3249 | 1848.5943 | 1927.3249
2148 | 1727.6163 | 1952.9202 | 1727.6163 | 1952.9202
2149 | 1648.3522 | 1967.0635 | 1648.3522 | 1967.0635
2150 | 1598.0173 | 1983.529 | 1598.0173 | 1983.529
2151 | 1598.6146 | 2034.9032 | 1598.6146 | 2034.9032
2152 | 1597.6587 | 2139.1887 | 1597.6587 | 2139.1887
2153 | 1632.9454 | 2379.1715 | 1632.9454 | 2379.1715
2154 | 1707.281 | 2473.54 | 1707.281 | 2473.54
2155 | 1846.336 | 2508.3555 | 1846.336 | 2508.3555
2156 | 2059.3532 | 2492.4746 | 2059.3532 | 2492.4746
2157 | 2190.5047 | 2488.3136 | 2190.5047 | 2488.3136
2158 | 2283.3411 | 2449.65 | 2283.3411 | 2449.65
2159 | 2469.0517 | 2434.3022 | 2469.0517 | 2434.3022
2160 | 2389.5005 | 2422.2551 | 2389.5005 | 2422.2551
2161 | 2244.7187 | 2372.5195 | 2244.7187 | 2372.5195
2162 | 2212.2535 | 2293.5457 | 2212.2535 | 2293.5457
2163 | 2232.7017 | 2203.4173 | 2232.7017 | 2203.4173
2164 | 2255.9645 | 2198.5504 | 2255.9645 | 2198.5504
2165 | 2309.1509 | 2192.189 | 2309.1509 | 2192.189
2166 | 2359.4866 | 2136.1595 | 2359.4866 | 2136.1595
2167 | 2321.1369 | 2080.2662 | 2321.1369 | 2080.2662
2168 | 2241.0037 | 2016.0741 | 2241.0037 | 2016.0741
2169 | 2146.6817 | 1961.1778 | 2146.6817 | 1961.1778
2170 | 2028.4381 | 1901.8056 | 2028.4381 | 1901.8056
2171 | 1865.1803 | 1911.7099 | 1865.1803 | 1911.7099
2172 | 1750.646 | 4953.083 | 1750.646 | 4953.083
2173 | 1661.4154 | 4961.8422 | 1661.4154 | 4961.8422
2174 | 1612.9965 | 4936.6171 | 1612.9965 | 4936.6171
2175 | 1601.6173 | 4920.9105 | 1601.6173 | 4920.9105
2176 | 1603.7555 | 4945.5514 | 1603.7555 | 4945.5514
2177 | 1650.0228 | 5098.1598 | 1650.0228 | 5098.1598
2178 | 1722.2177 | 5088.7177 | 1722.2177 | 5088.7177
2179 | 1841.461 | 5029.8193 | 1841.461 | 5029.8193
2180 | 2043.8308 | 4965.7552 | 2043.8308 | 4965.7552
2181 | 2193.0138 | 4898.9744 | 2193.0138 | 4898.9744
2182 | 2278.2884 | 4823.6313 | 2278.2884 | 4823.6313
2183 | 2473.041 | 4783.7381 | 2473.041 | 4783.7381
2184 | 2403.5455 | 4762.9597 | 2403.5455 | 4762.9597
2185 | 2215.9902 | 4639.8425 | 2215.9902 | 4639.8425
2186 | 2221.8235 | 4465.9768 | 2221.8235 | 4465.9768
2187 | 2266.9035 | 4295.0121 | 2266.9035 | 4295.0121
2188 | 2275.8229 | 4195.0784 | 2275.8229 | 4195.0784
2189 | 2347.7492 | 4097.771 | 2347.7492 | 4097.771
2190 | 2407.6108 | 3998.6536 | 2407.6108 | 3998.6536
2191 | 2369.3586 | 3892.0435 | 2369.3586 | 3892.0435
2192 | 2244.7466 | 3816.6107 | 2244.7466 | 3816.6107
2193 | 2172.8503 | 3775.239 | 2172.8503 | 3775.239
2194 | 2042.3443 | 3843.7369 | 2042.3443 | 3843.7369
2195 | 1907.3747 | 4147.3479 | 1907.3747 | 4147.3479
2196 | 1784.238 | 4348.4216 | 1784.238 | 4348.4216
2197 | 1693.7878 | 4393.5164 | 1693.7878 | 4393.5164
2198 | 1639.2585 | 4435.3723 | 1639.2585 | 4435.3723
2199 | 1619.3 | 4522.1508 | 1619.3 | 4522.1508
2200 | 1618.5874 | 4670.7053 | 1618.5874 | 4670.7053
2201 | 1662.8304 | 4930.9229 | 1662.8304 | 4930.9229
2202 | 1729.7723 | 5015.5807 | 1729.7723 | 5015.5807
2203 | 1848.796 | 5045.425 | 1848.796 | 5045.425
2204 | 2053.5361 | 5047.5103 | 2053.5361 | 5047.5103
2205 | 2184.814 | 4977.0027 | 2184.814 | 4977.0027
2206 | 2279.8827 | 4879.9981 | 2279.8827 | 4879.9981
2207 | 2465.7873 | 4791.1915 | 2465.7873 | 4791.1915
2208 | 2403.642 | 4717.7731 | 2403.642 | 4717.7731
2209 | 2251.042 | 4583.7087 | 2251.042 | 4583.7087
2210 | 2247.8323 | 4379.3304 | 2247.8323 | 4379.3304
2211 | 2278.5546 | 4211.6266 | 2278.5546 | 4211.6266
2212 | 2291.2134 | 4187.3921 | 2291.2134 | 4187.3921
2213 | 2394.9951 | 4114.0754 | 2394.9951 | 4114.0754
2214 | 2449.1681 | 4010.7655 | 2449.1681 | 4010.7655
2215 | 2371.3416 | 3931.1741 | 2371.3416 | 3931.1741
2216 | 2255.1888 | 3862.9618 | 2255.1888 | 3862.9618
2217 | 2129.4488 | 3798.2981 | 2129.4488 | 3798.2981
2218 | 1980.6168 | 3812.7585 | 1980.6168 | 3812.7585
2219 | 1837.3683 | 3959.1482 | 1837.3683 | 3959.1482
2220 | 1721.8162 | 4070.7805 | 1721.8162 | 4070.7805
2221 | 1647.1414 | 4091.1857 | 1647.1414 | 4091.1857
2222 | 1601.1638 | 4060.6034 | 1601.1638 | 4060.6034
2223 | 1591.2078 | 4098.0027 | 1591.2078 | 4098.0027
2224 | 1592.5156 | 4204.8644 | 1592.5156 | 4204.8644
2225 | 1634.6985 | 4447.613 | 1634.6985 | 4447.613
2226 | 1690.2233 | 4540.1901 | 1690.2233 | 4540.1901
2227 | 1783.0778 | 4569.1027 | 1783.0778 | 4569.1027
2228 | 1951.4883 | 4563.2688 | 1951.4883 | 4563.2688
2229 | 2077.9103 | 4570.3237 | 2077.9103 | 4570.3237
2230 | 2165.4689 | 4599.7948 | 2165.4689 | 4599.7948
2231 | 2355.4091 | 4647.9455 | 2355.4091 | 4647.9455
2232 | 2303.9319 | 4698.2078 | 2303.9319 | 4698.2078
2233 | 2163.7592 | 4673.1502 | 2163.7592 | 4673.1502
2234 | 2172.132 | 4595.0147 | 2172.132 | 4595.0147
2235 | 2241.0863 | 4467.3732 | 2241.0863 | 4467.3732
2236 | 2251.3231 | 4418.2162 | 2251.3231 | 4418.2162
2237 | 2336.2076 | 4399.17 | 2336.2076 | 4399.17
2238 | 2379.7945 | 4348.2671 | 2379.7945 | 4348.2671
2239 | 2324.3729 | 4311.7661 | 2324.3729 | 4311.7661
2240 | 2216.5607 | 4304.1131 | 2216.5607 | 4304.1131
2241 | 2122.1694 | 4293.7199 | 2122.1694 | 4293.7199
2242 | 2013.4712 | 4333.3357 | 2013.4712 | 4333.3357
2243 | 1876.7549 | 4503.7162 | 1876.7549 | 4503.7162
2244 | 1775.0743 | 4582.5066 | 1775.0743 | 4582.5066
2245 | 1688.6566 | 4569.8372 | 1688.6566 | 4569.8372
2246 | 1635.9351 | 4517.1274 | 1635.9351 | 4517.1274
2247 | 1617.1786 | 4562.9118 | 1617.1786 | 4562.9118
2248 | 1618.484 | 4683.0501 | 1618.484 | 4683.0501
2249 | 1655.2997 | 4852.1958 | 1655.2997 | 4852.1958
2250 | 1716.4348 | 4790.8125 | 1716.4348 | 4790.8125
2251 | 1795.5609 | 4624.7707 | 1795.5609 | 4624.7707
2252 | 1938.4386 | 4480.1162 | 1938.4386 | 4480.1162
2253 | 2060.2969 | 4394.2358 | 2060.2969 | 4394.2358
2254 | 2165.7531 | 4304.9176 | 2165.7531 | 4304.9176
2255 | 2336.3236 | 4200.7382 | 2336.3236 | 4200.7382
2256 | 2329.6526 | 4100.0682 | 2329.6526 | 4100.0682
2257 | 2205.7582 | 3942.9447 | 2205.7582 | 3942.9447
2258 | 2184.7035 | 3809.1412 | 2184.7035 | 3809.1412
2259 | 2172.8628 | 3742.292 | 2172.8628 | 3742.292
2260 | 2222.2531 | 3802.6075 | 2222.2531 | 3802.6075
2261 | 2286.461 | 3915.6272 | 2286.461 | 3915.6272
2262 | 2343.1442 | 3969.7715 | 2343.1442 | 3969.7715
2263 | 2290.578 | 3940.7238 | 2290.578 | 3940.7238
2264 | 2188.312 | 3861.5643 | 2188.312 | 3861.5643
2265 | 2080.1426 | 3746.8227 | 2080.1426 | 3746.8227
2266 | 1986.7835 | 3644.8229 | 1986.7835 | 3644.8229
2267 | 1862.742 | 3585.5439 | 1862.742 | 3585.5439
2268 | 1753.7175 | 3588.6352 | 1753.7175 | 3588.6352
2269 | 1686.7504 | 3618.8231 | 1686.7504 | 3618.8231
2270 | 1634.8333 | 3670.9275 | 1634.8333 | 3670.9275
2271 | 1616.9424 | 3743.4978 | 1616.9424 | 3743.4978
2272 | 1611.9875 | 3868.9932 | 1611.9875 | 3868.9932
2273 | 1645.4429 | 4132.9375 | 1645.4429 | 4132.9375
2274 | 1695.7001 | 4256.726 | 1695.7001 | 4256.726
2275 | 1780.3613 | 4308.2318 | 1780.3613 | 4308.2318
2276 | 1922.6397 | 4275.1462 | 1922.6397 | 4275.1462
2277 | 2037.783 | 4233.9866 | 2037.783 | 4233.9866
2278 | 2122.5731 | 4204.7618 | 2122.5731 | 4204.7618
2279 | 2293.3632 | 4173.4866 | 2293.3632 | 4173.4866
2280 | 2273.915 | 4143.8572 | 2273.915 | 4143.8572
2281 | 2149.3093 | 4084.7932 | 2149.3093 | 4084.7932
2282 | 2134.5928 | 4027.3877 | 2134.5928 | 4027.3877
2283 | 2160.5744 | 3952.852 | 2160.5744 | 3952.852
2284 | 2208.6014 | 3956.1021 | 2208.6014 | 3956.1021
2285 | 2290.1273 | 3975.7207 | 2290.1273 | 3975.7207
2286 | 2342.977 | 3943.2185 | 2342.977 | 3943.2185
2287 | 2284.7076 | 3921.1585 | 2284.7076 | 3921.1585
2288 | 2195.2749 | 3917.2323 | 2195.2749 | 3917.2323
2289 | 2094.128 | 3890.3017 | 2094.128 | 3890.3017
2290 | 1995.4937 | 3850.0258 | 1995.4937 | 3850.0258
2291 | 1868.8554 | 3807.517 | 1868.8554 | 3807.517
2292 | 1762.4409 | 3801.0586 | 1762.4409 | 3801.0586
2293 | 1682.8509 | 3789.7867 | 1682.8509 | 3789.7867
2294 | 1635.7916 | 3783.4281 | 1635.7916 | 3783.4281
2295 | 1620.0834 | 3821.7591 | 1620.0834 | 3821.7591
2296 | 1624.047 | 3916.7419 | 1624.047 | 3916.7419
2297 | 1645.9538 | 4153.6674 | 1645.9538 | 4153.6674
2298 | 1707.4605 | 4251.6017 | 1707.4605 | 4251.6017
2299 | 1796.4104 | 4303.8063 | 1796.4104 | 4303.8063
2300 | 1933.6814 | 4300.3016 | 1933.6814 | 4300.3016
2301 | 2053.0766 | 4281.9682 | 2053.0766 | 4281.9682
2302 | 2158.5997 | 4263.4577 | 2158.5997 | 4263.4577
2303 | 2324.7839 | 4255.7075 | 2324.7839 | 4255.7075
2304 | 2291.355 | 4251.6994 | 2291.355 | 4251.6994
2305 | 2198.4999 | 4239.4523 | 2198.4999 | 4239.4523
2306 | 2178.677 | 4219.3141 | 2178.677 | 4219.3141
2307 | 2189.8278 | 4168.0705 | 2189.8278 | 4168.0705
2308 | 2210.694 | 4160.3733 | 2210.694 | 4160.3733
2309 | 2300.1856 | 4159.4949 | 2300.1856 | 4159.4949
2310 | 2368.9083 | 4113.7163 | 2368.9083 | 4113.7163
2311 | 2318.7124 | 4075.1189 | 2318.7124 | 4075.1189
2312 | 2198.8102 | 4063.5063 | 2198.8102 | 4063.5063
2313 | 2111.4306 | 4061.9641 | 2111.4306 | 4061.9641
2314 | 2000.5149 | 4068.971 | 2000.5149 | 4068.971
2315 | 1852.0843 | 4133.3727 | 1852.0843 | 4133.3727
2316 | 1733.0746 | 4253.3901 | 1733.0746 | 4253.3901
2317 | 1656.6517 | 4360.6746 | 1656.6517 | 4360.6746
2318 | 1606.5039 | 4491.2732 | 1606.5039 | 4491.2732
2319 | 1593.8207 | 4689.1547 | 1593.8207 | 4689.1547
2320 | 1603.3672 | 4936.2346 | 1603.3672 | 4936.2346
2321 | 1645.2071 | 5282.3998 | 1645.2071 | 5282.3998
2322 | 1730.8262 | 5447.1822 | 1730.8262 | 5447.1822
2323 | 1845.6197 | 5530.3653 | 1845.6197 | 5530.3653
2324 | 2038.3988 | 5569.485 | 2038.3988 | 5569.485
2325 | 2182.6926 | 5606.8196 | 2182.6926 | 5606.8196
2326 | 2292.8274 | 5646.7721 | 2292.8274 | 5646.7721
2327 | 2475.0378 | 5695.3886 | 2475.0378 | 5695.3886
2328 | 2427.0642 | 5732.8403 | 2427.0642 | 5732.8403
2329 | 2295.643 | 5692.177 | 2295.643 | 5692.177
2330 | 2265.7395 | 5494.7863 | 2265.7395 | 5494.7863
2331 | 2293.6553 | 5264.8928 | 2293.6553 | 5264.8928
2332 | 2314.2597 | 5104.1668 | 2314.2597 | 5104.1668
2333 | 2403.8813 | 4872.9301 | 2403.8813 | 4872.9301
2334 | 2459.265 | 4658.5171 | 2459.265 | 4658.5171
2335 | 2368.605 | 4522.5591 | 2368.605 | 4522.5591
2336 | 2256.7865 | 4449.9213 | 2256.7865 | 4449.9213
2337 | 2179.2102 | 4394.8073 | 2179.2102 | 4394.8073
2338 | 2051.9851 | 4386.6744 | 2051.9851 | 4386.6744
2339 | 1900.5343 | 4468.5452 | 1900.5343 | 4468.5452
2340 | 1767.9532 | 4473.4999 | 1767.9532 | 4473.4999
2341 | 1698.8547 | 4417.7401 | 1698.8547 | 4417.7401
2342 | 1648.8537 | 4335.9153 | 1648.8537 | 4335.9153
2343 | 1632.9703 | 4289.9291 | 1632.9703 | 4289.9291
2344 | 1635.1135 | 4312.9395 | 1635.1135 | 4312.9395
2345 | 1675.7754 | 4461.5882 | 1675.7754 | 4461.5882
2346 | 1752.3693 | 4418.8386 | 1752.3693 | 4418.8386
2347 | 1876.5455 | 4315.9182 | 1876.5455 | 4315.9182
2348 | 2065.2983 | 4234.3851 | 2065.2983 | 4234.3851
2349 | 2211.139 | 4151.9986 | 2211.139 | 4151.9986
2350 | 2303.2926 | 4063.3791 | 2303.2926 | 4063.3791
2351 | 2473.3596 | 4013.2373 | 2473.3596 | 4013.2373
2352 | 2425.6865 | 4015.751 | 2425.6865 | 4015.751
2353 | 2304.7027 | 4070.3521 | 2304.7027 | 4070.3521
2354 | 2258.4499 | 4128.7081 | 2258.4499 | 4128.7081
2355 | 2287.7018 | 4107.5112 | 2287.7018 | 4107.5112
2356 | 2307.0738 | 4108.1991 | 2307.0738 | 4108.1991
2357 | 2401.3325 | 4087.7554 | 2401.3325 | 4087.7554
2358 | 2454.1499 | 4009.135 | 2454.1499 | 4009.135
2359 | 2391.2897 | 3906.2516 | 2391.2897 | 3906.2516
2360 | 2296.6157 | 3822.8995 | 2296.6157 | 3822.8995
2361 | 2204.6282 | 3749.3849 | 2204.6282 | 3749.3849
2362 | 2081.6994 | 3647.385 | 2081.6994 | 3647.385
2363 | 1939.0308 | 3557.1276 | 1939.0308 | 3557.1276
2364 | 1802.1616 | 3524.815 | 1802.1616 | 3524.815
2365 | 1730.536 | 3495.3753 | 1730.536 | 3495.3753
2366 | 1676.5963 | 3481.7961 | 1676.5963 | 3481.7961
2367 | 1663.3097 | 3537.1303 | 1663.3097 | 3537.1303
2368 | 1666.2162 | 3711.7719 | 1666.2162 | 3711.7719
2369 | 1701.993 | 4078.4342 | 1701.993 | 4078.4342
2370 | 1773.1535 | 4340.1115 | 1773.1535 | 4340.1115
2371 | 1891.8298 | 4578.8854 | 1891.8298 | 4578.8854
2372 | 2090.9973 | 4761.2511 | 2090.9973 | 4761.2511
2373 | 2212.5008 | 4848.4307 | 2212.5008 | 4848.4307
2374 | 2318.2007 | 4882.3273 | 2318.2007 | 4882.3273
2375 | 2461.8762 | 4902.7604 | 2461.8762 | 4902.7604
2376 | 2428.0663 | 4858.9229 | 2428.0663 | 4858.9229
2377 | 2316.038 | 4722.9951 | 2316.038 | 4722.9951
2378 | 2303.0282 | 4552.8562 | 2303.0282 | 4552.8562
2379 | 2314.5579 | 4426.6122 | 2314.5579 | 4426.6122
2380 | 2343.2292 | 4440.5766 | 2343.2292 | 4440.5766
2381 | 2408.8571 | 4503.5183 | 2408.8571 | 4503.5183
2382 | 2459.9465 | 4536.2339 | 2459.9465 | 4536.2339
2383 | 2383.4608 | 4574.9661 | 2383.4608 | 4574.9661
2384 | 2270.8659 | 4656.7546 | 2270.8659 | 4656.7546
2385 | 2175.0882 | 4740.6942 | 2175.0882 | 4740.6942
2386 | 2068.9016 | 4744.6731 | 2068.9016 | 4744.6731
2387 | 1936.8024 | 4685.3941 | 1936.8024 | 4685.3941
2388 | 1830.8959 | 4666.358 | 1830.8959 | 4666.358
2389 | 1754.4147 | 4655.0861 | 1754.4147 | 4655.0861
2390 | 1703.033 | 4642.2056 | 1703.033 | 4642.2056
2391 | 1680.7622 | 4682.1671 | 1680.7622 | 4682.1671
2392 | 1681.9119 | 4851.6844 | 1681.9119 | 4851.6844
2393 | 1723.7106 | 5114.4642 | 1723.7106 | 5114.4642
2394 | 1787.2991 | 5202.6158 | 1787.2991 | 5202.6158
2395 | 1845.9419 | 5213.1277 | 1845.9419 | 5213.1277
2396 | 1998.1259 | 5162.8059 | 1998.1259 | 5162.8059
2397 | 2133.7614 | 5161.0099 | 2133.7614 | 5161.0099
2398 | 2244.8714 | 5151.1175 | 2244.8714 | 5151.1175
2399 | 2395.0299 | 5123.336 | 2395.0299 | 5123.336
2400 | 2369.6333 | 5102.0918 | 2369.6333 | 5102.0918
2401 | 2268.2618 | 5073.3074 | 2268.2618 | 5073.3074
2402 | 2252.12 | 5031.2747 | 2252.12 | 5031.2747
2403 | 2258.032 | 4970.7143 | 2258.032 | 4970.7143
2404 | 2281.5684 | 4968.8401 | 2281.5684 | 4968.8401
2405 | 2333.1739 | 4947.6976 | 2333.1739 | 4947.6976
2406 | 2417.5866 | 4868.3784 | 2417.5866 | 4868.3784
2407 | 2354.8718 | 4788.7871 | 2354.8718 | 4788.7871
2408 | 2243.8664 | 4744.3327 | 2243.8664 | 4744.3327
2409 | 2153.527 | 4726.7189 | 2153.527 | 4726.7189
2410 | 2066.4367 | 4730.6979 | 2066.4367 | 4730.6979
2411 | 1943.6006 | 4782.0561 | 1943.6006 | 4782.0561
2412 | 1830.9806 | 4854.5577 | 1830.9806 | 4854.5577
2413 | 1742.514 | 4906.6401 | 1742.514 | 4906.6401
2414 | 1707.2541 | 4967.5955 | 1707.2541 | 4967.5955
2415 | 1683.9618 | 5077.666 | 1683.9618 | 5077.666
2416 | 1685.8094 | 5245.32 | 1685.8094 | 5245.32
2417 | 1716.8163 | 5530.46 | 1716.8163 | 5530.46
2418 | 1766.2202 | 5662.8665 | 1766.2202 | 5662.8665
2419 | 1824.8859 | 5727.8818 | 1824.8859 | 5727.8818
2420 | 1932.0397 | 5737.1877 | 1932.0397 | 5737.1877
2421 | 2059.7421 | 5763.3421 | 2059.7421 | 5763.3421
2422 | 2175.3302 | 5786.2914 | 2175.3302 | 5786.2914
2423 | 2331.0806 | 5810.2183 | 2331.0806 | 5810.2183
2424 | 2308.4474 | 5817.3904 | 2308.4474 | 5817.3904
2425 | 2215.7662 | 5718.9629 | 2215.7662 | 5718.9629
2426 | 2194.2423 | 5442.1463 | 2194.2423 | 5442.1463
2427 | 2207.6436 | 5201.3055 | 2207.6436 | 5201.3055
2428 | 2220.6189 | 5046.6355 | 2220.6189 | 5046.6355
2429 | 2289.9489 | 4891.3308 | 2289.9489 | 4891.3308
2430 | 2358.5137 | 4795.7073 | 2358.5137 | 4795.7073
2431 | 2319.8587 | 4725.8986 | 2319.8587 | 4725.8986
2432 | 2210.8705 | 4688.4318 | 2210.8705 | 4688.4318
2433 | 2116.946 | 4665.4609 | 2116.946 | 4665.4609
2434 | 2029.7256 | 4704.3779 | 2029.7256 | 4704.3779
2435 | 1919.4474 | 4835.1619 | 1919.4474 | 4835.1619
2436 | 1817.667 | 4918.6108 | 1817.667 | 4918.6108
2437 | 1747.2781 | 4967.8982 | 1747.2781 | 4967.8982
2438 | 1697.0064 | 4982.9682 | 1697.0064 | 4982.9682
2439 | 1678.2187 | 5038.7682 | 1678.2187 | 5038.7682
2440 | 1680.2092 | 5143.3008 | 1680.2092 | 5143.3008
2441 | 1707.3829 | 5361.8257 | 1707.3829 | 5361.8257
2442 | 1755.8812 | 5463.4867 | 1755.8812 | 5463.4867
2443 | 1796.31 | 5527.1044 | 1796.31 | 5527.1044
2444 | 1879.4948 | 5559.9352 | 1879.4948 | 5559.9352
2445 | 1995.2581 | 5578.1703 | 1995.2581 | 5578.1703
2446 | 2108.8227 | 5546.1505 | 2108.8227 | 5546.1505
2447 | 2275.6705 | 5472.0179 | 2275.6705 | 5472.0179
2448 | 2256.6869 | 5403.9567 | 2256.6869 | 5403.9567
2449 | 2188.5892 | 5335.11 | 2188.5892 | 5335.11
2450 | 2167.2885 | 5141.9119 | 2167.2885 | 5141.9119
2451 | 2170.9977 | 4872.6548 | 2170.9977 | 4872.6548
2452 | 2220.2657 | 4683.7455 | 2220.2657 | 4683.7455
2453 | 2289.1866 | 4475.335 | 2289.1866 | 4475.335
2454 | 2329.0015 | 4310.3011 | 2329.0015 | 4310.3011
2455 | 2272.7249 | 4240.7253 | 2272.7249 | 4240.7253
2456 | 2214.1642 | 4230.7432 | 2214.1642 | 4230.7432
2457 | 2120.2153 | 4249.465 | 2120.2153 | 4249.465
2458 | 2022.4325 | 4385.044 | 2022.4325 | 4385.044
2459 | 1905.1833 | 4493.0018 | 1905.1833 | 4493.0018
2460 | 1797.0558 | 4484.4471 | 1797.0558 | 4484.4471
2461 | 1726.9522 | 4467.5851 | 1726.9522 | 4467.5851
2462 | 1674.7055 | 4467.0495 | 1674.7055 | 4467.0495
2463 | 1649.1215 | 4517.2594 | 1649.1215 | 4517.2594
2464 | 1654.8754 | 4593.3757 | 1654.8754 | 4593.3757
2465 | 1681.8864 | 4771.6053 | 1681.8864 | 4771.6053
2466 | 1748.985 | 4774.2751 | 1748.985 | 4774.2751
2467 | 1824.7161 | 4751.7123 | 1824.7161 | 4751.7123
2468 | 1933.2137 | 4719.3254 | 1933.2137 | 4719.3254
2469 | 2049.5691 | 4679.3304 | 2049.5691 | 4679.3304
2470 | 2146.8405 | 4630.5403 | 2146.8405 | 4630.5403
2471 | 2314.9444 | 4575.973 | 2314.9444 | 4575.973
2472 | 2271.0017 | 4538.6573 | 2271.0017 | 4538.6573
2473 | 2193.8471 | 4486.8138 | 2193.8471 | 4486.8138
2474 | 2183.2858 | 4331.1159 | 2183.2858 | 4331.1159
2475 | 2217.7431 | 4189.7321 | 2217.7431 | 4189.7321
2476 | 2256.4309 | 4169.2243 | 2256.4309 | 4169.2243
2477 | 2331.7658 | 4180.6906 | 2331.7658 | 4180.6906
2478 | 2375.1457 | 4133.2816 | 2375.1457 | 4133.2816
2479 | 2299.1002 | 4087.4637 | 2299.1002 | 4087.4637
2480 | 2211.5215 | 4078.4132 | 2211.5215 | 4078.4132
2481 | 2134.4541 | 4101.5605 | 2134.4541 | 4101.5605
2482 | 2031.1335 | 4195.4468 | 2031.1335 | 4195.4468
2483 | 1899.598 | 4230.2676 | 1899.598 | 4230.2676
2484 | 1786.4466 | 4213.5607 | 1786.4466 | 4213.5607
2485 | 1722.0377 | 4188.0806 | 1722.0377 | 4188.0806
2486 | 1672.9437 | 4164.9517 | 1672.9437 | 4164.9517
2487 | 1647.2922 | 4180.4565 | 1647.2922 | 4180.4565
2488 | 1657.1932 | 4247.4889 | 1657.1932 | 4247.4889
2489 | 1694.3726 | 4446.6813 | 1694.3726 | 4446.6813
2490 | 1769.9175 | 4511.0751 | 1769.9175 | 4511.0751
2491 | 1875.3808 | 4527.177 | 1875.3808 | 4527.177
2492 | 2047.9692 | 4507.6008 | 2047.9692 | 4507.6008
2493 | 2159.967 | 4494.1587 | 2159.967 | 4494.1587
2494 | 2301.128 | 4477.5116 | 2301.128 | 4477.5116
2495 | 2480.4207 | 4470.693 | 2480.4207 | 4470.693
2496 | 2429.3863 | 4479.0297 | 2429.3863 | 4479.0297
2497 | 2330.7246 | 4468.646 | 2330.7246 | 4468.646
2498 | 2300.0829 | 4402.6225 | 2300.0829 | 4402.6225
2499 | 2333.5505 | 4327.1552 | 2333.5505 | 4327.1552
2500 | 2367.4337 | 4341.3525 | 2367.4337 | 4341.3525
2501 | 2447.3022 | 4364.4648 | 2447.3022 | 4364.4648
2502 | 2457.7673 | 4347.3355 | 2457.7673 | 4347.3355
2503 | 2381.2096 | 4312.9307 | 2381.2096 | 4312.9307
2504 | 2279.8219 | 4299.6876 | 2279.8219 | 4299.6876
2505 | 2196.5421 | 4287.6639 | 2196.5421 | 4287.6639
2506 | 2081.4785 | 4246.4564 | 2081.4785 | 4246.4564
2507 | 1926.5459 | 4217.9228 | 1926.5459 | 4217.9228
2508 | 1804.6363 | 4257.5827 | 1804.6363 | 4257.5827
2509 | 1715.911 | 4306.6371 | 1715.911 | 4306.6371
2510 | 1666.3708 | 4375.2788 | 1666.3708 | 4375.2788
2511 | 1650.5597 | 4494.2003 | 1650.5597 | 4494.2003
2512 | 1670.5012 | 4671.637 | 1670.5012 | 4671.637
2513 | 1703.6966 | 4984.9604 | 1703.6966 | 4984.9604
2514 | 1775.1912 | 5157.6621 | 1775.1912 | 5157.6621
2515 | 1922.8505 | 5276.0162 | 1922.8505 | 5276.0162
2516 | 2119.3267 | 5358.2261 | 2119.3267 | 5358.2261
2517 | 2262.9857 | 5407.2068 | 2262.9857 | 5407.2068
2518 | 2368.0962 | 5423.1685 | 2368.0962 | 5423.1685
2519 | 2554.2101 | 5428.4618 | 2554.2101 | 5428.4618
2520 | 2507.2763 | 5423.522 | 2507.2763 | 5423.522
2521 | 2372.8519 | 5400.7936 | 2372.8519 | 5400.7936
2522 | 2375.8699 | 5355.9658 | 2375.8699 | 5355.9658
2523 | 2379.2738 | 5292.6103 | 2379.2738 | 5292.6103
2524 | 2384.8832 | 5275.3633 | 2384.8832 | 5275.3633
2525 | 2504.9327 | 5236.7518 | 2504.9327 | 5236.7518
2526 | 2572.0985 | 5164.4203 | 2572.0985 | 5164.4203
2527 | 2488.0548 | 5120.9316 | 2488.0548 | 5120.9316
2528 | 2360.2953 | 5128.1856 | 2360.2953 | 5128.1856
2529 | 2261.6767 | 5142.016 | 2261.6767 | 5142.016
2530 | 2141.3634 | 5147.6255 | 2141.3634 | 5147.6255
2531 | 1997.6539 | 5187.5705 | 1997.6539 | 5187.5705
2532 | 1857.7243 | 5285.6934 | 1857.7243 | 5285.6934
2533 | 1768.7986 | 5389.0183 | 1768.7986 | 5389.0183
2534 | 1723.5122 | 5502.6137 | 1723.5122 | 5502.6137
2535 | 1699.7998 | 5668.5851 | 1699.7998 | 5668.5851
2536 | 1706.1353 | 5853.4752 | 1706.1353 | 5853.4752
2537 | 1741.2042 | 6120.2146 | 1741.2042 | 6120.2146
2538 | 1818.2992 | 6272.1864 | 1818.2992 | 6272.1864
2539 | 1957.1816 | 6346.7513 | 1957.1816 | 6346.7513
2540 | 2136.9239 | 6366.5386 | 2136.9239 | 6366.5386
2541 | 2277.0688 | 6369.401 | 2277.0688 | 6369.401
2542 | 2381.3054 | 6358.344 | 2381.3054 | 6358.344
2543 | 2584.9865 | 6351.2925 | 2584.9865 | 6351.2925
2544 | 2505.157 | 6336.1042 | 2505.157 | 6336.1042
2545 | 2381.9619 | 6291.0154 | 2381.9619 | 6291.0154
2546 | 2350.2279 | 6112.9571 | 2350.2279 | 6112.9571
2547 | 2363.0995 | 5856.2777 | 2363.0995 | 5856.2777
2548 | 2382.7475 | 5651.2969 | 2382.7475 | 5651.2969
2549 | 2501.8615 | 5524.4085 | 2501.8615 | 5524.4085
2550 | 2568.2269 | 5396.409 | 2568.2269 | 5396.409
2551 | 2460.6084 | 5293.2927 | 2460.6084 | 5293.2927
2552 | 2362.3871 | 5241.6178 | 2362.3871 | 5241.6178
2553 | 2258.1559 | 5250.557 | 2258.1559 | 5250.557
2554 | 2142.8969 | 5320.4524 | 2142.8969 | 5320.4524
2555 | 1992.325 | 5408.1462 | 1992.325 | 5408.1462
2556 | 1866.4358 | 5441.0513 | 1866.4358 | 5441.0513
2557 | 1780.6594 | 5426.9843 | 1780.6594 | 5426.9843
2558 | 1732.1995 | 5397.3336 | 1732.1995 | 5397.3336
2559 | 1704.4939 | 5408.18 | 1704.4939 | 5408.18
2560 | 1714.0699 | 5439.3427 | 1714.0699 | 5439.3427
2561 | 1734.3266 | 5570.0565 | 1734.3266 | 5570.0565
2562 | 1821.7178 | 5575.2885 | 1821.7178 | 5575.2885
2563 | 1938.5616 | 5542.2442 | 1938.5616 | 5542.2442
2564 | 2078.385 | 5476.3168 | 2078.385 | 5476.3168
2565 | 2228.8883 | 5405.5763 | 2228.8883 | 5405.5763
2566 | 2331.8752 | 5309.9692 | 2331.8752 | 5309.9692
2567 | 2502.1799 | 5196.706 | 2502.1799 | 5196.706
2568 | 2453.7811 | 5087.4178 | 2453.7811 | 5087.4178
2569 | 2314.682 | 4979.2076 | 2314.682 | 4979.2076
2570 | 2297.3814 | 4843.075 | 2297.3814 | 4843.075
2571 | 2288.91 | 4732.4367 | 2288.91 | 4732.4367
2572 | 2353.9228 | 4731.0283 | 2353.9228 | 4731.0283
2573 | 2477.7428 | 4748.7835 | 2477.7428 | 4748.7835
2574 | 2543.0328 | 4729.5579 | 2543.0328 | 4729.5579
2575 | 2437.3452 | 4694.2214 | 2437.3452 | 4694.2214
2576 | 2313.4198 | 4646.2732 | 2313.4198 | 4646.2732
2577 | 2226.9121 | 4561.8113 | 2226.9121 | 4561.8113
2578 | 2117.9951 | 4435.3548 | 2117.9951 | 4435.3548
2579 | 1997.3014 | 4318.5444 | 1997.3014 | 4318.5444
2580 | 1866.5741 | 4265.0361 | 1866.5741 | 4265.0361
2581 | 1791.9559 | 4211.8385 | 1791.9559 | 4211.8385
2582 | 1730.0625 | 4168.2126 | 1730.0625 | 4168.2126
2583 | 1706.4311 | 4172.0714 | 1706.4311 | 4172.0714
2584 | 1704.8744 | 4223.4981 | 1704.8744 | 4223.4981
2585 | 1741.1241 | 4403.3581 | 1741.1241 | 4403.3581
2586 | 1797.5377 | 4439.3356 | 1797.5377 | 4439.3356
2587 | 1889.4186 | 4417.2386 | 1889.4186 | 4417.2386
2588 | 2006.3475 | 4365.2864 | 2006.3475 | 4365.2864
2589 | 2124.54 | 4327.6206 | 2124.54 | 4327.6206
2590 | 2223.0113 | 4290.2436 | 2223.0113 | 4290.2436
2591 | 2377.0926 | 4257.5708 | 2377.0926 | 4257.5708
2592 | 2342.0571 | 4231.6682 | 2342.0571 | 4231.6682
2593 | 2251.6585 | 4206.6106 | 2251.6585 | 4206.6106
2594 | 2235.1805 | 4210.4631 | 2235.1805 | 4210.4631
2595 | 2237.0687 | 4224.9031 | 2237.0687 | 4224.9031
2596 | 2277.624 | 4325.7468 | 2277.624 | 4325.7468
2597 | 2375.9148 | 4383.3314 | 2375.9148 | 4383.3314
2598 | 2438.1997 | 4377.848 | 2438.1997 | 4377.848
2599 | 2367.1379 | 4345.0737 | 2367.1379 | 4345.0737
2600 | 2276.8389 | 4312.9641 | 2276.8389 | 4312.9641
2601 | 2191.1106 | 4261.3439 | 2191.1106 | 4261.3439
2602 | 2094.2887 | 4180.074 | 2094.2887 | 4180.074
2603 | 1959.5167 | 4102.6272 | 1959.5167 | 4102.6272
2604 | 1860.4372 | 4083.3582 | 1860.4372 | 4083.3582
2605 | 1773.2623 | 4061.3719 | 1773.2623 | 4061.3719
2606 | 1726.3785 | 4057.8083 | 1726.3785 | 4057.8083
2607 | 1709.0476 | 4088.4529 | 1709.0476 | 4088.4529
2608 | 1719.271 | 4165.9667 | 1719.271 | 4165.9667
2609 | 1739.5468 | 4380.7649 | 1739.5468 | 4380.7649
2610 | 1791.1111 | 4441.6648 | 1791.1111 | 4441.6648
2611 | 1894.0709 | 4428.6517 | 1894.0709 | 4428.6517
2612 | 2003.7367 | 4373.9045 | 2003.7367 | 4373.9045
2613 | 2109.5399 | 4331.5803 | 2109.5399 | 4331.5803
2614 | 2217.9896 | 4343.1165 | 2217.9896 | 4343.1165
2615 | 2383.2563 | 4341.4222 | 2383.2563 | 4341.4222
2616 | 2349.1588 | 4301.5443 | 2349.1588 | 4301.5443
2617 | 2272.1077 | 4258.086 | 2272.1077 | 4258.086
2618 | 2244.3295 | 4226.3017 | 2244.3295 | 4226.3017
2619 | 2247.9636 | 4201.611 | 2247.9636 | 4201.611
2620 | 2320.6935 | 4266.8179 | 2320.6935 | 4266.8179
2621 | 2460.4287 | 4319.0454 | 2460.4287 | 4319.0454
2622 | 2489.9923 | 4337.5528 | 2489.9923 | 4337.5528
2623 | 2381.4977 | 4345.0737 | 2381.4977 | 4345.0737
2624 | 2290.3686 | 4317.8554 | 2290.3686 | 4317.8554
2625 | 2201.3247 | 4261.3439 | 2201.3247 | 4261.3439
2626 | 2098.1438 | 4173.0864 | 2098.1438 | 4173.0864
2627 | 1956.3865 | 4098.6676 | 1956.3865 | 4098.6676
2628 | 1847.7493 | 4092.9079 | 1847.7493 | 4092.9079
2629 | 1759.7343 | 4097.7075 | 1759.7343 | 4097.7075
2630 | 1710.6301 | 4096.0073 | 1710.6301 | 4096.0073
2631 | 1688.2866 | 4127.1177 | 1688.2866 | 4127.1177
2632 | 1692.882 | 4201.3706 | 1692.882 | 4201.3706
2633 | 1712.138 | 4418.0321 | 1712.138 | 4418.0321
2634 | 1781.4 | 4498.9632 | 1781.4 | 4498.9632
2635 | 1917.7994 | 4544.1802 | 1917.7994 | 4544.1802
2636 | 2045.0654 | 4545.101 | 2045.0654 | 4545.101
2637 | 2136.4828 | 4540.5099 | 2136.4828 | 4540.5099
2638 | 2239.3002 | 4516.6422 | 2239.3002 | 4516.6422
2639 | 2435.0426 | 4483.0378 | 2435.0426 | 4483.0378
2640 | 2379.0036 | 4443.1599 | 2379.0036 | 4443.1599
2641 | 2282.9837 | 4416.4719 | 2282.9837 | 4416.4719
2642 | 2257.1028 | 4410.5418 | 2257.1028 | 4410.5418
2643 | 2271.5309 | 4387.4815 | 2271.5309 | 4387.4815
2644 | 2335.8851 | 4422.6417 | 2335.8851 | 4422.6417
2645 | 2455.1338 | 4474.6362 | 2455.1338 | 4474.6362
2646 | 2524.7462 | 4458.2056 | 2524.7462 | 4458.2056
2647 | 2405.678 | 4415.1827 | 2405.678 | 4415.1827
2648 | 2304.5332 | 4375.6197 | 2304.5332 | 4375.6197
2649 | 2229.9673 | 4334.7139 | 2229.9673 | 4334.7139
2650 | 2119.3573 | 4300.9597 | 2119.3573 | 4300.9597
2651 | 1980.6823 | 4310.3922 | 1980.6823 | 4310.3922
2652 | 1834.3955 | 4409.9126 | 1834.3955 | 4409.9126
2653 | 1756.9398 | 4506.7157 | 1756.9398 | 4506.7157
2654 | 1711.1254 | 4611.926 | 1711.1254 | 4611.926
2655 | 1689.0708 | 4741.7947 | 1689.0708 | 4741.7947
2656 | 1696.4217 | 4942.2905 | 1696.4217 | 4942.2905
2657 | 1730.8387 | 5302.6639 | 1730.8387 | 5302.6639
2658 | 1818.5702 | 5473.5022 | 1818.5702 | 5473.5022
2659 | 1979.632 | 5527.3373 | 1979.632 | 5527.3373
2660 | 2146.7572 | 5514.9816 | 2146.7572 | 5514.9816
2661 | 2260.6787 | 5461.9431 | 2260.6787 | 5461.9431
2662 | 2353.9059 | 5377.9819 | 2353.9059 | 5377.9819
2663 | 2528.342 | 5302.9177 | 2528.342 | 5302.9177
2664 | 2482.8968 | 5236.9527 | 2482.8968 | 5236.9527
2665 | 2357.477 | 5183.7117 | 2357.477 | 5183.7117
2666 | 2305.6786 | 5143.5423 | 2305.6786 | 5143.5423
2667 | 2365.4549 | 5096.9571 | 2365.4549 | 5096.9571
2668 | 2409.1256 | 5169.3845 | 2409.1256 | 5169.3845
2669 | 2542.0537 | 5273.0874 | 2542.0537 | 5273.0874
2670 | 2567.2271 | 5327.2317 | 2567.2271 | 5327.2317
2671 | 2436.6444 | 5350.8241 | 2436.6444 | 5350.8241
2672 | 2325.3098 | 5388.8235 | 2325.3098 | 5388.8235
2673 | 2227.2807 | 5473.2289 | 2227.2807 | 5473.2289
2674 | 2109.4974 | 5654.6932 | 2109.4974 | 5654.6932
2675 | 1963.9861 | 5855.3534 | 1963.9861 | 5855.3534
2676 | 1837.2882 | 5993.3056 | 1837.2882 | 5993.3056
2677 | 1754.2856 | 6126.4443 | 1754.2856 | 6126.4443
2678 | 1716.1986 | 6275.4436 | 1716.1986 | 6275.4436
2679 | 1692.0767 | 6428.8373 | 1692.0767 | 6428.8373
2680 | 1692.9352 | 6616.2895 | 1692.9352 | 6616.2895
2681 | 1737.006 | 6942.8895 | 1737.006 | 6942.8895
2682 | 1805.4233 | 7138.8832 | 1805.4233 | 7138.8832
2683 | 1966.8161 | 7280.7622 | 1966.8161 | 7280.7622
2684 | 2153.1802 | 7376.4816 | 2153.1802 | 7376.4816
2685 | 2271.2412 | 7444.7946 | 2271.2412 | 7444.7946
2686 | 2388.1421 | 7476.1291 | 2388.1421 | 7476.1291
2687 | 2539.7884 | 7496.0963 | 2539.7884 | 7496.0963
2688 | 2474.9072 | 7505.1318 | 2474.9072 | 7505.1318
2689 | 2363.574 | 7494.2823 | 2363.574 | 7494.2823
2690 | 2345.8614 | 7440.3706 | 2345.8614 | 7440.3706
2691 | 2357.3912 | 7204.654 | 2357.3912 | 7204.654
2692 | 2385.8623 | 6894.859 | 2385.8623 | 6894.859
2693 | 2506.5526 | 6683.6535 | 2506.5526 | 6683.6535
2694 | 2570.3418 | 6537.952 | 2570.3418 | 6537.952
2695 | 2437.2096 | 6396.8697 | 2437.2096 | 6396.8697
2696 | 2324.4265 | 6311.6542 | 2324.4265 | 6311.6542
2697 | 2215.6625 | 6370.9042 | 2215.6625 | 6370.9042
2698 | 2091.7143 | 6516.9646 | 2091.7143 | 6516.9646
2699 | 1954.5045 | 6611.8789 | 1954.5045 | 6611.8789
2700 | 1822.407 | 6588.1844 | 1822.407 | 6588.1844
2701 | 1750.2499 | 6433.2005 | 1750.2499 | 6433.2005
2702 | 1694.2748 | 6222.8036 | 1694.2748 | 6222.8036
2703 | 1679.64 | 6056.6305 | 1679.64 | 6056.6305
2704 | 1698.7865 | 6058.911 | 1698.7865 | 6058.911
2705 | 1722.2089 | 6249.7183 | 1722.2089 | 6249.7183
2706 | 1803.4411 | 6317.8388 | 1803.4411 | 6317.8388
2707 | 1970.4229 | 6344.1892 | 1970.4229 | 6344.1892
2708 | 2148.6504 | 6347.4392 | 2148.6504 | 6347.4392
2709 | 2293.8683 | 6348.904 | 2293.8683 | 6348.904
2710 | 2403.4846 | 6352.7539 | 2403.4846 | 6352.7539
2711 | 2558.0641 | 6394.6157 | 2558.0641 | 6394.6157
2712 | 2504.6379 | 6473.7602 | 2504.6379 | 6473.7602
2713 | 2365.3006 | 6550.4888 | 2365.3006 | 6550.4888
2714 | 2337.0125 | 6623.7516 | 2337.0125 | 6623.7516
2715 | 2379.8458 | 6653.0985 | 2379.8458 | 6653.0985
2716 | 2415.5443 | 6690.122 | 2415.5443 | 6690.122
2717 | 2526.9117 | 6700.6567 | 2526.9117 | 6700.6567
2718 | 2580.582 | 6642.0674 | 2580.582 | 6642.0674
2719 | 2477.9167 | 6583.206 | 2477.9167 | 6583.206
2720 | 2360.8064 | 6580.9102 | 2360.8064 | 6580.9102
2721 | 2256.6318 | 6635.5018 | 2256.6318 | 6635.5018
2722 | 2144.4036 | 6728.2234 | 2144.4036 | 6728.2234
2723 | 2015.9074 | 6660.5593 | 2015.9074 | 6660.5593
2724 | 1891.9078 | 6701.1508 | 1891.9078 | 6701.1508
2725 | 1814.1423 | 6780.252 | 1814.1423 | 6780.252
2726 | 1779.7463 | 6819.7787 | 1779.7463 | 6819.7787
2727 | 1743.0973 | 6877.2091 | 1743.0973 | 6877.2091
2728 | 1760.1993 | 7067.6893 | 1760.1993 | 7067.6893
2729 | 1785.0789 | 7393.5905 | 1785.0789 | 7393.5905
2730 | 1868.9307 | 7536.0125 | 1868.9307 | 7536.0125
2731 | 1987.9687 | 7627.1149 | 1987.9687 | 7627.1149
2732 | 2116.2612 | 7693.7192 | 2116.2612 | 7693.7192
2733 | 2257.3231 | 7771.349 | 2257.3231 | 7771.349
2734 | 2350.8065 | 7817.8233 | 2350.8065 | 7817.8233
2735 | 2483.9237 | 7847.5733 | 2483.9237 | 7847.5733
2736 | 2471.3818 | 7873.8448 | 2471.3818 | 7873.8448
2737 | 2336.4269 | 7889.5482 | 2336.4269 | 7889.5482
2738 | 2314.4845 | 7856.3665 | 2314.4845 | 7856.3665
2739 | 2357.9518 | 7719.4081 | 2357.9518 | 7719.4081
2740 | 2389.9285 | 7567.5332 | 2389.9285 | 7567.5332
2741 | 2497.0503 | 7416.4211 | 2497.0503 | 7416.4211
2742 | 2516.0146 | 7222.0393 | 2516.0146 | 7222.0393
2743 | 2403.4833 | 7021.5622 | 2403.4833 | 7021.5622
2744 | 2322.3681 | 6858.7843 | 2322.3681 | 6858.7843
2745 | 2228.6277 | 6732.3967 | 2228.6277 | 6732.3967
2746 | 2134.1677 | 6718.4408 | 2134.1677 | 6718.4408
2747 | 2015.8501 | 6793.5568 | 2015.8501 | 6793.5568
2748 | 1894.674 | 6895.6393 | 1894.674 | 6895.6393
2749 | 1812.697 | 6957.2715 | 1812.697 | 6957.2715
2750 | 1768.7899 | 6977.4658 | 1768.7899 | 6977.4658
2751 | 1746.4024 | 7015.3309 | 1746.4024 | 7015.3309
2752 | 1747.734 | 7062.5651 | 1747.734 | 7062.5651
2753 | 1781.8712 | 7219.8319 | 1781.8712 | 7219.8319
2754 | 1854.4831 | 7255.5764 | 1854.4831 | 7255.5764
2755 | 1947.1354 | 7216.2433 | 1947.1354 | 7216.2433
2756 | 2043.404 | 7110.4865 | 2043.404 | 7110.4865
2757 | 2158.6799 | 7015.9881 | 2158.6799 | 7015.9881
2758 | 2270.4398 | 6876.8248 | 2270.4398 | 6876.8248
2759 | 2391.9452 | 6750.5181 | 2391.9452 | 6750.5181
2760 | 2371.7299 | 6627.2547 | 2371.7299 | 6627.2547
2761 | 2273.6375 | 6462.6778 | 2273.6375 | 6462.6778
2762 | 2284.0043 | 6213.5787 | 2284.0043 | 6213.5787
2763 | 2288.6214 | 5806.4327 | 2288.6214 | 5806.4327
2764 | 2358.1949 | 5363.8731 | 2358.1949 | 5363.8731
2765 | 2492.0039 | 4981.0052 | 2492.0039 | 4981.0052
2766 | 2482.6079 | 4741.6697 | 2482.6079 | 4741.6697
2767 | 2371.273 | 4646.2398 | 2371.273 | 4646.2398
2768 | 2287.6848 | 4639.2856 | 2287.6848 | 4639.2856
2769 | 2205.3018 | 4702.9611 | 2205.3018 | 4702.9611
2770 | 2121.2055 | 4774.254 | 2121.2055 | 4774.254
2771 | 2014.8344 | 4787.4132 | 2014.8344 | 4787.4132
2772 | 1900.8209 | 4802.3835 | 1900.8209 | 4802.3835
2773 | 1812.118 | 4783.1923 | 1812.118 | 4783.1923
2774 | 1768.1383 | 4776.1349 | 1768.1383 | 4776.1349
2775 | 1743.6936 | 4832.1678 | 1743.6936 | 4832.1678
2776 | 1751.0808 | 4967.213 | 1751.0808 | 4967.213
2777 | 1777.1733 | 5274.9463 | 1777.1733 | 5274.9463
2778 | 1848.3484 | 5415.2721 | 1848.3484 | 5415.2721
2779 | 1948.0726 | 5417.1659 | 1948.0726 | 5417.1659
2780 | 2048.7708 | 5373.5989 | 2048.7708 | 5373.5989
2781 | 2134.0629 | 5345.9487 | 2134.0629 | 5345.9487
2782 | 2220.6833 | 5312.2984 | 2220.6833 | 5312.2984
2783 | 2359.9538 | 5314.5637 | 2359.9538 | 5314.5637
2784 | 2342.2177 | 5332.4501 | 2342.2177 | 5332.4501
2785 | 2262.2641 | 5353.9766 | 2262.2641 | 5353.9766
2786 | 2255.2865 | 5365.2826 | 2255.2865 | 5365.2826
2787 | 2285.8954 | 5272.8121 | 2285.8954 | 5272.8121
2788 | 2339.1194 | 5265.5807 | 2339.1194 | 5265.5807
2789 | 2471.4539 | 5338.771 | 2471.4539 | 5338.771
2790 | 2510.035 | 5393.3811 | 2510.035 | 5393.3811
2791 | 2383.2271 | 5454.2407 | 2383.2271 | 5454.2407
2792 | 2309.6624 | 5535.3305 | 2309.6624 | 5535.3305
2793 | 2228.0408 | 5655.6056 | 2228.0408 | 5655.6056
2794 | 2130.2215 | 5835.9053 | 2130.2215 | 5835.9053
2795 | 2002.0406 | 5989.9814 | 2002.0406 | 5989.9814
2796 | 1882.3292 | 6111.6292 | 1882.3292 | 6111.6292
2797 | 1811.4998 | 6172.5626 | 1811.4998 | 6172.5626
2798 | 1775.5708 | 6209.2942 | 1775.5708 | 6209.2942
2799 | 1754.6483 | 6165.8702 | 1754.6483 | 6165.8702
2800 | 1760.3532 | 6111.3181 | 1760.3532 | 6111.3181
2801 | 1795.648 | 6202.6684 | 1795.648 | 6202.6684
2802 | 1858.063 | 6173.8939 | 1858.063 | 6173.8939
2803 | 1969.6526 | 6127.1074 | 1969.6526 | 6127.1074
2804 | 2113.4062 | 6060.7141 | 2113.4062 | 6060.7141
2805 | 2213.237 | 6003.0172 | 2213.237 | 6003.0172
2806 | 2284.2517 | 5934.6618 | 2284.2517 | 5934.6618
2807 | 2415.002 | 5857.7341 | 2415.002 | 5857.7341
2808 | 2374.4912 | 5776.3964 | 2374.4912 | 5776.3964
2809 | 2262.9604 | 5680.2981 | 2262.9604 | 5680.2981
2810 | 2253.8224 | 5596.3396 | 2253.8224 | 5596.3396
2811 | 2289.2272 | 5490.3597 | 2289.2272 | 5490.3597
2812 | 2367.3355 | 5463.0972 | 2367.3355 | 5463.0972
2813 | 2498.5887 | 5455.9299 | 2498.5887 | 5455.9299
2814 | 2524.185 | 5406.1917 | 2524.185 | 5406.1917
2815 | 2400.5516 | 5350.1253 | 2400.5516 | 5350.1253
2816 | 2325.9348 | 5307.5343 | 2325.9348 | 5307.5343
2817 | 2233.0213 | 5238.678 | 2233.0213 | 5238.678
2818 | 2117.0898 | 5125.9639 | 2117.0898 | 5125.9639
2819 | 1968.662 | 5009.1535 | 1968.662 | 5009.1535
2820 | 1850.0144 | 4941.9028 | 1850.0144 | 4941.9028
2821 | 1786.6594 | 4880.7859 | 1786.6594 | 4880.7859
2822 | 1752.1033 | 4845.5452 | 1752.1033 | 4845.5452
2823 | 1732.4041 | 4861.2829 | 1732.4041 | 4861.2829
2824 | 1758.9797 | 4966.0484 | 1758.9797 | 4966.0484
2825 | 1793.2573 | 5222.3063 | 1793.2573 | 5222.3063
2826 | 1894.1338 | 5337.2438 | 1894.1338 | 5337.2438
2827 | 2061.122 | 5392.0105 | 2061.122 | 5392.0105
2828 | 2241.0939 | 5373.366 | 2241.0939 | 5373.366
2829 | 2370.8478 | 5307.9827 | 2370.8478 | 5307.9827
2830 | 2448.3127 | 5180.4654 | 2448.3127 | 5180.4654
2831 | 2585.7798 | 5036.2238 | 2585.7798 | 5036.2238
2832 | 2510.2939 | 4911.7958 | 2510.2939 | 4911.7958
2833 | 2364.1987 | 4817.3279 | 2364.1987 | 4817.3279
2834 | 2363.6106 | 4770.8697 | 2363.6106 | 4770.8697
2835 | 2409.0667 | 4731.505 | 2409.0667 | 4731.505
2836 | 2464.8557 | 4761.7738 | 2464.8557 | 4761.7738
2837 | 2593.6704 | 4783.2558 | 2593.6704 | 4783.2558
2838 | 2617.1753 | 4743.9989 | 2617.1753 | 4743.9989
2839 | 2509.7805 | 4693.5226 | 2509.7805 | 4693.5226
2840 | 2395.25 | 4645.5744 | 2395.25 | 4645.5744
2841 | 2288.7438 | 4574.1561 | 2288.7438 | 4574.1561
2842 | 2176.3098 | 4464.4699 | 2176.3098 | 4464.4699
2843 | 2025.9031 | 4364.8956 | 2025.9031 | 4364.8956
2844 | 1878.5361 | 4337.0085 | 1878.5361 | 4337.0085
2845 | 1808.7259 | 4313.6247 | 1808.7259 | 4313.6247
2846 | 1766.7431 | 4310.294 | 1766.7431 | 4310.294
2847 | 1756.1024 | 4378.2059 | 1756.1024 | 4378.2059
2848 | 1774.7533 | 4523.0337 | 1774.7533 | 4523.0337
2849 | 1815.8207 | 4798.857 | 1815.8207 | 4798.857
2850 | 1904.828 | 4929.4001 | 1904.828 | 4929.4001
2851 | 2082.6592 | 4995.1141 | 2082.6592 | 4995.1141
2852 | 2257.2345 | 5020.7245 | 2257.2345 | 5020.7245
2853 | 2365.2963 | 5020.5589 | 2365.2963 | 5020.5589
2854 | 2463.0385 | 4987.1415 | 2463.0385 | 4987.1415
2855 | 2601.9833 | 4953.537 | 2601.9833 | 4953.537
2856 | 2524.1065 | 4913.8921 | 2524.1065 | 4913.8921
2857 | 2415.8691 | 4853.4306 | 2415.8691 | 4853.4306
2858 | 2412.0152 | 4806.0406 | 2412.0152 | 4806.0406
2859 | 2445.1213 | 4771.3344 | 2445.1213 | 4771.3344
2860 | 2504.0171 | 4806.2616 | 2504.0171 | 4806.2616
2861 | 2628.0897 | 4822.6193 | 2628.0897 | 4822.6193
2862 | 2674.9178 | 4783.5954 | 2674.9178 | 4783.5954
2863 | 2554.3611 | 4751.9857 | 2554.3611 | 4751.9857
2864 | 2433.5877 | 4750.8545 | 2433.5877 | 4750.8545
2865 | 2326.3465 | 4715.0729 | 2326.3465 | 4715.0729
2866 | 2224.7568 | 4655.2317 | 2224.7568 | 4655.2317
2867 | 2065.9045 | 4625.9994 | 2065.9045 | 4625.9994
2868 | 1929.7445 | 4657.507 | 1929.7445 | 4657.507
2869 | 1864.1499 | 4667.6638 | 1864.1499 | 4667.6638
2870 | 1809.5426 | 4668.9915 | 1809.5426 | 4668.9915
2871 | 1796.3058 | 4747.3848 | 1796.3058 | 4747.3848
2872 | 1820.961 | 4921.3277 | 1820.961 | 4921.3277
2873 | 1838.8576 | 5216.2504 | 1838.8576 | 5216.2504
2874 | 1950.7667 | 5352.1507 | 1950.7667 | 5352.1507
2875 | 2119.8099 | 5453.9674 | 2119.8099 | 5453.9674
2876 | 2325.5962 | 5554.3451 | 2325.5962 | 5554.3451
2877 | 2394.0476 | 5608.2171 | 2394.0476 | 5608.2171
2878 | 2492.5241 | 5618.3558 | 2492.5241 | 5618.3558
2879 | 2621.8145 | 5607.5776 | 2621.8145 | 5607.5776
2880 | 2549.298 | 5607.2962 | 2549.298 | 5607.2962
2881 | 2425.2113 | 5679.1335 | 2425.2113 | 5679.1335
2882 | 2419.0107 | 5813.8873 | 2419.0107 | 5813.8873
2883 | 2445.7198 | 5807.1315 | 2445.7198 | 5807.1315
2884 | 2512.9527 | 5759.8378 | 2512.9527 | 5759.8378
2885 | 2654.8003 | 5813.2299 | 2654.8003 | 5813.2299
2886 | 2689.0996 | 5873.4301 | 2689.0996 | 5873.4301
2887 | 2560.2997 | 5908.6685 | 2560.2997 | 5908.6685
2888 | 2468.849 | 5965.3015 | 2468.849 | 5965.3015
2889 | 2383.3551 | 5987.2842 | 2383.3551 | 5987.2842
2890 | 2250.9353 | 5988.2353 | 2250.9353 | 5988.2353
2891 | 2106.1242 | 5993.2423 | 2106.1242 | 5993.2423
2892 | 1949.4717 | 6028.0108 | 1949.4717 | 6028.0108
2893 | 1860.1553 | 6026.0556 | 1860.1553 | 6026.0556
2894 | 1811.1889 | 6008.051 | 1811.1889 | 6008.051
2895 | 1797.7423 | 6035.6676 | 1797.7423 | 6035.6676
2896 | 1805.5258 | 6134.843 | 1805.5258 | 6134.843
2897 | 1843.426 | 6374.5637 | 1843.426 | 6374.5637
2898 | 1923.007 | 6484.3769 | 1923.007 | 6484.3769
2899 | 2055.2945 | 6540.774 | 2055.2945 | 6540.774
2900 | 2200.68 | 6552.1762 | 2200.68 | 6552.1762
2901 | 2316.3699 | 6545.023 | 2316.3699 | 6545.023
2902 | 2396.0292 | 6503.9193 | 2396.0292 | 6503.9193
2903 | 2538.7237 | 6458.4359 | 2538.7237 | 6458.4359
2904 | 2468.3469 | 6424.8469 | 2468.3469 | 6424.8469
2905 | 2335.4824 | 6401.8855 | 2335.4824 | 6401.8855
2906 | 2310.7027 | 6403.4089 | 2310.7027 | 6403.4089
2907 | 2335.1686 | 6371.4977 | 2335.1686 | 6371.4977
2908 | 2363.3051 | 6407.1237 | 2363.3051 | 6407.1237
2909 | 2447.4801 | 6435.1274 | 2447.4801 | 6435.1274
2910 | 2413.8618 | 6403.7898 | 2413.8618 | 6403.7898
2911 | 2354.0938 | 6376.6056 | 2354.0938 | 6376.6056
2912 | 2262.128 | 6397.136 | 2262.128 | 6397.136
2913 | 2209.0583 | 6495.7495 | 2209.0583 | 6495.7495
2914 | 2134.1536 | 6662.074 | 2134.1536 | 6662.074
2915 | 2039.8349 | 6783.7742 | 2039.8349 | 6783.7742
2916 | 1975.3183 | 8154.8505 | 1975.3183 | 8154.8505
2917 | 1897.1025 | 8306.7056 | 1897.1025 | 8306.7056
2918 | 1835.787 | 8505.4797 | 1835.787 | 8505.4797
2919 | 1847.2887 | 8702.3354 | 1847.2887 | 8702.3354
2920 | 1842.3616 | 8876.5558 | 1842.3616 | 8876.5558
2921 | 1863.8827 | 9036.1895 | 1863.8827 | 9036.1895
2922 | 1933.6292 | 9177.4257 | 1933.6292 | 9177.4257
2923 | 2036.2832 | 9213.0222 | 2036.2832 | 9213.0222
2924 | 2183.5351 | 9282.783 | 2183.5351 | 9282.783
2925 | 2257.4191 | 9292.2361 | 2257.4191 | 9292.2361
2926 | 2357.2637 | 9308.193 | 2357.2637 | 9308.193
2927 | 2495.6289 | 9284.4496 | 2495.6289 | 9284.4496
2928 | 2483.3271 | 9083.5453 | 2483.3271 | 9083.5453
2929 | 2400.2277 | 8892.461 | 2400.2277 | 8892.461
2930 | 2389.8718 | 8654.2894 | 2389.8718 | 8654.2894
2931 | 2414.4407 | 8417.2803 | 2414.4407 | 8417.2803
2932 | 2530.5065 | 8150.5459 | 2530.5065 | 8150.5459
2933 | 2638.6864 | 7956.8148 | 2638.6864 | 7956.8148
2934 | 2564.4109 | 7842.7008 | 2564.4109 | 7842.7008
2935 | 2499.9393 | 7732.4597 | 2499.9393 | 7732.4597
2936 | 2409.8036 | 7657.8538 | 2409.8036 | 7657.8538
2937 | 2299.962 | 7647.2378 | 2299.962 | 7647.2378
2938 | 2199.5938 | 7724.5218 | 2199.5938 | 7724.5218
2939 | 2078.6964 | 7712.293 | 2078.6964 | 7712.293
2940 | 1966.9553 | 7696.3138 | 1966.9553 | 7696.3138
2941 | 1884.7865 | 7724.8326 | 1884.7865 | 7724.8326
2942 | 1839.4617 | 7767.9289 | 1839.4617 | 7767.9289
2943 | 1825.9948 | 7826.9222 | 1825.9948 | 7826.9222
2944 | 1835.3734 | 7923.3037 | 1835.3734 | 7923.3037
2945 | 1887.2271 | 8165.4357 | 1887.2271 | 8165.4357
2946 | 1957.5672 | 8544.5738 | 1957.5672 | 8544.5738
2947 | 2035.6085 | 8787.3751 | 2035.6085 | 8787.3751
2948 | 2141.5769 | 8955.2568 | 2141.5769 | 8955.2568
2949 | 2237.2206 | 9072.9717 | 2237.2206 | 9072.9717
2950 | 2372.2724 | 9225.9688 | 2372.2724 | 9225.9688
2951 | 2466.6655 | 9352.1475 | 2466.6655 | 9352.1475
2952 | 2424.2942 | 9465.0654 | 2424.2942 | 9465.0654
2953 | 2357.8789 | 9670.3015 | 2357.8789 | 9670.3015
2954 | 2344.6891 | 9770.3453 | 2344.6891 | 9770.3453
2955 | 2416.1875 | 9713.4071 | 2416.1875 | 9713.4071
2956 | 2528.2867 | 9512.178 | 2528.2867 | 9512.178
2957 | 2675.0083 | 9366.411 | 2675.0083 | 9366.411
2958 | 2584.4867 | 9339.1806 | 2584.4867 | 9339.1806
2959 | 2466.286 | 9335.2827 | 2466.286 | 9335.2827
2960 | 2373.8561 | 9364.8274 | 2373.8561 | 9364.8274
2961 | 2312.8677 | 9400.531 | 2312.8677 | 9400.531
2962 | 2195.2176 | 9436.4289 | 2195.2176 | 9436.4289
2963 | 2062.7128 | 9277.5669 | 2062.7128 | 9277.5669
2964 | 1944.2132 | 9048.6271 | 1944.2132 | 9048.6271
2965 | 1858.2995 | 8871.0374 | 1858.2995 | 8871.0374
2966 | 1828.8586 | 8749.6854 | 1828.8586 | 8749.6854
2967 | 1816.3485 | 8674.9274 | 1816.3485 | 8674.9274
2968 | 1817.5462 | 8652.0838 | 1817.5462 | 8652.0838
2969 | 1872.4433 | 8698.7964 | 1872.4433 | 8698.7964
2970 | 1931.4991 | 8792.8907 | 1931.4991 | 8792.8907
2971 | 2045.0676 | 8738.0406 | 2045.0676 | 8738.0406
2972 | 2190.1546 | 8662.5388 | 2190.1546 | 8662.5388
2973 | 2278.6753 | 8533.8553 | 2278.6753 | 8533.8553
2974 | 2356.6182 | 8398.7938 | 2356.6182 | 8398.7938
2975 | 2428.8002 | 8247.6029 | 2428.8002 | 8247.6029
2976 | 2448.45 | 8036.2836 | 2448.45 | 8036.2836
2977 | 2342.3392 | 7900.2894 | 2342.3392 | 7900.2894
2978 | 2347.7708 | 7724.3341 | 2347.7708 | 7724.3341
2979 | 2397.6866 | 7573.6604 | 2397.6866 | 7573.6604
2980 | 2574.0122 | 7418.2027 | 2574.0122 | 7418.2027
2981 | 2675.4879 | 7350.0005 | 2675.4879 | 7350.0005
2982 | 2588.5913 | 7321.3997 | 2588.5913 | 7321.3997
2983 | 2486.9792 | 7297.4939 | 2486.9792 | 7297.4939
2984 | 2389.3183 | 7325.12 | 2389.3183 | 7325.12
2985 | 2295.0554 | 7361.3718 | 2295.0554 | 7361.3718
2986 | 2220.2185 | 7445.7819 | 2220.2185 | 7445.7819
2987 | 2080.6043 | 7434.1013 | 2080.6043 | 7434.1013
2988 | 1942.5074 | 7389.3436 | 1942.5074 | 7389.3436
2989 | 1866.7559 | 7377.8467 | 1866.7559 | 7377.8467
2990 | 1831.6657 | 7371.8826 | 1831.6657 | 7371.8826
2991 | 1819.7846 | 7358.2445 | 1819.7846 | 7358.2445
2992 | 1839.3826 | 7335.9491 | 1839.3826 | 7335.9491
2993 | 1898.9062 | 7373.0688 | 1898.9062 | 7373.0688
2994 | 1984.49 | 7483.608 | 1984.49 | 7483.608
2995 | 2088.6655 | 7438.8989 | 2088.6655 | 7438.8989
2996 | 2268.3746 | 7359.2858 | 2268.3746 | 7359.2858
2997 | 2390.4279 | 7275.5515 | 2390.4279 | 7275.5515
2998 | 2466.8179 | 7239.159 | 2466.8179 | 7239.159
2999 | 2628.8593 | 7222.5417 | 2628.8593 | 7222.5417
3000 | 2593.9201 | 7174.0262 | 2593.9201 | 7174.0262
3001 | 2444.9197 | 7246.6074 | 2444.9197 | 7246.6074
3002 | 2443.2433 | 7289.3683 | 2443.2433 | 7289.3683
3003 | 2527.346 | 7340.966 | 2527.346 | 7340.966
3004 | 2656.9838 | 7366.1274 | 2656.9838 | 7366.1274
3005 | 2767.0181 | 7415.5057 | 2767.0181 | 7415.5057
3006 | 2717.7104 | 7487.4925 | 2717.7104 | 7487.4925
3007 | 2576.6938 | 7540.8774 | 2576.6938 | 7540.8774
3008 | 2478.3563 | 7623.5937 | 2478.3563 | 7623.5937
3009 | 2391.8937 | 7700.4095 | 2391.8937 | 7700.4095
3010 | 2273.1155 | 7817.4351 | 2273.1155 | 7817.4351
3011 | 2116.9299 | 7867.4226 | 2116.9299 | 7867.4226
3012 | 2002.1675 | 7915.3041 | 2002.1675 | 7915.3041
3013 | 1897.5608 | 7991.2389 | 1897.5608 | 7991.2389
3014 | 1865.9246 | 8072.1583 | 1865.9246 | 8072.1583
3015 | 1853.5537 | 8156.367 | 1853.5537 | 8156.367
3016 | 1857.3127 | 8281.801 | 1857.3127 | 8281.801
3017 | 1911.0897 | 8516.2588 | 1911.0897 | 8516.2588
3018 | 1991.809 | 8839.7585 | 1991.809 | 8839.7585
3019 | 2111.3107 | 9052.6851 | 2111.3107 | 9052.6851
3020 | 2281.6858 | 9240.0265 | 2281.6858 | 9240.0265
3021 | 2379.9884 | 9299.3622 | 2379.9884 | 9299.3622
3022 | 2472.3707 | 9299.1483 | 2472.3707 | 9299.1483
3023 | 2623.9154 | 9299.25 | 2623.9154 | 9299.25
3024 | 2604.1547 | 9238.1267 | 2604.1547 | 9238.1267
3025 | 2485.33 | 9190.6606 | 2485.33 | 9190.6606
3026 | 2474.2781 | 9093.9146 | 2474.2781 | 9093.9146
3027 | 2538.219 | 9046.5692 | 2538.219 | 9046.5692
3028 | 2699.0746 | 8991.425 | 2699.0746 | 8991.425
3029 | 2754.8111 | 8977.7648 | 2754.8111 | 8977.7648
3030 | 2730.409 | 8978.4906 | 2730.409 | 8978.4906
3031 | 2605.5769 | 8972.9482 | 2605.5769 | 8972.9482
3032 | 2475.259 | 9019.76 | 2475.259 | 9019.76
3033 | 2387.1968 | 9096.8498 | 2387.1968 | 9096.8498
3034 | 2302.0186 | 9228.9499 | 2302.0186 | 9228.9499
3035 | 2134.5309 | 9281.4041 | 2134.5309 | 9281.4041
3036 | 1986.8898 | 9305.7147 | 1986.8898 | 9305.7147
3037 | 1902.6777 | 9339.167 | 1902.6777 | 9339.167
3038 | 1868.5427 | 9367.4629 | 1868.5427 | 9367.4629
3039 | 1846.0705 | 9393.2924 | 1846.0705 | 9393.2924
3040 | 1872.65 | 9437.8727 | 1872.65 | 9437.8727
3041 | 1913.2629 | 9576.4023 | 1913.2629 | 9576.4023
3042 | 1977.9786 | 9822.3372 | 1977.9786 | 9822.3372
3043 | 2082.2821 | 9931.1132 | 2082.2821 | 9931.1132
3044 | 2245.1312 | 10053.4975 | 2245.1312 | 10053.4975
3045 | 2365.7823 | 10106.5294 | 2365.7823 | 10106.5294
3046 | 2456.8464 | 10127.1456 | 2456.8464 | 10127.1456
3047 | 2595.8451 | 10181.5152 | 2595.8451 | 10181.5152
3048 | 2566.8715 | 10236.8762 | 2566.8715 | 10236.8762
3049 | 2460.0575 | 10416.6228 | 2460.0575 | 10416.6228
3050 | 2475.4233 | 10544.6228 | 2475.4233 | 10544.6228
3051 | 2541.8149 | 10704.4824 | 2541.8149 | 10704.4824
3052 | 2703.1149 | 10838.1796 | 2703.1149 | 10838.1796
3053 | 2769.3123 | 10999.6569 | 2769.3123 | 10999.6569
3054 | 2717.0306 | 11157.4308 | 2717.0306 | 11157.4308
3055 | 2621.6112 | 11202.5933 | 2621.6112 | 11202.5933
3056 | 2508.9401 | 11259.8202 | 2508.9401 | 11259.8202
3057 | 2396.4141 | 11328.6876 | 2396.4141 | 11328.6876
3058 | 2296.8308 | 11434.7501 | 2296.8308 | 11434.7501
3059 | 2132.4322 | 11438.692 | 2132.4322 | 11438.692
3060 | 2012.3007 | 11483.2845 | 2012.3007 | 11483.2845
3061 | 1921.5239 | 11594.8498 | 1921.5239 | 11594.8498
3062 | 1879.9473 | 11642.3314 | 1879.9473 | 11642.3314
3063 | 1867.434 | 11677.2055 | 1867.434 | 11677.2055
3064 | 1881.3906 | 11755.4977 | 1881.3906 | 11755.4977
3065 | 1920.5406 | 11943.6359 | 1920.5406 | 11943.6359
3066 | 1990.1382 | 12226.8457 | 1990.1382 | 12226.8457
3067 | 2091.9084 | 12369.6077 | 2091.9084 | 12369.6077
3068 | 2256.7297 | 12487.3327 | 2256.7297 | 12487.3327
3069 | 2351.985 | 12548.861 | 2351.985 | 12548.861
3070 | 2408.1247 | 12610.8635 | 2408.1247 | 12610.8635
3071 | 2546.5456 | 12661.67 | 2546.5456 | 12661.67
3072 | 2533.0461 | 12676.193 | 2533.0461 | 12676.193
3073 | 2426.2543 | 12788.7899 | 2426.2543 | 12788.7899
3074 | 2433.5288 | 12836.7583 | 2433.5288 | 12836.7583
3075 | 2483.5718 | 12845.0513 | 2483.5718 | 12845.0513
3076 | 2650.1429 | 12746.3283 | 2650.1429 | 12746.3283
3077 | 2717.175 | 12637.8363 | 2717.175 | 12637.8363
3078 | 2659.0784 | 12537.4263 | 2659.0784 | 12537.4263
3079 | 2554.4827 | 12442.2596 | 2554.4827 | 12442.2596
3080 | 2448.0928 | 12404.1064 | 2448.0928 | 12404.1064
3081 | 2366.4162 | 12415.9651 | 2366.4162 | 12415.9651
3082 | 2252.6078 | 12444.4627 | 2252.6078 | 12444.4627
3083 | 2108.51 | 12322.6017 | 2108.51 | 12322.6017
3084 | 2010.5413 | 12034.7346 | 2010.5413 | 12034.7346
3085 | 1926.2135 | 11629.3839 | 1926.2135 | 11629.3839
3086 | 1884.873 | 11221.8918 | 1884.873 | 11221.8918
3087 | 1877.4806 | 10882.0979 | 1877.4806 | 10882.0979
3088 | 1854.2956 | 10735.0959 | 1854.2956 | 10735.0959
3089 | 1892.4561 | 10773.312 | 1892.4561 | 10773.312
3090 | 1965.4978 | 10993.2093 | 1965.4978 | 10993.2093
3091 | 2052.1246 | 11134.6008 | 2052.1246 | 11134.6008
3092 | 2165.8198 | 11258.0815 | 2165.8198 | 11258.0815
3093 | 2260.2975 | 11264.5196 | 2260.2975 | 11264.5196
3094 | 2355.0239 | 11217.438 | 2355.0239 | 11217.438
3095 | 2472.9466 | 11161.079 | 2472.9466 | 11161.079
3096 | 2468.6677 | 11087.074 | 2468.6677 | 11087.074
3097 | 2355.11 | 11126.4914 | 2355.11 | 11126.4914
3098 | 2358.4123 | 11118.8216 | 2358.4123 | 11118.8216
3099 | 2402.3631 | 11139.1741 | 2402.3631 | 11139.1741
3100 | 2588.8608 | 11156.113 | 2588.8608 | 11156.113
3101 | 2645.9515 | 11230.1586 | 2645.9515 | 11230.1586
3102 | 2564.8562 | 11314.7531 | 2564.8562 | 11314.7531
3103 | 2457.6018 | 11360.4637 | 2457.6018 | 11360.4637
3104 | 2392.1936 | 11412.209 | 2392.1936 | 11412.209
3105 | 2311.3081 | 11373.3627 | 2311.3081 | 11373.3627
3106 | 2218.2063 | 11302.0951 | 2218.2063 | 11302.0951
3107 | 2088.627 | 11170.6412 | 2088.627 | 11170.6412
3108 | 1974.8232 | 11046.1261 | 1974.8232 | 11046.1261
3109 | 1895.6589 | 10931.0267 | 1895.6589 | 10931.0267
3110 | 1860.7286 | 10826.6677 | 1860.7286 | 10826.6677
3111 | 1845.8454 | 10763.6951 | 1845.8454 | 10763.6951
3112 | 1843.396 | 10755.926 | 1843.396 | 10755.926
3113 | 1876.5357 | 10843.7507 | 1876.5357 | 10843.7507
3114 | 1946.7976 | 11016.232 | 1946.7976 | 11016.232
3115 | 2014.6142 | 11040.5912 | 2014.6142 | 11040.5912
3116 | 2126.293 | 11027.5797 | 2126.293 | 11027.5797
3117 | 2224.5706 | 10899.1703 | 2224.5706 | 10899.1703
3118 | 2303.3408 | 10726.8339 | 2303.3408 | 10726.8339
3119 | 2411.7663 | 10556.7315 | 2411.7663 | 10556.7315
3120 | 2411.6927 | 10361.8569 | 2411.6927 | 10361.8569
3121 | 2340.0343 | 10266.7008 | 2340.0343 | 10266.7008
3122 | 2339.4677 | 10125.0055 | 2339.4677 | 10125.0055
3123 | 2429.6265 | 10022.8441 | 2429.6265 | 10022.8441
3124 | 2587.6416 | 9897.2611 | 2587.6416 | 9897.2611
3125 | 2661.0719 | 9802.7472 | 2661.0719 | 9802.7472
3126 | 2590.2917 | 9702.0632 | 2590.2917 | 9702.0632
3127 | 2486.9097 | 9565.7844 | 2486.9097 | 9565.7844
3128 | 2391.8824 | 9527.9053 | 2391.8824 | 9527.9053
3129 | 2319.6415 | 9553.1939 | 2319.6415 | 9553.1939
3130 | 2203.4138 | 9607.181 | 2203.4138 | 9607.181
3131 | 2080.0976 | 9525.6098 | 2080.0976 | 9525.6098
3132 | 1970.7271 | 9431.5176 | 1970.7271 | 9431.5176
3133 | 1878.7001 | 9385.7607 | 1878.7001 | 9385.7607
3134 | 1851.7088 | 9346.3587 | 1851.7088 | 9346.3587
3135 | 1841.2388 | 9329.4317 | 1841.2388 | 9329.4317
3136 | 1851.524 | 9315.0846 | 1851.524 | 9315.0846
3137 | 1887.8925 | 9385.6422 | 1887.8925 | 9385.6422
3138 | 1938.7763 | 9610.473 | 1938.7763 | 9610.473
3139 | 2028.3147 | 9750.4941 | 2028.3147 | 9750.4941
3140 | 2119.9804 | 9888.501 | 2119.9804 | 9888.501
3141 | 2246.5591 | 9934.1327 | 2246.5591 | 9934.1327
3142 | 2327.3651 | 9939.6746 | 2327.3651 | 9939.6746
3143 | 2455.5024 | 9927.7166 | 2455.5024 | 9927.7166
3144 | 2439.4424 | 9864.4008 | 2439.4424 | 9864.4008
3145 | 2383.1017 | 9912.0406 | 2383.1017 | 9912.0406
3146 | 2366.4961 | 9920.2674 | 2366.4961 | 9920.2674
3147 | 2429.6807 | 9973.2355 | 2429.6807 | 9973.2355
3148 | 2616.5573 | 10044.7165 | 2616.5573 | 10044.7165
3149 | 2677.0401 | 10169.467 | 2677.0401 | 10169.467
3150 | 2573.3439 | 10343.1376 | 2573.3439 | 10343.1376
3151 | 2489.3325 | 10555.2151 | 2489.3325 | 10555.2151
3152 | 2390.2241 | 10787.5794 | 2390.2241 | 10787.5794
3153 | 2329.9232 | 10944.7008 | 2329.9232 | 10944.7008
3154 | 2220.4866 | 11134.0837 | 2220.4866 | 11134.0837
3155 | 2082.4755 | 11278.903 | 2082.4755 | 11278.903
3156 | 1981.7823 | 11423.809 | 1981.7823 | 11423.809
3157 | 1906.6537 | 11597.3165 | 1906.6537 | 11597.3165
3158 | 1840.8786 | 11770.8752 | 1840.8786 | 11770.8752
3159 | 1839.1354 | 12037.8955 | 1839.1354 | 12037.8955
3160 | 1848.1292 | 12318.4591 | 1848.1292 | 12318.4591
3161 | 1893.8332 | 12676.8013 | 1893.8332 | 12676.8013
3162 | 1967.3346 | 13101.9849 | 1967.3346 | 13101.9849
3163 | 2058.9098 | 13357.1199 | 2058.9098 | 13357.1199
3164 | 2154.102 | 13562.2765 | 2154.102 | 13562.2765
3165 | 2277.8493 | 13674.7839 | 2277.8493 | 13674.7839
3166 | 2399.0052 | 13745.831 | 2399.0052 | 13745.831
3167 | 2518.3544 | 13784.5779 | 2518.3544 | 13784.5779
3168 | 2525.8814 | 13752.2331 | 2525.8814 | 13752.2331
3169 | 2395.0294 | 13792.7469 | 2395.0294 | 13792.7469
3170 | 2387.3263 | 13755.2022 | 2387.3263 | 13755.2022
3171 | 2488.0288 | 13676.8858 | 2488.0288 | 13676.8858
3172 | 2644.4825 | 13453.4561 | 2644.4825 | 13453.4561
3173 | 2717.0657 | 13167.908 | 2717.0657 | 13167.908
3174 | 2625.104 | 12869.0638 | 2625.104 | 12869.0638
3175 | 2540.11 | 12537.0915 | 2540.11 | 12537.0915
3176 | 2435.9523 | 12294.2001 | 2435.9523 | 12294.2001
3177 | 2367.0333 | 12068.9791 | 2367.0333 | 12068.9791
3178 | 2262.263 | 11785.2991 | 2262.263 | 11785.2991
3179 | 2126.2064 | 11311.5186 | 2126.2064 | 11311.5186
3180 | 2000.2653 | 10825.4912 | 2000.2653 | 10825.4912
3181 | 1926.3811 | 10413.2886 | 1926.3811 | 10413.2886
3182 | 1856.1647 | 10078.7019 | 1856.1647 | 10078.7019
3183 | 1861.3383 | 9828.5323 | 1861.3383 | 9828.5323
3184 | 1878.7278 | 9635.4848 | 1878.7278 | 9635.4848
3185 | 1915.7416 | 9513.6378 | 1915.7416 | 9513.6378
3186 | 1984.3938 | 9508.7891 | 1984.3938 | 9508.7891
3187 | 2114.0458 | 9437.7683 | 2114.0458 | 9437.7683
3188 | 2263.9179 | 9402.5562 | 2263.9179 | 9402.5562
3189 | 2396.6486 | 9305.6661 | 2396.6486 | 9305.6661
3190 | 2468.0729 | 9166.7674 | 2468.0729 | 9166.7674
3191 | 2577.9002 | 8956.3752 | 2577.9002 | 8956.3752
3192 | 2498.4354 | 8645.5646 | 2498.4354 | 8645.5646
3193 | 2472.5508 | 8407.8866 | 2472.5508 | 8407.8866
3194 | 2483.7336 | 8126.9584 | 2483.7336 | 8126.9584
3195 | 2568.1624 | 7944.7655 | 2568.1624 | 7944.7655
3196 | 2726.9922 | 7839.1904 | 2726.9922 | 7839.1904
3197 | 2789.6204 | 7874.5906 | 2789.6204 | 7874.5906
3198 | 2758.9314 | 7955.8961 | 2758.9314 | 7955.8961
3199 | 2634.5636 | 8027.3703 | 2634.5636 | 8027.3703
3200 | 2558.0729 | 8147.0875 | 2558.0729 | 8147.0875
3201 | 2440.055 | 8282.5565 | 2440.055 | 8282.5565
3202 | 2341.8907 | 8456.865 | 2341.8907 | 8456.865
3203 | 2152.8915 | 8566.328 | 2152.8915 | 8566.328
3204 | 2033.5139 | 8698.6263 | 2033.5139 | 8698.6263
3205 | 1930.6671 | 8893.512 | 1930.6671 | 8893.512
3206 | 1894.6872 | 9152.5838 | 1894.6872 | 9152.5838
3207 | 1866.3967 | 9456.8791 | 1866.3967 | 9456.8791
3208 | 1880.2442 | 9796.37 | 1880.2442 | 9796.37
3209 | 1915.6532 | 10202.1281 | 1915.6532 | 10202.1281
3210 | 2004.2991 | 10602.3704 | 2004.2991 | 10602.3704
3211 | 2117.8602 | 10776.9257 | 2117.8602 | 10776.9257
3212 | 2286.9688 | 10835.7234 | 2286.9688 | 10835.7234
3213 | 2402.1656 | 10770.9006 | 2402.1656 | 10770.9006
3214 | 2488.565 | 10709.8409 | 2488.565 | 10709.8409
3215 | 2631.9176 | 10662.8006 | 2631.9176 | 10662.8006
3216 | 2626.26 | 10572.8989 | 2626.26 | 10572.8989
3217 | 2471.41 | 10529.8181 | 2471.41 | 10529.8181
3218 | 2477.8117 | 10429.7831 | 2477.8117 | 10429.7831
3219 | 2554.2077 | 10325.1549 | 2554.2077 | 10325.1549
3220 | 2686.9713 | 10214.6464 | 2686.9713 | 10214.6464
3221 | 2775.3636 | 10194.9565 | 2775.3636 | 10194.9565
3222 | 2713.8064 | 10174.8521 | 2713.8064 | 10174.8521
3223 | 2620.4489 | 10125.4568 | 2620.4489 | 10125.4568
3224 | 2503.2465 | 10119.097 | 2503.2465 | 10119.097
3225 | 2437.359 | 10174.5345 | 2437.359 | 10174.5345
3226 | 2354.4626 | 10380.0882 | 2354.4626 | 10380.0882
3227 | 2201.1743 | 10660.3032 | 2201.1743 | 10660.3032
3228 | 2061.5036 | 10961.7093 | 2061.5036 | 10961.7093
3229 | 1957.1958 | 11261.8419 | 1957.1958 | 11261.8419
3230 | 1907.5058 | 11511.0468 | 1907.5058 | 11511.0468
3231 | 1883.1822 | 11732.0216 | 1883.1822 | 11732.0216
3232 | 1885.2567 | 11975.3103 | 1885.2567 | 11975.3103
3233 | 1910.5495 | 12286.5106 | 1910.5495 | 12286.5106
3234 | 2001.8967 | 12687.027 | 2001.8967 | 12687.027
3235 | 2134.1319 | 12952.0289 | 2134.1319 | 12952.0289
3236 | 2254.5759 | 13088.6654 | 2254.5759 | 13088.6654
3237 | 2366.1992 | 13077.5624 | 2366.1992 | 13077.5624
3238 | 2462.8629 | 12965.2496 | 2462.8629 | 12965.2496
3239 | 2585.5126 | 12854.6227 | 2585.5126 | 12854.6227
3240 | 2581.4668 | 12747.728 | 2581.4668 | 12747.728
3241 | 2443.5122 | 12731.233 | 2443.5122 | 12731.233
3242 | 2481.8417 | 12682.1769 | 2481.8417 | 12682.1769
3243 | 2571.7496 | 12682.2475 | 2571.7496 | 12682.2475
3244 | 2732.4856 | 12647.6593 | 2732.4856 | 12647.6593
3245 | 2754.9556 | 12720.6086 | 2754.9556 | 12720.6086
3246 | 2687.4767 | 12812.8773 | 2687.4767 | 12812.8773
3247 | 2594.2523 | 12845.4321 | 2594.2523 | 12845.4321
3248 | 2473.7641 | 12841.813 | 2473.7641 | 12841.813
3249 | 2408.8243 | 12693.6087 | 2408.8243 | 12693.6087
3250 | 2308.4795 | 12485.8489 | 2308.4795 | 12485.8489
3251 | 2175.712 | 12194.332 | 2175.712 | 12194.332
3252 | 2047.4451 | 12010.6155 | 2047.4451 | 12010.6155
3253 | 1973.1867 | 11870.5748 | 1973.1867 | 11870.5748
3254 | 1915.7967 | 11618.4864 | 1915.7967 | 11618.4864
3255 | 1884.6648 | 11254.8474 | 1884.6648 | 11254.8474
3256 | 1896.9447 | 10823.3498 | 1896.9447 | 10823.3498
3257 | 1918.6126 | 10410.4293 | 1918.6126 | 10410.4293
3258 | 1995.7792 | 9909.4948 | 1995.7792 | 9909.4948
3259 | 2084.2873 | 9341.0178 | 2084.2873 | 9341.0178
3260 | 2191.9954 | 9218.3741 | 2191.9954 | 9218.3741
3261 | 2295.4792 | 9536.99 | 2295.4792 | 9536.99
3262 | 2395.0891 | 10026.8322 | 2395.0891 | 10026.8322
3263 | 2522.0991 | 10475.3295 | 2522.0991 | 10475.3295
3264 | 2483.1012 | 10804.7711 | 2483.1012 | 10804.7711
3265 | 2407.0182 | 11108.6762 | 2407.0182 | 11108.6762
3266 | 2405.4592 | 11226.8093 | 2405.4592 | 11226.8093
3267 | 2503.023 | 11258.125 | 2503.023 | 11258.125
3268 | 2641.4668 | 11070.874 | 2641.4668 | 11070.874
3269 | 2691.9666 | 10878.5133 | 2691.9666 | 10878.5133
3270 | 2616.2514 | 10768.7846 | 2616.2514 | 10768.7846
3271 | 2522.7489 | 10703.2186 | 2522.7489 | 10703.2186
3272 | 2433.3102 | 10729.7484 | 2433.3102 | 10729.7484
3273 | 2348.981 | 10724.34 | 2348.981 | 10724.34
3274 | 2266.5438 | 10644.0277 | 2266.5438 | 10644.0277
3275 | 2145.4615 | 10444.0537 | 2145.4615 | 10444.0537
3276 | 2038.6416 | 10180.3057 | 2038.6416 | 10180.3057
3277 | 1961.0237 | 9883.765 | 1961.0237 | 9883.765
3278 | 1902.9863 | 9574.6678 | 1902.9863 | 9574.6678
3279 | 1889.3673 | 9274.6156 | 1889.3673 | 9274.6156
3280 | 1890.5665 | 9028.9445 | 1890.5665 | 9028.9445
3281 | 1922.0567 | 8885.4452 | 1922.0567 | 8885.4452
3282 | 1980.3146 | 8867.7147 | 1980.3146 | 8867.7147
3283 | 2054.3024 | 8798.0643 | 2054.3024 | 8798.0643
3284 | 2134.0657 | 8761.2078 | 2134.0657 | 8761.2078
3285 | 2209.8634 | 8701.8666 | 2209.8634 | 8701.8666
3286 | 2248.4392 | 8667.3927 | 2248.4392 | 8667.3927
3287 | 2496.5317 | 8612.9523 | 2496.5317 | 8612.9523
3288 | 2496.3643 | 8473.9902 | 2496.3643 | 8473.9902
3289 | 2442.752 | 8399.116 | 2442.752 | 8399.116
3290 | 2432.2555 | 8306.2071 | 2432.2555 | 8306.2071
3291 | 2517.7052 | 8328.4782 | 2517.7052 | 8328.4782
3292 | 2680.536 | 8415.3077 | 2680.536 | 8415.3077
3293 | 2723.2292 | 8574.8664 | 2723.2292 | 8574.8664
3294 | 2623.6286 | 8793.7603 | 2623.6286 | 8793.7603
3295 | 2537.7548 | 9051.8834 | 2537.7548 | 9051.8834
3296 | 2430.8358 | 9289.7293 | 2430.8358 | 9289.7293
3297 | 2346.1116 | 9447.1247 | 2346.1116 | 9447.1247
3298 | 2235.7821 | 9601.9735 | 2235.7821 | 9601.9735
3299 | 2090.6773 | 9731.4443 | 2090.6773 | 9731.4443
3300 | 1984.4867 | 9893.6174 | 1984.4867 | 9893.6174
3301 | 1900.0618 | 10134.8228 | 1900.0618 | 10134.8228
3302 | 1841.3856 | 10380.4646 | 1841.3856 | 10380.4646
3303 | 1837.6771 | 10632.6846 | 1837.6771 | 10632.6846
3304 | 1845.5354 | 10902.5591 | 1845.5354 | 10902.5591
3305 | 1866.1392 | 11125.2314 | 1866.1392 | 11125.2314
3306 | 1929.6484 | 11327.8616 | 1929.6484 | 11327.8616
3307 | 2047.6218 | 11505.1577 | 2047.6218 | 11505.1577
3308 | 2156.8632 | 11782.1234 | 2156.8632 | 11782.1234
3309 | 2267.3047 | 11950.5432 | 2267.3047 | 11950.5432
3310 | 2368.768 | 12042.1463 | 2368.768 | 12042.1463
3311 | 2513.8367 | 12073.7672 | 2513.8367 | 12073.7672
3312 | 2513.8563 | 12089.3865 | 2513.8563 | 12089.3865
3313 | 2426.4841 | 12272.4221 | 2426.4841 | 12272.4221
3314 | 2425.5389 | 12431.9414 | 2425.5389 | 12431.9414
3315 | 2536.5246 | 12645.2466 | 2536.5246 | 12645.2466
3316 | 2682.9359 | 12735.3651 | 2682.9359 | 12735.3651
3317 | 2713.7611 | 12798.1734 | 2713.7611 | 12798.1734
3318 | 2639.6742 | 12813.9736 | 2639.6742 | 12813.9736
3319 | 2528.5785 | 12793.9049 | 2528.5785 | 12793.9049
3320 | 2473.8854 | 12856.8875 | 2473.8854 | 12856.8875
3321 | 2390.0239 | 12925.4808 | 2390.0239 | 12925.4808
3322 | 2263.4264 | 12984.6755 | 2263.4264 | 12984.6755
3323 | 2116.4872 | 12947.2312 | 2116.4872 | 12947.2312
3324 | 2004.0462 | 12910.1478 | 2004.0462 | 12910.1478
3325 | 1941.8475 | 12930.4442 | 1941.8475 | 12930.4442
3326 | 1905.9326 | 12979.8444 | 1905.9326 | 12979.8444
3327 | 1886.9113 | 13055.8306 | 1886.9113 | 13055.8306
3328 | 1909.2955 | 13118.7743 | 1909.2955 | 13118.7743
3329 | 1944.7058 | 13230.718 | 1944.7058 | 13230.718
3330 | 2023.4064 | 13439.378 | 2023.4064 | 13439.378
3331 | 2157.2015 | 13524.309 | 2157.2015 | 13524.309
3332 | 2327.4543 | 13599.5515 | 2327.4543 | 13599.5515
3333 | 2437.118 | 13597.7672 | 2437.118 | 13597.7672
3334 | 2524.3585 | 13591.5236 | 2524.3585 | 13591.5236
3335 | 2689.0435 | 13594.0919 | 2689.0435 | 13594.0919
3336 | 2634.1415 | 13544.206 | 2634.1415 | 13544.206
3337 | 2542.7543 | 13560.8747 | 2542.7543 | 13560.8747
3338 | 2571.9961 | 13495.648 | 2571.9961 | 13495.648
3339 | 2670.8176 | 13440.6283 | 2670.8176 | 13440.6283
3340 | 2805.5829 | 13255.5699 | 2805.5829 | 13255.5699
3341 | 2852.4465 | 13033.8826 | 2852.4465 | 13033.8826
3342 | 2746.5155 | 12852.893 | 2746.5155 | 12852.893
3343 | 2632.397 | 12751.4225 | 2632.397 | 12751.4225
3344 | 2544.8556 | 12802.6195 | 2544.8556 | 12802.6195
3345 | 2451.0204 | 12912.3249 | 2451.0204 | 12912.3249
3346 | 2331.6889 | 12955.0748 | 2331.6889 | 12955.0748
3347 | 2171.9989 | 12840.6139 | 2171.9989 | 12840.6139
3348 | 2063.1678 | 12653.3343 | 2063.1678 | 12653.3343
3349 | 1996.6827 | 12411.3357 | 1996.6827 | 12411.3357
3350 | 1939.2337 | 12105.2534 | 1939.2337 | 12105.2534
3351 | 1924.5589 | 11772.0374 | 1924.5589 | 11772.0374
3352 | 1929.5273 | 11426.0529 | 1929.5273 | 11426.0529
3353 | 1959.4463 | 11220.0632 | 1959.4463 | 11220.0632
3354 | 2060.779 | 11161.2206 | 2060.779 | 11161.2206
3355 | 2171.1521 | 10992.9012 | 2171.1521 | 10992.9012
3356 | 2325.1075 | 10816.5377 | 2325.1075 | 10816.5377
3357 | 2426.5196 | 10588.0889 | 2426.5196 | 10588.0889
3358 | 2552.9868 | 10340.9285 | 2552.9868 | 10340.9285
3359 | 2696.5228 | 10086.1352 | 2696.5228 | 10086.1352
3360 | 2632.5991 | 9800.54 | 2632.5991 | 9800.54
3361 | 2526.7298 | 9614.3891 | 2526.7298 | 9614.3891
3362 | 2524.1602 | 9384.714 | 2524.1602 | 9384.714
3363 | 2636.3508 | 9200.8765 | 2636.3508 | 9200.8765
3364 | 2784.0441 | 9033.9075 | 2784.0441 | 9033.9075
3365 | 2814.7176 | 8948.1641 | 2814.7176 | 8948.1641
3366 | 2736.3582 | 8877.0808 | 2736.3582 | 8877.0808
3367 | 2639.153 | 8785.4771 | 2639.153 | 8785.4771
3368 | 2542.4505 | 8718.8195 | 2542.4505 | 8718.8195
3369 | 2418.1646 | 8638.039 | 2418.1646 | 8638.039
3370 | 2298.1083 | 8585.957 | 2298.1083 | 8585.957
3371 | 2142.2275 | 8493.4225 | 2142.2275 | 8493.4225
3372 | 2042.2358 | 8434.9608 | 2042.2358 | 8434.9608
3373 | 1965.8996 | 8442.6495 | 1965.8996 | 8442.6495
3374 | 1925.6623 | 8490.4052 | 1925.6623 | 8490.4052
3375 | 1904.5817 | 8579.2732 | 1904.5817 | 8579.2732
3376 | 1893.8385 | 8688.8106 | 1893.8385 | 8688.8106
3377 | 1914.6381 | 8898.6011 | 1914.6381 | 8898.6011
3378 | 2011.4437 | 9208.3968 | 2011.4437 | 9208.3968
3379 | 2146.1646 | 9371.7148 | 2146.1646 | 9371.7148
3380 | 2304.5147 | 9515.7515 | 2304.5147 | 9515.7515
3381 | 2412.9194 | 9621.6809 | 2412.9194 | 9621.6809
3382 | 2498.8025 | 9732.1956 | 2498.8025 | 9732.1956
3383 | 2689.984 | 9841.1072 | 2689.984 | 9841.1072
3384 | 2658.3769 | 9920.3132 | 2658.3769 | 9920.3132
3385 | 2553.0815 | 10092.6596 | 2553.0815 | 10092.6596
3386 | 2567.9194 | 10209.9705 | 2567.9194 | 10209.9705
3387 | 2709.7079 | 10347.0813 | 2709.7079 | 10347.0813
3388 | 2821.9325 | 10470.0895 | 2821.9325 | 10470.0895
3389 | 2853.748 | 10639.241 | 2853.748 | 10639.241
3390 | 2784.2245 | 10781.6664 | 2784.2245 | 10781.6664
3391 | 2651.2271 | 10854.7851 | 2651.2271 | 10854.7851
3392 | 2519.328 | 10928.4568 | 2519.328 | 10928.4568
3393 | 2441.0418 | 10957.8566 | 2441.0418 | 10957.8566
3394 | 2347.5397 | 11018.1476 | 2347.5397 | 11018.1476
3395 | 2180.4278 | 11040.4529 | 2180.4278 | 11040.4529
3396 | 2071.5995 | 11077.9194 | 2071.5995 | 11077.9194
3397 | 1959.1074 | 11151.9356 | 1959.1074 | 11151.9356
3398 | 1905.996 | 11249.2999 | 1905.996 | 11249.2999
3399 | 1894.4534 | 11347.4867 | 1894.4534 | 11347.4867
3400 | 1909.0777 | 11516.7736 | 1909.0777 | 11516.7736
3401 | 1936.5211 | 11835.9222 | 1936.5211 | 11835.9222
3402 | 2014.108 | 12294.5436 | 2014.108 | 12294.5436
3403 | 2124.4631 | 12543.923 | 2124.4631 | 12543.923
3404 | 2268.0744 | 12654.2477 | 2268.0744 | 12654.2477
3405 | 2356.974 | 12560.0983 | 2356.974 | 12560.0983
3406 | 2436.4479 | 12272.374 | 2436.4479 | 12272.374
3407 | 2609.9917 | 11988.5282 | 2609.9917 | 11988.5282
3408 | 2586.7642 | 11692.792 | 2586.7642 | 11692.792
3409 | 2513.9798 | 11554.3311 | 2513.9798 | 11554.3311
3410 | 2546.2522 | 11386.0501 | 2546.2522 | 11386.0501
3411 | 2658.8699 | 11229.8948 | 2658.8699 | 11229.8948
3412 | 2778.9946 | 11022.6358 | 2778.9946 | 11022.6358
3413 | 2805.2159 | 10811.6377 | 2805.2159 | 10811.6377
3414 | 2714.9471 | 10772.3477 | 2714.9471 | 10772.3477
3415 | 2599.4496 | 10801.8876 | 2599.4496 | 10801.8876
3416 | 2493.1583 | 10822.9358 | 2493.1583 | 10822.9358
3417 | 2437.3988 | 10762.1631 | 2437.3988 | 10762.1631
3418 | 2357.1569 | 10591.4042 | 2357.1569 | 10591.4042
3419 | 2221.247 | 10257.953 | 2221.247 | 10257.953
3420 | 2081.8087 | 9940.7593 | 2081.8087 | 9940.7593
3421 | 1991.7048 | 9700.6792 | 1991.7048 | 9700.6792
3422 | 1941.6057 | 9423.6495 | 1941.6057 | 9423.6495
3423 | 1928.1884 | 9040.2767 | 1928.1884 | 9040.2767
3424 | 1915.4599 | 8661.9507 | 1915.4599 | 8661.9507
3425 | 1943.1997 | 8476.7912 | 1943.1997 | 8476.7912
3426 | 2014.2842 | 8447.0011 | 2014.2842 | 8447.0011
3427 | 2100.813 | 8320.8901 | 2100.813 | 8320.8901
3428 | 2213.625 | 8166.453 | 2213.625 | 8166.453
3429 | 2303.496 | 7963.2196 | 2303.496 | 7963.2196
3430 | 2392.5549 | 7775.2606 | 2392.5549 | 7775.2606
3431 | 2532.0679 | 7588.7133 | 2532.0679 | 7588.7133
3432 | 2518.4217 | 7382.6015 | 2518.4217 | 7382.6015
3433 | 2452.1163 | 7326.0907 | 2452.1163 | 7326.0907
3434 | 2462.256 | 7313.4874 | 2462.256 | 7313.4874
3435 | 2567.6152 | 7399.8934 | 2567.6152 | 7399.8934
3436 | 2686.189 | 7428.8918 | 2686.189 | 7428.8918
3437 | 2717.5191 | 7417.9725 | 2717.5191 | 7417.9725
3438 | 2648.7226 | 7438.4321 | 2648.7226 | 7438.4321
3439 | 2530.6452 | 7486.3354 | 2530.6452 | 7486.3354
3440 | 2442.757 | 7629.0753 | 2442.757 | 7629.0753
3441 | 2372.904 | 7793.8709 | 2372.904 | 7793.8709
3442 | 2297.7623 | 8001.0691 | 2297.7623 | 8001.0691
3443 | 2175.5818 | 8174.941 | 2175.5818 | 8174.941
3444 | 2081.3832 | 8434.6867 | 2081.3832 | 8434.6867
3445 | 1983.8072 | 8839.5182 | 1983.8072 | 8839.5182
3446 | 1939.2486 | 9300.8614 | 1939.2486 | 9300.8614
3447 | 1910.4915 | 9780.2942 | 1910.4915 | 9780.2942
3448 | 1914.2434 | 10236.8175 | 1914.2434 | 10236.8175
3449 | 1959.6217 | 10694.3768 | 1959.6217 | 10694.3768
3450 | 2011.1507 | 11129.9754 | 2011.1507 | 11129.9754
3451 | 2072.284 | 11336.3241 | 2072.284 | 11336.3241
3452 | 2171.6203 | 11434.3152 | 2171.6203 | 11434.3152
3453 | 2265.6765 | 11410.8786 | 2265.6765 | 11410.8786
3454 | 2352.062 | 11402.7165 | 2352.062 | 11402.7165
3455 | 2467.6523 | 11454.3452 | 2467.6523 | 11454.3452
3456 | 2471.7575 | 11492.7132 | 2471.7575 | 11492.7132
3457 | 2406.7637 | 11622.5772 | 2406.7637 | 11622.5772
3458 | 2450.6219 | 11676.0273 | 2450.6219 | 11676.0273
3459 | 2562.5386 | 11746.2625 | 2562.5386 | 11746.2625
3460 | 2700.6201 | 11674.9475 | 2700.6201 | 11674.9475
3461 | 2743.39 | 11512.1875 | 2743.39 | 11512.1875
3462 | 2682.2732 | 11361.8949 | 2682.2732 | 11361.8949
3463 | 2581.7452 | 11303.7291 | 2581.7452 | 11303.7291
3464 | 2503.1275 | 11405.631 | 2503.1275 | 11405.631
3465 | 2426.666 | 11506.0177 | 2426.666 | 11506.0177
3466 | 2361.0011 | 11494.2255 | 2361.0011 | 11494.2255
3467 | 2205.9735 | 11330.7042 | 2205.9735 | 11330.7042
3468 | 2085.5826 | 11145.3432 | 2085.5826 | 11145.3432
3469 | 1977.7152 | 11021.4733 | 1977.7152 | 11021.4733
3470 | 1938.885 | 10941.5075 | 1938.885 | 10941.5075
3471 | 1912.4828 | 10876.8904 | 1912.4828 | 10876.8904
3472 | 1918.2554 | 10814.5792 | 1918.2554 | 10814.5792
3473 | 1928.0383 | 10831.6911 | 1928.0383 | 10831.6911
3474 | 2005.1452 | 10924.141 | 2005.1452 | 10924.141
3475 | 2118.7234 | 10872.8539 | 2118.7234 | 10872.8539
3476 | 2240.6856 | 10805.3004 | 2240.6856 | 10805.3004
3477 | 2304.8772 | 10710.0547 | 2304.8772 | 10710.0547
3478 | 2435.152 | 10625.15 | 2435.152 | 10625.15
3479 | 2573.4301 | 10517.812 | 2573.4301 | 10517.812
3480 | 2541.72 | 10343.2194 | 2541.72 | 10343.2194
3481 | 2453.0156 | 10249.4337 | 2453.0156 | 10249.4337
3482 | 2478.7372 | 10116.235 | 2478.7372 | 10116.235
3483 | 2612.5974 | 10011.0586 | 2612.5974 | 10011.0586
3484 | 2749.4157 | 9844.3636 | 2749.4157 | 9844.3636
3485 | 2803.7199 | 9707.3672 | 2803.7199 | 9707.3672
3486 | 2726.5115 | 9585.853 | 2726.5115 | 9585.853
3487 | 2590.948 | 9457.7967 | 2590.948 | 9457.7967
3488 | 2502.75 | 9383.1908 | 2502.75 | 9383.1908
3489 | 2442.627 | 9292.8174 | 2442.627 | 9292.8174
3490 | 2326.78 | 9176.3264 | 2326.78 | 9176.3264
3491 | 2184.975 | 8980.7377 | 2184.975 | 8980.7377
3492 | 2054.7612 | 8792.91 | 2054.7612 | 8792.91
3493 | 1959.0377 | 8661.3658 | 1959.0377 | 8661.3658
3494 | 1911.8929 | 8566.3255 | 1911.8929 | 8566.3255
3495 | 1888.9232 | 8513.2198 | 1888.9232 | 8513.2198
3496 | 1888.8118 | 8526.5549 | 1888.8118 | 8526.5549
3497 | 1930.6762 | 8659.0547 | 1930.6762 | 8659.0547
3498 | 2029.2589 | 8894.3005 | 2029.2589 | 8894.3005
3499 | 2191.6348 | 8971.2832 | 2191.6348 | 8971.2832
3500 | 2347.8304 | 8977.4573 | 2347.8304 | 8977.4573
3501 | 2455.8466 | 8927.1608 | 2455.8466 | 8927.1608
3502 | 2567.348 | 8906.665 | 2567.348 | 8906.665
3503 | 2718.2227 | 8907.0407 | 2718.2227 | 8907.0407
3504 | 2697.6927 | 8876.0663 | 2697.6927 | 8876.0663
3505 | 2562.2324 | 8930.2841 | 2562.2324 | 8930.2841
3506 | 2597.4998 | 8923.4365 | 2597.4998 | 8923.4365
3507 | 2745.6868 | 8949.2706 | 2745.6868 | 8949.2706
3508 | 2867.341 | 8912.4898 | 2867.341 | 8912.4898
3509 | 2913.1948 | 8868.1326 | 2913.1948 | 8868.1326
3510 | 2839.7678 | 8846.1097 | 2839.7678 | 8846.1097
3511 | 2710.1577 | 8871.5384 | 2710.1577 | 8871.5384
3512 | 2616.9853 | 9005.7819 | 2616.9853 | 9005.7819
3513 | 2544.2341 | 9171.1256 | 2544.2341 | 9171.1256
3514 | 2421.182 | 9308.9814 | 2421.182 | 9308.9814
3515 | 2240.3692 | 9343.8944 | 2240.3692 | 9343.8944
3516 | 2112.2766 | 9355.0492 | 2112.2766 | 9355.0492
3517 | 2012.0835 | 9387.9533 | 2012.0835 | 9387.9533
3518 | 1964.3771 | 9435.9831 | 1964.3771 | 9435.9831
3519 | 1927.3653 | 9502.3765 | 1927.3653 | 9502.3765
3520 | 1926.1823 | 9619.5881 | 1926.1823 | 9619.5881
3521 | 1950.5422 | 9815.1264 | 1950.5422 | 9815.1264
3522 | 2034.5122 | 10062.7058 | 2034.5122 | 10062.7058
3523 | 2204.4016 | 10150.3776 | 2204.4016 | 10150.3776
3524 | 2350.8233 | 10208.9012 | 2350.8233 | 10208.9012
3525 | 2450.1266 | 10233.1546 | 2450.1266 | 10233.1546
3526 | 2518.8263 | 10277.6159 | 2518.8263 | 10277.6159
3527 | 2670.5588 | 10366.2455 | 2670.5588 | 10366.2455
3528 | 2667.421 | 10466.0075 | 2667.421 | 10466.0075
3529 | 2541.591 | 10658.636 | 2541.591 | 10658.636
3530 | 2589.282 | 10783.6211 | 2589.282 | 10783.6211
3531 | 2716.4236 | 10994.4596 | 2716.4236 | 10994.4596
3532 | 2850.6264 | 11147.6165 | 2850.6264 | 11147.6165
3533 | 2890.2179 | 11200.832 | 2890.2179 | 11200.832
3534 | 2827.3592 | 11198.2688 | 2827.3592 | 11198.2688
3535 | 2693.1324 | 11197.3858 | 2693.1324 | 11197.3858
3536 | 2593.1882 | 11270.5093 | 2593.1882 | 11270.5093
3537 | 2501.0956 | 11338.0063 | 2501.0956 | 11338.0063
3538 | 2407.4275 | 11402.9567 | 2407.4275 | 11402.9567
3539 | 2251.7803 | 11424.7139 | 2251.7803 | 11424.7139
3540 | 2127.6133 | 11498.3589 | 2127.6133 | 11498.3589
3541 | 2024.6528 | 11659.8069 | 2024.6528 | 11659.8069
3542 | 1974.8905 | 11904.0783 | 1974.8905 | 11904.0783
3543 | 1956.5407 | 12185.6249 | 1956.5407 | 12185.6249
3544 | 1958.9176 | 12441.2472 | 1958.9176 | 12441.2472
3545 | 1997.6494 | 12726.4099 | 1997.6494 | 12726.4099
3546 | 2076.2122 | 13075.9472 | 2076.2122 | 13075.9472
3547 | 2227.4088 | 13224.4649 | 2227.4088 | 13224.4649
3548 | 2409.9703 | 13283.2625 | 2409.9703 | 13283.2625
3549 | 2518.3264 | 13217.3435 | 2518.3264 | 13217.3435
3550 | 2578.7207 | 13129.6979 | 2578.7207 | 13129.6979
3551 | 2728.2865 | 13003.4484 | 2728.2865 | 13003.4484
3552 | 2693.2451 | 12756.7726 | 2693.2451 | 12756.7726
3553 | 2582.5853 | 12568.4291 | 2582.5853 | 12568.4291
3554 | 2605.0286 | 12329.1612 | 2605.0286 | 12329.1612
3555 | 2726.9343 | 12278.801 | 2726.9343 | 12278.801
3556 | 2829.2499 | 12280.6655 | 2829.2499 | 12280.6655
3557 | 2871.7234 | 12280.7093 | 2871.7234 | 12280.7093
3558 | 2826.2962 | 12363.9334 | 2826.2962 | 12363.9334
3559 | 2677.9145 | 12471.3121 | 2677.9145 | 12471.3121
3560 | 2583.3884 | 12671.609 | 2583.3884 | 12671.609
3561 | 2494.4751 | 12860.5237 | 2494.4751 | 12860.5237
3562 | 2410.9518 | 13006.6019 | 2410.9518 | 13006.6019
3563 | 2265.07 | 13093.8643 | 2265.07 | 13093.8643
3564 | 2140.6013 | 13185.8728 | 2140.6013 | 13185.8728
3565 | 2043.2846 | 13280.7192 | 2043.2846 | 13280.7192
3566 | 1993.8412 | 13338.3417 | 1993.8412 | 13338.3417
3567 | 1963.4019 | 13372.3936 | 1963.4019 | 13372.3936
3568 | 1952.201 | 13410.9441 | 1952.201 | 13410.9441
3569 | 1977.6109 | 13507.2653 | 1977.6109 | 13507.2653
3570 | 2044.8855 | 13637.5383 | 2044.8855 | 13637.5383
3571 | 2175.4213 | 13556.1024 | 2175.4213 | 13556.1024
3572 | 2317.8835 | 13411.2581 | 2317.8835 | 13411.2581
3573 | 2400.6087 | 13193.7725 | 2400.6087 | 13193.7725
3574 | 2497.3059 | 13000.8801 | 2497.3059 | 13000.8801
3575 | 2660.6191 | 12828.585 | 2660.6191 | 12828.585
3576 | 2635.659 | 12639.4662 | 2635.659 | 12639.4662
3577 | 2550.2451 | 12538.8284 | 2550.2451 | 12538.8284
3578 | 2592.2133 | 12353.0062 | 2592.2133 | 12353.0062
3579 | 2725.646 | 12219.5996 | 2725.646 | 12219.5996
3580 | 2832.2914 | 12182.2706 | 2832.2914 | 12182.2706
3581 | 2842.0673 | 12056.2374 | 2842.0673 | 12056.2374
3582 | 2774.1517 | 11703.3993 | 2774.1517 | 11703.3993
3583 | 2679.2108 | 11332.5075 | 2679.2108 | 11332.5075
3584 | 2572.7088 | 11028.7703 | 2572.7088 | 11028.7703
3585 | 2474.9131 | 10747.3628 | 2474.9131 | 10747.3628
3586 | 2389.7891 | 10482.5943 | 2389.7891 | 10482.5943
3587 | 2269.1861 | 10232.1894 | 2269.1861 | 10232.1894
3588 | 2164.864 | 10120.282 | 2164.864 | 10120.282
3589 | 2070.5752 | 10118.9261 | 2070.5752 | 10118.9261
3590 | 2017.1638 | 10155.9926 | 2017.1638 | 10155.9926
3591 | 1990.1544 | 10217.4526 | 1990.1544 | 10217.4526
3592 | 1983.1343 | 10373.5836 | 1983.1343 | 10373.5836
3593 | 2016.7302 | 10633.805 | 2016.7302 | 10633.805
3594 | 2081.2106 | 10943.0525 | 2081.2106 | 10943.0525
3595 | 2172.4004 | 11083.8959 | 2172.4004 | 11083.8959
3596 | 2282.2694 | 11191.4799 | 2282.2694 | 11191.4799
3597 | 2343.5915 | 11222.3112 | 2343.5915 | 11222.3112
3598 | 2449.9619 | 11188.9336 | 2449.9619 | 11188.9336
3599 | 2584.2697 | 11092.2848 | 2584.2697 | 11092.2848
3600 | 2597.8779 | 10899.877 | 2597.8779 | 10899.877
3601 | 2510.1069 | 10769.0904 | 2510.1069 | 10769.0904
3602 | 2544.6458 | 10563.5344 | 2544.6458 | 10563.5344
3603 | 2666.2689 | 10337.4885 | 2666.2689 | 10337.4885
3604 | 2772.2484 | 10070.7541 | 2772.2484 | 10070.7541
3605 | 2791.7746 | 9846.0519 | 2791.7746 | 9846.0519
3606 | 2729.9652 | 9591.6087 | 2729.9652 | 9591.6087
3607 | 2612.4184 | 9281.837 | 2612.4184 | 9281.837
3608 | 2546.812 | 9028.2565 | 2546.812 | 9028.2565
3609 | 2453.1929 | 8813.4505 | 2453.1929 | 8813.4505
3610 | 2366.0043 | 8641.0472 | 2366.0043 | 8641.0472
3611 | 2249.3849 | 8393.9313 | 2249.3849 | 8393.9313
3612 | 2140.759 | 8193.4959 | 2140.759 | 8193.4959
3613 | 2050.0851 | 8101.9674 | 2050.0851 | 8101.9674
3614 | 2006.098 | 8069.4175 | 2006.098 | 8069.4175
3615 | 1968.8094 | 8039.0605 | 1968.8094 | 8039.0605
3616 | 1944.3297 | 8021.6986 | 1944.3297 | 8021.6986
3617 | 1967.0283 | 8102.9453 | 1967.0283 | 8102.9453
3618 | 2023.849 | 8283.375 | 2023.849 | 8283.375
3619 | 2115.015 | 8332.6755 | 2115.015 | 8332.6755
3620 | 2212.7514 | 8327.3383 | 2212.7514 | 8327.3383
3621 | 2289.1148 | 8257.0339 | 2289.1148 | 8257.0339
3622 | 2386.6023 | 8263.6721 | 2386.6023 | 8263.6721
3623 | 2546.1724 | 8296.6634 | 2546.1724 | 8296.6634
3624 | 2548.9564 | 8328.4534 | 2548.9564 | 8328.4534
3625 | 2473.5337 | 8502.9925 | 2473.5337 | 8502.9925
3626 | 2507.9783 | 8651.5486 | 2507.9783 | 8651.5486
3627 | 2625.0213 | 8886.2321 | 2625.0213 | 8886.2321
3628 | 2756.2775 | 9090.9162 | 2756.2775 | 9090.9162
3629 | 2800.7767 | 9243.6229 | 2800.7767 | 9243.6229
3630 | 2705.6691 | 9356.7217 | 2705.6691 | 9356.7217
3631 | 2593.5358 | 9443.2704 | 2593.5358 | 9443.2704
3632 | 2536.4321 | 9591.2179 | 2536.4321 | 9591.2179
3633 | 2454.4966 | 9741.4872 | 2454.4966 | 9741.4872
3634 | 2368.0199 | 9876.054 | 2368.0199 | 9876.054
3635 | 2227.7259 | 9920.2858 | 2227.7259 | 9920.2858
3636 | 2125.9843 | 9164.9005 | 2125.9843 | 9164.9005
3637 | 2054.605 | 9144.75 | 2054.605 | 9144.75
3638 | 1994.3653 | 9066.2086 | 1994.3653 | 9066.2086
3639 | 1980.5465 | 9019.5681 | 1980.5465 | 9019.5681
3640 | 1970.8912 | 8944.9512 | 1970.8912 | 8944.9512
3641 | 2012.8541 | 8931.8668 | 2012.8541 | 8931.8668
3642 | 2067.5517 | 9064.7772 | 2067.5517 | 9064.7772
3643 | 2187.937 | 8969.5689 | 2187.937 | 8969.5689
3644 | 2322.2281 | 8861.5257 | 2322.2281 | 8861.5257
3645 | 2423.8691 | 8647.7479 | 2423.8691 | 8647.7479
3646 | 2512.4265 | 8464.1883 | 2512.4265 | 8464.1883
3647 | 2675.7675 | 8273.7345 | 2675.7675 | 8273.7345
3648 | 2635.4317 | 8104.028 | 2635.4317 | 8104.028
3649 | 2561.3574 | 7984.561 | 2561.3574 | 7984.561
3650 | 2610.6505 | 7866.2801 | 2610.6505 | 7866.2801
3651 | 2735.0681 | 7999.2698 | 2735.0681 | 7999.2698
3652 | 2834.9677 | 8069.4698 | 2834.9677 | 8069.4698
3653 | 2887.5406 | 8219.0237 | 2887.5406 | 8219.0237
3654 | 2810.0848 | 8462.1081 | 2810.0848 | 8462.1081
3655 | 2691.7652 | 8761.4153 | 2691.7652 | 8761.4153
3656 | 2612.36 | 9127.4093 | 2612.36 | 9127.4093
3657 | 2527.8833 | 9461.0781 | 2527.8833 | 9461.0781
3658 | 2412.3145 | 9688.1216 | 2412.3145 | 9688.1216
3659 | 2270.1418 | 9781.9198 | 2270.1418 | 9781.9198
3660 | 2135.2108 | 9851.3575 | 2135.2108 | 9851.3575
3661 | 2039.2723 | 10041.1257 | 2039.2723 | 10041.1257
3662 | 1991.8008 | 10290.1886 | 1991.8008 | 10290.1886
3663 | 1977.655 | 10533.6039 | 1977.655 | 10533.6039
3664 | 1971.4292 | 10752.0668 | 1971.4292 | 10752.0668
3665 | 2018.0236 | 11062.3026 | 2018.0236 | 11062.3026
3666 | 2096.371 | 11566.666 | 2096.371 | 11566.666
3667 | 2243.3625 | 11880.459 | 2243.3625 | 11880.459
3668 | 2412.234 | 12194.2693 | 2412.234 | 12194.2693
3669 | 2510.45 | 12349.6763 | 2510.45 | 12349.6763
3670 | 2609.7864 | 12493.217 | 2609.7864 | 12493.217
3671 | 2763.1492 | 12605.4192 | 2763.1492 | 12605.4192
3672 | 2731.4952 | 12673.3518 | 2731.4952 | 12673.3518
3673 | 2605.1792 | 12745.6593 | 2605.1792 | 12745.6593
3674 | 2659.4026 | 12740.2759 | 2659.4026 | 12740.2759
3675 | 2792.5032 | 12820.5969 | 2792.5032 | 12820.5969
3676 | 2880.8882 | 12841.9082 | 2880.8882 | 12841.9082
3677 | 2932.2007 | 12854.3724 | 2932.2007 | 12854.3724
3678 | 2882.8388 | 12819.7491 | 2882.8388 | 12819.7491
3679 | 2740.108 | 12817.6604 | 2740.108 | 12817.6604
3680 | 2646.2085 | 12950.8034 | 2646.2085 | 12950.8034
3681 | 2555.7343 | 13082.1135 | 2555.7343 | 13082.1135
3682 | 2433.1447 | 13130.2346 | 2433.1447 | 13130.2346
3683 | 2280.9527 | 13036.7944 | 2280.9527 | 13036.7944
3684 | 2148.622 | 12914.7096 | 2148.622 | 12914.7096
3685 | 2057.1032 | 12825.7621 | 2057.1032 | 12825.7621
3686 | 2009.7764 | 12745.7087 | 2009.7764 | 12745.7087
3687 | 1990.3472 | 12768.3691 | 1990.3472 | 12768.3691
3688 | 1989.7944 | 12885.2747 | 1989.7944 | 12885.2747
3689 | 2031.9984 | 13106.0494 | 2031.9984 | 13106.0494
3690 | 2113.8406 | 13447.6186 | 2113.8406 | 13447.6186
3691 | 2258.9247 | 13549.9808 | 2258.9247 | 13549.9808
3692 | 2427.9753 | 13613.5519 | 2427.9753 | 13613.5519
3693 | 2549.2657 | 13512.6715 | 2549.2657 | 13512.6715
3694 | 2623.1789 | 13422.3531 | 2623.1789 | 13422.3531
3695 | 2781.011 | 13349.8369 | 2781.011 | 13349.8369
3696 | 2758.0805 | 13305.6281 | 2758.0805 | 13305.6281
3697 | 2644.2169 | 13303.8466 | 2644.2169 | 13303.8466
3698 | 2701.7885 | 13248.0626 | 2701.7885 | 13248.0626
3699 | 2815.3125 | 13274.7068 | 2815.3125 | 13274.7068
3700 | 2875.9131 | 13261.9977 | 2875.9131 | 13261.9977
3701 | 2921.975 | 13298.6542 | 2921.975 | 13298.6542
3702 | 2880.1482 | 13332.0718 | 2880.1482 | 13332.0718
3703 | 2753.2872 | 13382.6518 | 2753.2872 | 13382.6518
3704 | 2655.3842 | 13534.191 | 2655.3842 | 13534.191
3705 | 2572.3648 | 13628.9607 | 2572.3648 | 13628.9607
3706 | 2436.5312 | 13587.6206 | 2436.5312 | 13587.6206
3707 | 2288.7029 | 13346.2544 | 2288.7029 | 13346.2544
3708 | 2158.1234 | 13067.9276 | 2158.1234 | 13067.9276
3709 | 2057.5441 | 12890.023 | 2057.5441 | 12890.023
3710 | 2006.325 | 12764.609 | 2006.325 | 12764.609
3711 | 2051.3805 | 12735.6087 | 2051.3805 | 12735.6087
3712 | 2051.0492 | 12704.0844 | 2051.0492 | 12704.0844
3713 | 2091.8949 | 12670.0837 | 2091.8949 | 12670.0837
3714 | 2176.3359 | 12725.8811 | 2176.3359 | 12725.8811
3715 | 2316.8739 | 12568.428 | 2316.8739 | 12568.428
3716 | 2485.8896 | 12438.2085 | 2485.8896 | 12438.2085
3717 | 2545.0131 | 12202.0024 | 2545.0131 | 12202.0024
3718 | 2622.935 | 11977.6182 | 2622.935 | 11977.6182
3719 | 2761.3405 | 11746.5919 | 2761.3405 | 11746.5919
3720 | 2724.7828 | 11576.8855 | 2724.7828 | 11576.8855
3721 | 2650.1514 | 11565.0238 | 2650.1514 | 11565.0238
3722 | 2673.64 | 11708.3224 | 2673.64 | 11708.3224
3723 | 2808.1187 | 12150.2681 | 2808.1187 | 12150.2681
3724 | 2882.6326 | 12553.6164 | 2882.6326 | 12553.6164
3725 | 2894.2794 | 12893.9369 | 2894.2794 | 12893.9369
3726 | 2859.1523 | 13150.1254 | 2859.1523 | 13150.1254
3727 | 2733.6253 | 13353.4194 | 2733.6253 | 13353.4194
3728 | 2608.5835 | 13588.1197 | 2608.5835 | 13588.1197
3729 | 2527.3241 | 13714.3898 | 2527.3241 | 13714.3898
3730 | 2432.1389 | 13758.9828 | 2432.1389 | 13758.9828
3731 | 2295.3535 | 13729.8034 | 2295.3535 | 13729.8034
3732 | 2179.5674 | 13696.6758 | 2179.5674 | 13696.6758
3733 | 2081.8 | 13686.3534 | 2081.8 | 13686.3534
3734 | 2032.4358 | 13641.5804 | 2032.4358 | 13641.5804
3735 | 2004.8556 | 13670.7929 | 2004.8556 | 13670.7929
3736 | 1999.4882 | 13738.0539 | 1999.4882 | 13738.0539
3737 | 2035.6051 | 13881.7155 | 2035.6051 | 13881.7155
3738 | 2100.3768 | 14182.2082 | 2100.3768 | 14182.2082
3739 | 2219.3381 | 14277.0103 | 2219.3381 | 14277.0103
3740 | 2368.8361 | 14382.6659 | 2368.8361 | 14382.6659
3741 | 2462.0157 | 14356.6306 | 2462.0157 | 14356.6306
3742 | 2559.1192 | 14322.5089 | 2559.1192 | 14322.5089
3743 | 2710.1116 | 14262.3409 | 2710.1116 | 14262.3409
3744 | 2688.5155 | 14189.1517 | 2688.5155 | 14189.1517
3745 | 2603.5953 | 14149.8216 | 2603.5953 | 14149.8216
3746 | 2647.0425 | 14052.4571 | 2647.0425 | 14052.4571
3747 | 2795.8431 | 14050.373 | 2795.8431 | 14050.373
3748 | 2862.9804 | 14017.5036 | 2862.9804 | 14017.5036
3749 | 2901.1551 | 13988.6392 | 2901.1551 | 13988.6392
3750 | 2830.712 | 13929.3196 | 2830.712 | 13929.3196
3751 | 2688.2853 | 13901.7786 | 2688.2853 | 13901.7786
3752 | 2591.4457 | 13973.4327 | 2591.4457 | 13973.4327
3753 | 2511.8622 | 13986.0494 | 2511.8622 | 13986.0494
3754 | 2415.5341 | 13921.525 | 2415.5341 | 13921.525
3755 | 2288.4535 | 13775.416 | 2288.4535 | 13775.416
3756 | 2170.3449 | 13670.9715 | 2170.3449 | 13670.9715
3757 | 2089.2889 | 13663.6731 | 2089.2889 | 13663.6731
3758 | 2029.6736 | 13706.3453 | 2029.6736 | 13706.3453
3759 | 2006.101 | 13815.9468 | 2006.101 | 13815.9468
3760 | 1994.2806 | 13970.9049 | 1994.2806 | 13970.9049
3761 | 2026.7622 | 14220.912 | 2026.7622 | 14220.912
3762 | 2071.4267 | 14614.6459 | 2071.4267 | 14614.6459
3763 | 2170.2955 | 14839.2297 | 2170.2955 | 14839.2297
3764 | 2272.3555 | 15090.0392 | 2272.3555 | 15090.0392
3765 | 2365.745 | 15168.5852 | 2365.745 | 15168.5852
3766 | 2466.7515 | 15191.9203 | 2466.7515 | 15191.9203
3767 | 2596.8564 | 15149.8965 | 2596.8564 | 15149.8965
3768 | 2565.4884 | 15084.7714 | 2565.4884 | 15084.7714
3769 | 2521.3993 | 15050.2294 | 2521.3993 | 15050.2294
3770 | 2561.4673 | 14951.1008 | 2561.4673 | 14951.1008
3771 | 2674.1814 | 14928.6045 | 2674.1814 | 14928.6045
3772 | 2789.4502 | 14835.5063 | 2789.4502 | 14835.5063
3773 | 2813.7567 | 14722.9768 | 2813.7567 | 14722.9768
3774 | 2710.2141 | 14586.0402 | 2710.2141 | 14586.0402
3775 | 2639.7147 | 14465.5099 | 2639.7147 | 14465.5099
3776 | 2543.9978 | 14370.5899 | 2543.9978 | 14370.5899
3777 | 2470.4466 | 14211.3403 | 2470.4466 | 14211.3403
3778 | 2388.1668 | 14064.1588 | 2388.1668 | 14064.1588
3779 | 2269.435 | 13947.7863 | 2269.435 | 13947.7863
3780 | 2147.7628 | 13928.7708 | 2147.7628 | 13928.7708
3781 | 2056.4468 | 13998.8375 | 2056.4468 | 13998.8375
3782 | 2005.2846 | 14039.9976 | 2005.2846 | 14039.9976
3783 | 1992.0299 | 14136.495 | 1992.0299 | 14136.495
3784 | 1983.7113 | 14255.9207 | 1983.7113 | 14255.9207
3785 | 2010.0533 | 14427.5547 | 2010.0533 | 14427.5547
3786 | 2060.7835 | 14747.4516 | 2060.7835 | 14747.4516
3787 | 2170.3987 | 14877.2822 | 2170.3987 | 14877.2822
3788 | 2290.4951 | 15012.4222 | 2290.4951 | 15012.4222
3789 | 2366.9728 | 14970.5106 | 2366.9728 | 14970.5106
3790 | 2459.2683 | 14875.9082 | 2459.2683 | 14875.9082
3791 | 2603.0425 | 14747.6992 | 2603.0425 | 14747.6992
3792 | 2594.7239 | 14639.7335 | 2594.7239 | 14639.7335
3793 | 2538.122 | 14596.8755 | 2538.122 | 14596.8755
3794 | 2570.3211 | 14483.8867 | 2570.3211 | 14483.8867
3795 | 2713.4434 | 14426.8659 | 2713.4434 | 14426.8659
3796 | 2819.933 | 14305.5434 | 2819.933 | 14305.5434
3797 | 2845.5778 | 14196.29 | 2845.5778 | 14196.29
3798 | 2766.6722 | 14061.3694 | 2766.6722 | 14061.3694
3799 | 2642.3586 | 13907.0706 | 2642.3586 | 13907.0706
3800 | 2578.1679 | 13802.8265 | 2578.1679 | 13802.8265
3801 | 2516.4942 | 13693.9775 | 2516.4942 | 13693.9775
3802 | 2413.1809 | 13580.3125 | 2413.1809 | 13580.3125
3803 | 2284.3856 | 13403.7112 | 2284.3856 | 13403.7112
3804 | 2164.4695 | 13272.0503 | 2164.4695 | 13272.0503
3805 | 2062.2865 | 13239.0475 | 2062.2865 | 13239.0475
3806 | 2015.3046 | 13221.9949 | 2015.3046 | 13221.9949
3807 | 1988.8912 | 13288.2519 | 1988.8912 | 13288.2519
3808 | 1986.7824 | 13422.5458 | 1986.7824 | 13422.5458
3809 | 2022.0316 | 13677.0889 | 2022.0316 | 13677.0889
3810 | 2086.5765 | 14085.6909 | 2086.5765 | 14085.6909
3811 | 2209.5626 | 14293.8946 | 2209.5626 | 14293.8946
3812 | 2356.4863 | 14500.0995 | 2356.4863 | 14500.0995
3813 | 2450.3415 | 14560.7532 | 2450.3415 | 14560.7532
3814 | 2551.38 | 14602.2326 | 2551.38 | 14602.2326
3815 | 2685.3982 | 14597.5052 | 2685.3982 | 14597.5052
3816 | 2667.6496 | 14578.2447 | 2667.6496 | 14578.2447
3817 | 2578.8371 | 14577.9752 | 2578.8371 | 14577.9752
3818 | 2620.1157 | 14512.1111 | 2620.1157 | 14512.1111
3819 | 2755.8638 | 14530.4393 | 2755.8638 | 14530.4393
3820 | 2852.5184 | 14516.9741 | 2852.5184 | 14516.9741
3821 | 2871.9676 | 14543.0465 | 2871.9676 | 14543.0465
3822 | 2809.2288 | 14550.7598 | 2809.2288 | 14550.7598
3823 | 2688.0675 | 14564.5472 | 2688.0675 | 14564.5472
3824 | 2613.6875 | 14658.6297 | 2613.6875 | 14658.6297
3825 | 2520.1222 | 14712.3229 | 2520.1222 | 14712.3229
3826 | 2404.3903 | 14712.3113 | 2404.3903 | 14712.3113
3827 | 2269.5923 | 14590.3947 | 2269.5923 | 14590.3947
3828 | 2138.2791 | 14427.7374 | 2138.2791 | 14427.7374
3829 | 2048.6918 | 14281.5852 | 2048.6918 | 14281.5852
3830 | 2005.464 | 14109.0466 | 2005.464 | 14109.0466
3831 | 1979.9474 | 14008.9813 | 1979.9474 | 14008.9813
3832 | 1985.8732 | 13933.6085 | 1985.8732 | 13933.6085
3833 | 2017.8919 | 13940.1803 | 2017.8919 | 13940.1803
3834 | 2081.8 | 14076.1148 | 2081.8 | 14076.1148
3835 | 2214.1055 | 14028.5351 | 2214.1055 | 14028.5351
3836 | 2396.6369 | 14021.7972 | 2396.6369 | 14021.7972
3837 | 2494.5445 | 13914.8688 | 2494.5445 | 13914.8688
3838 | 2581.4581 | 13695.0207 | 2581.4581 | 13695.0207
3839 | 2719.8825 | 13487.6827 | 2719.8825 | 13487.6827
3840 | 2695.1364 | 13184.9185 | 2695.1364 | 13184.9185
3841 | 2598.1891 | 12913.4935 | 2598.1891 | 12913.4935
3842 | 2651.7311 | 12639.7266 | 2651.7311 | 12639.7266
3843 | 2783.6091 | 12513.9089 | 2783.6091 | 12513.9089
3844 | 2863.0946 | 12428.3708 | 2863.0946 | 12428.3708
3845 | 2913.1029 | 12461.2473 | 2913.1029 | 12461.2473
3846 | 2853.7294 | 12542.0415 | 2853.7294 | 12542.0415
3847 | 2730.9181 | 12548.2689 | 2730.9181 | 12548.2689
3848 | 2654.9972 | 12420.0844 | 2654.9972 | 12420.0844
3849 | 2559.1467 | 12149.7013 | 2559.1467 | 12149.7013
3850 | 2433.7181 | 11848.7978 | 2433.7181 | 11848.7978
3851 | 2274.3861 | 11480.422 | 2274.3861 | 11480.422
3852 | 2150.8443 | 11131.2822 | 2150.8443 | 11131.2822
3853 | 2049.6377 | 10778.9913 | 2049.6377 | 10778.9913
3854 | 1989.1155 | 10425.2624 | 1989.1155 | 10425.2624
3855 | 1970.2912 | 10154.5909 | 1970.2912 | 10154.5909
3856 | 1965.7519 | 9951.7044 | 1965.7519 | 9951.7044
3857 | 1998.74 | 9771.0377 | 1998.74 | 9771.0377
3858 | 2089.1537 | 9718.4738 | 2089.1537 | 9718.4738
3859 | 2240.9798 | 9490.7117 | 2240.9798 | 9490.7117
3860 | 2417.7553 | 9398.7967 | 2417.7553 | 9398.7967
3861 | 2522.9004 | 9350.5851 | 2522.9004 | 9350.5851
3862 | 2590.5885 | 9355.0199 | 2590.5885 | 9355.0199
3863 | 2734.4283 | 9361.6327 | 2734.4283 | 9361.6327
3864 | 2708.6753 | 9364.5485 | 2708.6753 | 9364.5485
3865 | 2617.416 | 9430.5559 | 2617.416 | 9430.5559
3866 | 2635.0223 | 9480.3613 | 2635.0223 | 9480.3613
3867 | 2745.7067 | 9614.863 | 2745.7067 | 9614.863
3868 | 2840.8742 | 9727.6515 | 2840.8742 | 9727.6515
3869 | 2876.5337 | 9939.4503 | 2876.5337 | 9939.4503
3870 | 2817.1865 | 10137.93 | 2817.1865 | 10137.93
3871 | 2695.2274 | 10286.2873 | 2695.2274 | 10286.2873
3872 | 2618.2911 | 10478.651 | 2618.2911 | 10478.651
3873 | 2530.625 | 10657.3378 | 2530.625 | 10657.3378
3874 | 2403.443 | 10810.7963 | 2403.443 | 10810.7963
3875 | 2242.3262 | 10893.2543 | 2242.3262 | 10893.2543
3876 | 2116.1969 | 11026.1969 | 2116.1969 | 11026.1969
3877 | 2021.2182 | 11191.2687 | 2021.2182 | 11191.2687
3878 | 1966.8938 | 11333.4822 | 1966.8938 | 11333.4822
3879 | 1933.9032 | 11533.553 | 1933.9032 | 11533.553
3880 | 1937.6262 | 11767.1361 | 1937.6262 | 11767.1361
3881 | 1971.6612 | 12064.0157 | 1971.6612 | 12064.0157
3882 | 2045.0265 | 12477.4059 | 2045.0265 | 12477.4059
3883 | 2185.9955 | 12670.4893 | 2185.9955 | 12670.4893
3884 | 2361.7534 | 12848.9739 | 2361.7534 | 12848.9739
3885 | 2456.215 | 12918.9518 | 2456.215 | 12918.9518
3886 | 2535.2458 | 12994.1995 | 2535.2458 | 12994.1995
3887 | 2681.4842 | 13072.1293 | 2681.4842 | 13072.1293
3888 | 2662.9543 | 13159.2142 | 2662.9543 | 13159.2142
3889 | 2571.1999 | 13354.7512 | 2571.1999 | 13354.7512
3890 | 2621.8435 | 13463.5254 | 2621.8435 | 13463.5254
3891 | 2739.6526 | 13607.0992 | 2739.6526 | 13607.0992
3892 | 2825.4241 | 13701.2395 | 2825.4241 | 13701.2395
3893 | 2830.3465 | 13781.9965 | 2830.3465 | 13781.9965
3894 | 2764.1669 | 13778.8737 | 2764.1669 | 13778.8737
3895 | 2643.3465 | 13723.3602 | 2643.3465 | 13723.3602
3896 | 2575.9519 | 13682.6209 | 2575.9519 | 13682.6209
3897 | 2491.784 | 13572.5119 | 2491.784 | 13572.5119
3898 | 2374.9011 | 13398.3661 | 2374.9011 | 13398.3661
3899 | 2239.4745 | 13066.2788 | 2239.4745 | 13066.2788
3900 | 2113.4902 | 12694.7107 | 2113.4902 | 12694.7107
3901 | 2020.6863 | 12403.6566 | 2020.6863 | 12403.6566
3902 | 1959.5305 | 12158.793 | 1959.5305 | 12158.793
3903 | 1931.3426 | 12007.8232 | 1931.3426 | 12007.8232
3904 | 1929.7724 | 11909.77 | 1929.7724 | 11909.77
3905 | 1960.6844 | 11956.6623 | 1960.6844 | 11956.6623
3906 | 2055.1385 | 12163.6618 | 2055.1385 | 12163.6618
3907 | 2184.3666 | 12132.9663 | 2184.3666 | 12132.9663
3908 | 2325.7427 | 12085.9079 | 2325.7427 | 12085.9079
3909 | 2412.5052 | 11970.9154 | 2412.5052 | 11970.9154
3910 | 2480.2772 | 11921.4215 | 2480.2772 | 11921.4215
3911 | 2627.3929 | 11874.8616 | 2627.3929 | 11874.8616
3912 | 2626.5872 | 11845.017 | 2626.5872 | 11845.017
3913 | 2546.2542 | 11904.9763 | 2546.2542 | 11904.9763
3914 | 2583.0994 | 11963.8538 | 2583.0994 | 11963.8538
3915 | 2716.5631 | 12093.0634 | 2716.5631 | 12093.0634
3916 | 2810.3078 | 12164.2713 | 2810.3078 | 12164.2713
3917 | 2827.8557 | 12280.0569 | 2827.8557 | 12280.0569
3918 | 2741.3406 | 12374.4593 | 2741.3406 | 12374.4593
3919 | 2622.1733 | 12430.5833 | 2622.1733 | 12430.5833
3920 | 2534.1937 | 12524.6658 | 2534.1937 | 12524.6658
3921 | 2447.4264 | 12568.2788 | 2447.4264 | 12568.2788
3922 | 2362.6016 | 12552.391 | 2362.6016 | 12552.391
3923 | 2247.0124 | 12469.283 | 2247.0124 | 12469.283
3924 | 2130.3633 | 12440.9434 | 2130.3633 | 12440.9434
3925 | 2042.9934 | 12514.538 | 2042.9934 | 12514.538
3926 | 1981.301 | 12571.0704 | 1981.301 | 12571.0704
3927 | 1947.1087 | 12641.8635 | 1947.1087 | 12641.8635
3928 | 1933.1728 | 12727.5207 | 1933.1728 | 12727.5207
3929 | 1970.5246 | 12937.7112 | 1970.5246 | 12937.7112
3930 | 2039.1177 | 13346.3133 | 2039.1177 | 13346.3133
3931 | 2144.5656 | 13582.2373 | 2144.5656 | 13582.2373
3932 | 2251.5762 | 13792.9782 | 2251.5762 | 13792.9782
3933 | 2307.3341 | 13861.6961 | 2307.3341 | 13861.6961
3934 | 2400.6448 | 13914.0116 | 2400.6448 | 13914.0116
3935 | 2527.1207 | 13953.1328 | 2527.1207 | 13953.1328
3936 | 2532.0997 | 14026.3575 | 2532.0997 | 14026.3575
3937 | 2477.8638 | 14126.8893 | 2477.8638 | 14126.8893
3938 | 2521.6201 | 14101.8497 | 2521.6201 | 14101.8497
3939 | 2659.9621 | 14024.9207 | 2659.9621 | 14024.9207
3940 | 2761.3467 | 13802.2928 | 2761.3467 | 13802.2928
3941 | 2723.9604 | 13570.3138 | 2723.9604 | 13570.3138
3942 | 2620.8041 | 13295.0273 | 2620.8041 | 13295.0273
3943 | 2527.07 | 12978.4385 | 2527.07 | 12978.4385
3944 | 2466.1083 | 12715.4323 | 2466.1083 | 12715.4323
3945 | 2427.1939 | 12418.5888 | 2427.1939 | 12418.5888
3946 | 2327.7989 | 12111.3853 | 2327.7989 | 12111.3853
3947 | 2226.2994 | 11814.0744 | 2226.2994 | 11814.0744
3948 | 2113.1961 | 11604.0404 | 2113.1961 | 11604.0404
3949 | 2020.5625 | 11451.0841 | 2020.5625 | 11451.0841
3950 | 1972.8366 | 11300.9738 | 1972.8366 | 11300.9738
3951 | 1943.5766 | 11277.7696 | 1943.5766 | 11277.7696
3952 | 1944.2569 | 11318.8222 | 1944.2569 | 11318.8222
3953 | 1961.1648 | 11456.9398 | 1961.1648 | 11456.9398
3954 | 2013.7881 | 11807.5811 | 2013.7881 | 11807.5811
3955 | 2132.6809 | 11990.3324 | 2132.6809 | 11990.3324
3956 | 2237.803 | 12127.4884 | 2237.803 | 12127.4884
3957 | 2319.5396 | 12051.5564 | 2319.5396 | 12051.5564
3958 | 2410.8896 | 11926.9656 | 2410.8896 | 11926.9656
3959 | 2567.238 | 11762.2161 | 2567.238 | 11762.2161
3960 | 2553.7212 | 11548.6611 | 2553.7212 | 11548.6611
3961 | 2493.2205 | 11378.7934 | 2493.2205 | 11378.7934
3962 | 2546.7968 | 11205.8278 | 2546.7968 | 11205.8278
3963 | 2699.0871 | 11179.0474 | 2699.0871 | 11179.0474
3964 | 2766.8627 | 11201.8708 | 2766.8627 | 11201.8708
3965 | 2800.3526 | 11331.2645 | 2800.3526 | 11331.2645
3966 | 2717.4257 | 11410.5467 | 2717.4257 | 11410.5467
3967 | 2614.0433 | 11444.2424 | 2614.0433 | 11444.2424
3968 | 2530.6516 | 11515.1406 | 2530.6516 | 11515.1406
3969 | 2460.4129 | 11564.0457 | 2460.4129 | 11564.0457
3970 | 2369.5019 | 11590.9985 | 2369.5019 | 11590.9985
3971 | 2247.0783 | 11534.6027 | 2247.0783 | 11534.6027
3972 | 2135.7686 | 11487.1109 | 2135.7686 | 11487.1109
3973 | 2040.3097 | 11508.7929 | 2040.3097 | 11508.7929
3974 | 1983.8359 | 11563.0572 | 1983.8359 | 11563.0572
3975 | 1952.1304 | 11761.8679 | 1952.1304 | 11761.8679
3976 | 1948.4822 | 12052.1518 | 1948.4822 | 12052.1518
3977 | 1975.9094 | 12506.2815 | 1975.9094 | 12506.2815
3978 | 2040.9885 | 13152.2707 | 2040.9885 | 13152.2707
3979 | 2161.7253 | 13547.2088 | 2161.7253 | 13547.2088
3980 | 2299.499 | 13912.6798 | 2299.499 | 13912.6798
3981 | 2384.6529 | 14055.2346 | 2384.6529 | 14055.2346
3982 | 2467.1607 | 14129.9784 | 2467.1607 | 14129.9784
3983 | 2617.9307 | 14140.1193 | 2617.9307 | 14140.1193
3984 | 2598.3823 | 14124.3868 | 2598.3823 | 14124.3868
3985 | 2516.3969 | 14135.4574 | 2516.3969 | 14135.4574
3986 | 2533.3167 | 14080.6815 | 2533.3167 | 14080.6815
3987 | 2687.4381 | 14101.7817 | 2687.4381 | 14101.7817
3988 | 2794.0069 | 14090.5846 | 2794.0069 | 14090.5846
3989 | 2827.5503 | 14119.933 | 2827.5503 | 14119.933
3990 | 2743.8444 | 14109.25 | 2743.8444 | 14109.25
3991 | 2629.4101 | 14078.1809 | 2629.4101 | 14078.1809
3992 | 2551.6738 | 14114.3026 | 2551.6738 | 14114.3026
3993 | 2494.932 | 14102.2229 | 2494.932 | 14102.2229
3994 | 2381.8371 | 14058.6147 | 2381.8371 | 14058.6147
3995 | 2260.1022 | 13937.4542 | 2260.1022 | 13937.4542
3996 | 2128.4446 | 13815.8734 | 2128.4446 | 13815.8734
3997 | 2048.6047 | 13722.8939 | 2048.6047 | 13722.8939
3998 | 1982.7844 | 13587.1477 | 1982.7844 | 13587.1477
3999 | 1960.3292 | 13502.4547 | 1960.3292 | 13502.4547
4000 | 1957.7298 | 13448.2501 | 1957.7298 | 13448.2501
4001 | 1986.7427 | 13486.5744 | 1986.7427 | 13486.5744
4002 | 2067.0358 | 13727.5942 | 2067.0358 | 13727.5942
4003 | 2208.2519 | 13823.1524 | 2208.2519 | 13823.1524
4004 | 2386.6988 | 13956.2764 | 2386.6988 | 13956.2764
4005 | 2484.3713 | 13945.6132 | 2484.3713 | 13945.6132
4006 | 2531.932 | 13923.3357 | 2531.932 | 13923.3357
4007 | 2675.8462 | 13867.1997 | 2675.8462 | 13867.1997
4008 | 2649.1282 | 13787.7104 | 2649.1282 | 13787.7104
4009 | 2555.9882 | 13720.912 | 2555.9882 | 13720.912
4010 | 2567.2673 | 13600.1112 | 2567.2673 | 13600.1112
4011 | 2720.7747 | 13605.0832 | 2720.7747 | 13605.0832
4012 | 2800.1646 | 13632.1906 | 2800.1646 | 13632.1906
4013 | 2812.1971 | 13727.3118 | 2812.1971 | 13727.3118
4014 | 2746.245 | 13774.3376 | 2746.245 | 13774.3376
4015 | 2604.8752 | 13793.9211 | 2604.8752 | 13793.9211
4016 | 2549.3605 | 13867.0874 | 2549.3605 | 13867.0874
4017 | 2517.7958 | 13887.2641 | 2517.7958 | 13887.2641
4018 | 2411.3977 | 13877.9284 | 2411.3977 | 13877.9284
4019 | 2267.7881 | 13808.1765 | 2267.7881 | 13808.1765
4020 | 2143.4072 | 13766.9847 | 2143.4072 | 13766.9847
4021 | 2049.6653 | 13791.1868 | 2049.6653 | 13791.1868
4022 | 1995.5963 | 13782.7023 | 1995.5963 | 13782.7023
4023 | 1972.5033 | 13819.7269 | 1972.5033 | 13819.7269
4024 | 1971.2322 | 13874.8917 | 1971.2322 | 13874.8917
4025 | 2004.5 | 13997.133 | 2004.5 | 13997.133
4026 | 2087.5324 | 14286.0336 | 2087.5324 | 14286.0336
4027 | 2216.5506 | 14417.1242 | 2216.5506 | 14417.1242
4028 | 2390.2146 | 14590.3166 | 2390.2146 | 14590.3166
4029 | 2468.022 | 14631.5662 | 2468.022 | 14631.5662
4030 | 2553.7818 | 14644.5691 | 2553.7818 | 14644.5691
4031 | 2706.6091 | 14596.7492 | 2706.6091 | 14596.7492
4032 | 2685.0972 | 14493.3196 | 2685.0972 | 14493.3196
4033 | 2562.0281 | 14385.9487 | 2562.0281 | 14385.9487
4034 | 2618.8771 | 14210.4632 | 2618.8771 | 14210.4632
4035 | 2763.3211 | 14130.258 | 2763.3211 | 14130.258
4036 | 2868.3935 | 14072.6923 | 2868.3935 | 14072.6923
4037 | 2860.4265 | 14102.5447 | 2860.4265 | 14102.5447
4038 | 2771.2818 | 14101.9419 | 2771.2818 | 14101.9419
4039 | 2664.6348 | 14085.993 | 2664.6348 | 14085.993
4040 | 2605.3899 | 14156.3871 | 2605.3899 | 14156.3871
4041 | 2547.7386 | 14125.6592 | 2547.7386 | 14125.6592
4042 | 2436.6143 | 13984.0218 | 2436.6143 | 13984.0218
4043 | 2279.9658 | 13730.5595 | 2279.9658 | 13730.5595
4044 | 2160.0119 | 13493.5612 | 2160.0119 | 13493.5612
4045 | 2059.3086 | 13292.9762 | 2059.3086 | 13292.9762
4046 | 1996.9226 | 13032.2365 | 1996.9226 | 13032.2365
4047 | 1960.53 | 12911.759 | 1960.53 | 12911.759
4048 | 1957.7158 | 12918.2872 | 1957.7158 | 12918.2872
4049 | 1995.6129 | 13019.8643 | 1995.6129 | 13019.8643
4050 | 2073.6615 | 13350.5973 | 2073.6615 | 13350.5973
4051 | 2201.8625 | 13575.4332 | 2201.8625 | 13575.4332
4052 | 2390.595 | 13812.1305 | 2390.595 | 13812.1305
4053 | 2470.0367 | 13759.8868 | 2470.0367 | 13759.8868
4054 | 2519.4273 | 13642.856 | 2519.4273 | 13642.856
4055 | 2664.0474 | 13566.5598 | 2664.0474 | 13566.5598
4056 | 2667.8507 | 13539.4872 | 2667.8507 | 13539.4872
4057 | 2547.1688 | 13574.7501 | 2547.1688 | 13574.7501
4058 | 2566.3386 | 13471.3375 | 2566.3386 | 13471.3375
4059 | 2694.6585 | 13338.9677 | 2694.6585 | 13338.9677
4060 | 2778.4709 | 13085.8474 | 2778.4709 | 13085.8474
4061 | 2775.7444 | 12778.5194 | 2775.7444 | 12778.5194
4062 | 2712.6254 | 12400.4156 | 2712.6254 | 12400.4156
4063 | 2594.5448 | 12019.5659 | 2594.5448 | 12019.5659
4064 | 2515.5404 | 11714.9792 | 2515.5404 | 11714.9792
4065 | 2461.1936 | 11384.1153 | 2461.1936 | 11384.1153
4066 | 2371.6609 | 11043.1433 | 2371.6609 | 11043.1433
4067 | 2248.824 | 10682.5796 | 2248.824 | 10682.5796
4068 | 2115.1583 | 10467.2536 | 2115.1583 | 10467.2536
4069 | 2024.9319 | 10443.0709 | 2024.9319 | 10443.0709
4070 | 1959.6411 | 10547.232 | 1959.6411 | 10547.232
4071 | 1931.2434 | 10907.3248 | 1931.2434 | 10907.3248
4072 | 1917.3577 | 11499.5086 | 1917.3577 | 11499.5086
4073 | 1940.8168 | 12291.5747 | 1940.8168 | 12291.5747
4074 | 2016.0723 | 13235.1798 | 2016.0723 | 13235.1798
4075 | 2121.7269 | 13888.9253 | 2121.7269 | 13888.9253
4076 | 2284.0544 | 14506.9036 | 2284.0544 | 14506.9036
4077 | 2355.6858 | 14796.3763 | 2355.6858 | 14796.3763
4078 | 2436.3541 | 15017.534 | 2436.3541 | 15017.534
4079 | 2552.3171 | 15199.0371 | 2552.3171 | 15199.0371
4080 | 2554.6331 | 15335.2626 | 2554.6331 | 15335.2626
4081 | 2472.6028 | 15473.3429 | 2472.6028 | 15473.3429
4082 | 2516.6229 | 15516.0922 | 2516.6229 | 15516.0922
4083 | 2653.4929 | 15621.1095 | 2653.4929 | 15621.1095
4084 | 2745.8264 | 15678.2053 | 2745.8264 | 15678.2053
4085 | 2758.0957 | 15730.99 | 2758.0957 | 15730.99
4086 | 2656.088 | 15699.3908 | 2656.088 | 15699.3908
4087 | 2551.4425 | 15606.0769 | 2551.4425 | 15606.0769
4088 | 2471.4087 | 15530.8131 | 2471.4087 | 15530.8131
4089 | 2423.5878 | 15361.4833 | 2423.5878 | 15361.4833
4090 | 2352.977 | 15120.8086 | 2352.977 | 15120.8086
4091 | 2235.2899 | 14832.3179 | 2235.2899 | 14832.3179
4092 | 2123.2339 | 14564.8272 | 2123.2339 | 14564.8272
4093 | 2030.3376 | 14358.6982 | 2030.3376 | 14358.6982
4094 | 1968.653 | 14106.7785 | 1968.653 | 14106.7785
4095 | 1947.205 | 13769.8302 | 1947.205 | 13769.8302
4096 | 1934.2727 | 13280.9199 | 1934.2727 | 13280.9199
4097 | 1966.2179 | 12833.6338 | 1966.2179 | 12833.6338
4098 | 2018.7344 | 12658.8483 | 2018.7344 | 12658.8483
4099 | 2107.2318 | 12325.2448 | 2107.2318 | 12325.2448
4100 | 2199.0212 | 12006.0228 | 2199.0212 | 12006.0228
4101 | 2253.4664 | 11621.1348 | 2253.4664 | 11621.1348
4102 | 2335.7293 | 11300.4854 | 2335.7293 | 11300.4854
4103 | 2454.7986 | 11061.899 | 2454.7986 | 11061.899
4104 | 2485.7983 | 10838.7678 | 2485.7983 | 10838.7678
4105 | 2442.3993 | 10641.9357 | 2442.3993 | 10641.9357
4106 | 2482.5082 | 10430.9177 | 2482.5082 | 10430.9177
4107 | 2608.9643 | 10352.9806 | 2608.9643 | 10352.9806
4108 | 2690.1999 | 10285.5868 | 2690.1999 | 10285.5868
4109 | 2660.1513 | 10317.7072 | 2660.1513 | 10317.7072
4110 | 2610.9798 | 10328.4445 | 2610.9798 | 10328.4445
4111 | 2524.4735 | 10268.647 | 2524.4735 | 10268.647
4112 | 2485.1936 | 10195.6513 | 2485.1936 | 10195.6513
4113 | 2408.0418 | 10082.0143 | 2408.0418 | 10082.0143
4114 | 2340.1877 | 9953.481 | 2340.1877 | 9953.481
4115 | 2232.2807 | 9753.1914 | 2232.2807 | 9753.1914
4116 | 2134.0921 | 9583.478 | 2134.0921 | 9583.478
4117 | 2045.1656 | 9481.1744 | 2045.1656 | 9481.1744
4118 | 1996.9467 | 9376.4246 | 1996.9467 | 9376.4246
4119 | 1965.2484 | 9319.704 | 1965.2484 | 9319.704
4120 | 1946.3289 | 9275.3275 | 1946.3289 | 9275.3275
4121 | 1955.9668 | 9296.0115 | 1955.9668 | 9296.0115
4122 | 2002.4871 | 9468.2345 | 2002.4871 | 9468.2345
4123 | 2078.3313 | 9458.2033 | 2078.3313 | 9458.2033
4124 | 2175.6552 | 9489.5179 | 2175.6552 | 9489.5179
4125 | 2241.7746 | 9432.9901 | 2241.7746 | 9432.9901
4126 | 2329.2619 | 9448.7652 | 2329.2619 | 9448.7652
4127 | 2451.9696 | 9509.5587 | 2451.9696 | 9509.5587
4128 | 2467.3484 | 9576.7353 | 2467.3484 | 9576.7353
4129 | 2419.0193 | 9656.8548 | 2419.0193 | 9656.8548
4130 | 2445.8254 | 9715.7323 | 2445.8254 | 9715.7323
4131 | 2571.7955 | 9893.3266 | 2571.7955 | 9893.3266
4132 | 2659.6953 | 10029.5514 | 2659.6953 | 10029.5514
4133 | 2685.2499 | 10187.4215 | 2685.2499 | 10187.4215
4134 | 2607.0287 | 10320.8844 | 2607.0287 | 10320.8844
4135 | 2529.9054 | 10439.0013 | 2529.9054 | 10439.0013
4136 | 2475.0593 | 10670.1735 | 2475.0593 | 10670.1735
4137 | 2428.3449 | 10869.0206 | 2428.3449 | 10869.0206
4138 | 2361.8403 | 11027.7711 | 2361.8403 | 11027.7711
4139 | 2254.726 | 11187.0902 | 2254.726 | 11187.0902
4140 | 2152.9678 | 11458.8865 | 2152.9678 | 11458.8865
4141 | 2067.9272 | 11746.936 | 2067.9272 | 11746.936
4142 | 2008.3782 | 11920.6499 | 2008.3782 | 11920.6499
4143 | 1988.223 | 12067.0439 | 1988.223 | 12067.0439
4144 | 1964.9324 | 12157.4892 | 1964.9324 | 12157.4892
4145 | 1972.807 | 12264.6104 | 1972.807 | 12264.6104
4146 | 2013.0835 | 12509.1583 | 2013.0835 | 12509.1583
4147 | 2086.8996 | 12566.664 | 2086.8996 | 12566.664
4148 | 2197.1296 | 12658.4594 | 2197.1296 | 12658.4594
4149 | 2276.2034 | 12576.4793 | 2276.2034 | 12576.4793
4150 | 2361.8404 | 12439.7923 | 2361.8404 | 12439.7923
4151 | 2520.9623 | 12273.5308 | 2520.9623 | 12273.5308
4152 | 2500.2493 | 12128.2687 | 2500.2493 | 12128.2687
4153 | 2432.4913 | 12029.9699 | 2432.4913 | 12029.9699
4154 | 2474.4256 | 11861.5404 | 2474.4256 | 11861.5404
4155 | 2622.5219 | 11911.621 | 2622.5219 | 11911.621
4156 | 2709.5394 | 12038.0177 | 2709.5394 | 12038.0177
4157 | 2729.9681 | 12203.1959 | 2729.9681 | 12203.1959
4158 | 2659.4767 | 12295.8343 | 2659.4767 | 12295.8343
4159 | 2557.207 | 12247.3769 | 2557.207 | 12247.3769
4160 | 2478.8089 | 12137.0847 | 2478.8089 | 12137.0847
4161 | 2428.6039 | 11919.6223 | 2428.6039 | 11919.6223
4162 | 2367.6186 | 11689.5318 | 2367.6186 | 11689.5318
4163 | 2280.8618 | 11435.8174 | 2280.8618 | 11435.8174
4164 | 2170.5776 | 11201.5912 | 2170.5776 | 11201.5912
4165 | 2091.1863 | 11005.5423 | 2091.1863 | 11005.5423
4166 | 2030.1675 | 10789.9111 | 2030.1675 | 10789.9111
4167 | 1989.9562 | 10611.4729 | 1989.9562 | 10611.4729
4168 | 1970.4953 | 10428.7466 | 1970.4953 | 10428.7466
4169 | 1985.2114 | 10270.7603 | 1985.2114 | 10270.7603
4170 | 2055.8581 | 10270.109 | 2055.8581 | 10270.109
4171 | 2146.5037 | 10154.9924 | 2146.5037 | 10154.9924
4172 | 2262.2391 | 10125.8262 | 2262.2391 | 10125.8262
4173 | 2350.4674 | 10062.9984 | 2350.4674 | 10062.9984
4174 | 2429.6658 | 10084.0655 | 2429.6658 | 10084.0655
4175 | 2561.8523 | 10148.639 | 2561.8523 | 10148.639
4176 | 2600.4578 | 10256.1362 | 2600.4578 | 10256.1362
4177 | 2517.0095 | 10401.7766 | 2517.0095 | 10401.7766
4178 | 2528.9643 | 10456.622 | 2528.9643 | 10456.622
4179 | 2663.3414 | 10568.1914 | 2663.3414 | 10568.1914
4180 | 2755.5092 | 10667.3718 | 2755.5092 | 10667.3718
4181 | 2751.4319 | 10839.858 | 2751.4319 | 10839.858
4182 | 2712.3771 | 10958.4528 | 2712.3771 | 10958.4528
4183 | 2598.9975 | 11093.9578 | 2598.9975 | 11093.9578
4184 | 2498.4977 | 11395.439 | 2498.4977 | 11395.439
4185 | 2435.2756 | 11739.44 | 2435.2756 | 11739.44
4186 | 2392.5252 | 12045.1084 | 2392.5252 | 12045.1084
4187 | 2294.5171 | 12234.9199 | 2294.5171 | 12234.9199
4188 | 2202.8105 | 12411.963 | 2202.8105 | 12411.963
4189 | 2111.0044 | 12602.9912 | 2111.0044 | 12602.9912
4190 | 2036.2646 | 12680.6919 | 2036.2646 | 12680.6919
4191 | 1991.4365 | 12690.2481 | 1991.4365 | 12690.2481
4192 | 1968.1264 | 12624.1993 | 1968.1264 | 12624.1993
4193 | 1987.4658 | 12567.0143 | 1987.4658 | 12567.0143
4194 | 2057.8441 | 12692.1127 | 2057.8441 | 12692.1127
4195 | 2131.5483 | 12712.3219 | 2131.5483 | 12712.3219
4196 | 2240.8731 | 12830.5776 | 2240.8731 | 12830.5776
4197 | 2335.2804 | 12802.2742 | 2335.2804 | 12802.2742
4198 | 2409.9627 | 12727.3281 | 2409.9627 | 12727.3281
4199 | 2518.4078 | 12624.5714 | 2518.4078 | 12624.5714
4200 | 2552.6892 | 12552.1382 | 2552.6892 | 12552.1382
4201 | 2484.9323 | 12540.5286 | 2484.9323 | 12540.5286
4202 | 2500.9736 | 12482.7285 | 2500.9736 | 12482.7285
4203 | 2632.587 | 12450.4041 | 2632.587 | 12450.4041
4204 | 2722.193 | 12260.7886 | 2722.193 | 12260.7886
4205 | 2714.4861 | 12019.9895 | 2714.4861 | 12019.9895
4206 | 2650.7294 | 11715.9747 | 2650.7294 | 11715.9747
4207 | 2559.5066 | 11382.2496 | 2559.5066 | 11382.2496
4208 | 2467.1382 | 11102.6112 | 2467.1382 | 11102.6112
4209 | 2407.3978 | 10761.9192 | 2407.3978 | 10761.9192
4210 | 2327.4338 | 10384.4067 | 2327.4338 | 10384.4067
4211 | 2269.8998 | 9983.7744 | 2269.8998 | 9983.7744
4212 | 2200.0539 | 9697.3835 | 2200.0539 | 9697.3835
4213 | 2140.1458 | 9536.1111 | 2140.1458 | 9536.1111
4214 | 2077.3772 | 9404.901 | 2077.3772 | 9404.901
4215 | 2017.4081 | 9331.2961 | 2017.4081 | 9331.2961
4216 | 1986.7388 | 9276.8395 | 1986.7388 | 9276.8395
4217 | 1987.5025 | 9327.2599 | 1987.5025 | 9327.2599
4218 | 2038.6717 | 9494.1909 | 2038.6717 | 9494.1909
4219 | 2107.1699 | 9420.1508 | 2107.1699 | 9420.1508
4220 | 2172.8263 | 9323.9517 | 2172.8263 | 9323.9517
4221 | 2214.0354 | 9137.6423 | 2214.0354 | 9137.6423
4222 | 2282.2744 | 9030.1877 | 2282.2744 | 9030.1877
4223 | 2374.3213 | 8992.9519 | 2374.3213 | 8992.9519
4224 | 2385.8693 | 8991.5836 | 2385.8693 | 8991.5836
4225 | 2348.8532 | 9011.2224 | 2348.8532 | 9011.2224
4226 | 2386.5284 | 8996.7669 | 2386.5284 | 8996.7669
4227 | 2487.0139 | 9134.5447 | 2487.0139 | 9134.5447
4228 | 2564.4474 | 9318.3981 | 2564.4474 | 9318.3981
4229 | 2551.46 | 9550.8612 | 2551.46 | 9550.8612
4230 | 2483.0553 | 9701.4603 | 2483.0553 | 9701.4603
4231 | 2424.9971 | 9790.3448 | 2424.9971 | 9790.3448
4232 | 2359.952 | 9891.9873 | 2359.952 | 9891.9873
4233 | 2318.4699 | 9923.5042 | 2318.4699 | 9923.5042
4234 | 2258.8955 | 10053.0223 | 2258.8955 | 10053.0223
4235 | 2216.4352 | 10251.6539 | 2216.4352 | 10251.6539
4236 | 2165.0984 | 10406.0168 | 2165.0984 | 10406.0168
4237 | 2111.7242 | 10452.8991 | 2111.7242 | 10452.8991
4238 | 2053.4306 | 10379.6498 | 2053.4306 | 10379.6498
4239 | 1998.7431 | 10373.5818 | 1998.7431 | 10373.5818
4240 | 1976.1671 | 10364.2338 | 1976.1671 | 10364.2338
4241 | 1980.5854 | 10283.8645 | 1980.5854 | 10283.8645
4242 | 2021.6653 | 10153.1795 | 2021.6653 | 10153.1795
4243 | 2075.957 | 9782.7835 | 2075.957 | 9782.7835
4244 | 2145.7255 | 9588.5552 | 2145.7255 | 9588.5552
4245 | 2207.2732 | 9411.5699 | 2207.2732 | 9411.5699
4246 | 2301.1026 | 9281.939 | 2301.1026 | 9281.939
4247 | 2436.162 | 9117.4415 | 2436.162 | 9117.4415
4248 | 2492.5916 | 8944.963 | 2492.5916 | 8944.963
4249 | 2469.5612 | 8808.1077 | 2469.5612 | 8808.1077
4250 | 2515.3634 | 8601.6258 | 2515.3634 | 8601.6258
4251 | 2634.696 | 8523.6887 | 2634.696 | 8523.6887
4252 | 2727.6336 | 8494.0953 | 2727.6336 | 8494.0953
4253 | 2751.4845 | 8534.5319 | 2751.4845 | 8534.5319
4254 | 2649.142 | 8540.4811 | 2649.142 | 8540.4811
4255 | 2536.7663 | 8496.5598 | 2536.7663 | 8496.5598
4256 | 2445.1314 | 8454.5605 | 2445.1314 | 8454.5605
4257 | 2371.7789 | 8346.2156 | 2371.7789 | 8346.2156
4258 | 2321.9962 | 8205.0822 | 2321.9962 | 8205.0822
4259 | 2270.9127 | 7997.7364 | 2270.9127 | 7997.7364
4260 | 2217.342 | 7834.0711 | 2217.342 | 7834.0711
4261 | 2160.8702 | 7751.6757 | 2160.8702 | 7751.6757
4262 | 2096.7664 | 7674.1424 | 2096.7664 | 7674.1424
4263 | 2027.2838 | 7684.2026 | 2027.2838 | 7684.2026
4264 | 1989.1649 | 7741.6354 | 1989.1649 | 7741.6354
4265 | 1987.8469 | 7865.8928 | 1987.8469 | 7865.8928
4266 | 2023.6462 | 8139.1691 | 2023.6462 | 8139.1691
4267 | 2088.2297 | 8224.1431 | 2088.2297 | 8224.1431
4268 | 2150.6786 | 8307.3704 | 2150.6786 | 8307.3704
4269 | 2215.0234 | 8225.8944 | 2215.0234 | 8225.8944
4270 | 2308.2473 | 8151.2002 | 2308.2473 | 8151.2002
4271 | 2454.8209 | 8080.952 | 2454.8209 | 8080.952
4272 | 2500.6577 | 7987.8545 | 2500.6577 | 7987.8545
4273 | 2480.9674 | 7900.1399 | 2480.9674 | 7900.1399
4274 | 2505.3287 | 7788.4111 | 2505.3287 | 7788.4111
4275 | 2637.4263 | 7793.1311 | 2637.4263 | 7793.1311
4276 | 2725.4917 | 7777.1459 | 2725.4917 | 7777.1459
4277 | 2719.3183 | 7800.4463 | 2719.3183 | 7800.4463
4278 | 2648.7011 | 7768.343 | 2648.7011 | 7768.343
4279 | 2542.7423 | 7705.2695 | 2542.7423 | 7705.2695
4280 | 2460.2321 | 7644.1179 | 2460.2321 | 7644.1179
4281 | 2374.3958 | 7508.5566 | 2374.3958 | 7508.5566
4282 | 2313.7551 | 7339.7028 | 2313.7551 | 7339.7028
4283 | 2252.6656 | 7114.9689 | 2252.6656 | 7114.9689
4284 | 2208.7522 | 6950.5475 | 2208.7522 | 6950.5475
4285 | 2139.9519 | 6876.2163 | 2139.9519 | 6876.2163
4286 | 2071.6474 | 6820.1032 | 2071.6474 | 6820.1032
4287 | 2027.2415 | 6865.1919 | 2027.2415 | 6865.1919
4288 | 1993.6614 | 6973.5294 | 1993.6614 | 6973.5294
4289 | 1989.3973 | 7171.6237 | 1989.3973 | 7171.6237
4290 | 2020.2761 | 7540.4093 | 2020.2761 | 7540.4093
4291 | 2086.4722 | 7736.5168 | 2086.4722 | 7736.5168
4292 | 2145.025 | 7918.7814 | 2145.025 | 7918.7814
4293 | 2186.7459 | 7929.0345 | 2186.7459 | 7929.0345
4294 | 2278.1109 | 7941.5334 | 2278.1109 | 7941.5334
4295 | 2406.7094 | 7940.3341 | 2406.7094 | 7940.3341
4296 | 2473.3882 | 7946.526 | 2473.3882 | 7946.526
4297 | 2454.3533 | 8003.7132 | 2454.3533 | 8003.7132
4298 | 2501.3418 | 8000.5979 | 2501.3418 | 8000.5979
4299 | 2629.885 | 8036.5663 | 2629.885 | 8036.5663
4300 | 2701.0177 | 8029.6533 | 2701.0177 | 8029.6533
4301 | 2744.9696 | 8186.7673 | 2744.9696 | 8186.7673
4302 | 2661.3736 | 8388.2711 | 2661.3736 | 8388.2711
4303 | 2550.3558 | 8481.9436 | 2550.3558 | 8481.9436
4304 | 2472.4555 | 8531.4215 | 2472.4555 | 8531.4215
4305 | 2412.3887 | 8520.3498 | 2412.3887 | 8520.3498
4306 | 2355.0492 | 8537.7265 | 2355.0492 | 8537.7265
4307 | 2294.0347 | 8536.0155 | 2294.0347 | 8536.0155
4308 | 2234.0012 | 8536.6563 | 2234.0012 | 8536.6563
4309 | 2166.2125 | 8590.5947 | 2166.2125 | 8590.5947
4310 | 2108.4846 | 8561.446 | 2108.4846 | 8561.446
4311 | 2063.2897 | 8604.7706 | 2063.2897 | 8604.7706
4312 | 2039.4701 | 8708.3201 | 2039.4701 | 8708.3201
4313 | 2044.0878 | 8787.2169 | 2044.0878 | 8787.2169
4314 | 2073.2272 | 9041.8449 | 2073.2272 | 9041.8449
4315 | 2139.3675 | 9216.0281 | 2139.3675 | 9216.0281
4316 | 2216.3149 | 9317.3997 | 2216.3149 | 9317.3997
4317 | 2264.9835 | 9193.839 | 2264.9835 | 9193.839
4318 | 2367.8975 | 9106.0407 | 2367.8975 | 9106.0407
4319 | 2492.1686 | 8981.8638 | 2492.1686 | 8981.8638
4320 | 2551.1259 | 8847.6898 | 2551.1259 | 8847.6898
4321 | 2532.2243 | 8735.5308 | 2532.2243 | 8735.5308
4322 | 2544.4711 | 8568.1093 | 2544.4711 | 8568.1093
4323 | 2657.7876 | 8498.7403 | 2657.7876 | 8498.7403
4324 | 2770.0322 | 8412.6983 | 2770.0322 | 8412.6983
4325 | 2786.5289 | 8406.5142 | 2786.5289 | 8406.5142
4326 | 2713.8901 | 8405.1554 | 2713.8901 | 8405.1554
4327 | 2606.7091 | 8369.2982 | 2606.7091 | 8369.2982
4328 | 2500.0371 | 8351.7432 | 2500.0371 | 8351.7432
4329 | 2411.5817 | 8265.0705 | 2411.5817 | 8265.0705
4330 | 2371.9938 | 8173.0777 | 2371.9938 | 8173.0777
4331 | 2297.6791 | 8077.3695 | 2297.6791 | 8077.3695
4332 | 2240.3332 | 8083.0504 | 2240.3332 | 8083.0504
4333 | 2178.9673 | 8244.8462 | 2178.9673 | 8244.8462
4334 | 2119.7275 | 8429.6482 | 2119.7275 | 8429.6482
4335 | 2080.5578 | 8735.8123 | 2080.5578 | 8735.8123
4336 | 2043.156 | 9247.1031 | 2043.156 | 9247.1031
4337 | 2054.6991 | 9905.3555 | 2054.6991 | 9905.3555
4338 | 2097.9355 | 10688.4345 | 2097.9355 | 10688.4345
4339 | 2166.7963 | 11204.5861 | 2166.7963 | 11204.5861
4340 | 2255.7782 | 11654.9822 | 2255.7782 | 11654.9822
4341 | 2316.8492 | 11918.4987 | 2316.8492 | 11918.4987
4342 | 2394.109 | 12165.8647 | 2394.109 | 12165.8647
4343 | 2522.8746 | 12361.228 | 2522.8746 | 12361.228
4344 | 2571.8384 | 12506.0216 | 2571.8384 | 12506.0216
4345 | 2543.3625 | 12687.9505 | 2543.3625 | 12687.9505
4346 | 2582.6171 | 12823.941 | 2582.6171 | 12823.941
4347 | 2680.1362 | 13032.5317 | 2680.1362 | 13032.5317
4348 | 2788.0328 | 13156.9123 | 2788.0328 | 13156.9123
4349 | 2818.0737 | 13241.4495 | 2818.0737 | 13241.4495
4350 | 2747.0059 | 13239.8386 | 2747.0059 | 13239.8386
4351 | 2620.6974 | 13217.0856 | 2620.6974 | 13217.0856
4352 | 2516.4057 | 13256.9874 | 2516.4057 | 13256.9874
4353 | 2418.6938 | 13192.995 | 2418.6938 | 13192.995
4354 | 2359.3471 | 13044.8055 | 2359.3471 | 13044.8055
4355 | 2296.1366 | 12854.848 | 2296.1366 | 12854.848
4356 | 2159.0985 | 12667.7463 | 2159.0985 | 12667.7463
4357 | 2114.5706 | 12432.889 | 2114.5706 | 12432.889
4358 | 2068.3683 | 12106.3764 | 2068.3683 | 12106.3764
4359 | 2023.972 | 11926.1741 | 2023.972 | 11926.1741
4360 | 1988.6521 | 11811.2367 | 1988.6521 | 11811.2367
4361 | 1992.6224 | 11739.4355 | 1992.6224 | 11739.4355
4362 | 2038.7831 | 11837.8215 | 2038.7831 | 11837.8215
4363 | 2094.9302 | 11787.9738 | 2094.9302 | 11787.9738
4364 | 2175.2768 | 11784.2599 | 2175.2768 | 11784.2599
4365 | 2232.5356 | 11657.6753 | 2232.5356 | 11657.6753
4366 | 2321.6623 | 11539.1325 | 2321.6623 | 11539.1325
4367 | 2455.9835 | 11425.2877 | 2455.9835 | 11425.2877
4368 | 2496.0695 | 11308.754 | 2496.0695 | 11308.754
4369 | 2455.9195 | 11200.375 | 2455.9195 | 11200.375
4370 | 2503.1713 | 11007.2492 | 2503.1713 | 11007.2492
4371 | 2599.7898 | 10838.087 | 2599.7898 | 10838.087
4372 | 2681.4223 | 10614.1991 | 2681.4223 | 10614.1991
4373 | 2706.1293 | 10468.9092 | 2706.1293 | 10468.9092
4374 | 2612.6291 | 10308.2843 | 2612.6291 | 10308.2843
4375 | 2489.7638 | 10110.641 | 2489.7638 | 10110.641
4376 | 2406.9601 | 9945.412 | 2406.9601 | 9945.412
4377 | 2316.2849 | 9761.9701 | 2316.2849 | 9761.9701
4378 | 2242.393 | 9591.6043 | 2242.393 | 9591.6043
4379 | 2187.2221 | 9362.3343 | 2187.2221 | 9362.3343
4380 | 2156.8673 | 11036.7623 | 2156.8673 | 11036.7623
4381 | 2154.9441 | 10949.2915 | 2154.9441 | 10949.2915
4382 | 2111.4121 | 10856.5571 | 2111.4121 | 10856.5571
4383 | 2036.7699 | 10851.8646 | 2036.7699 | 10851.8646
4384 | 1998.646 | 10943.5888 | 1998.646 | 10943.5888
4385 | 1992.7697 | 11086.5357 | 1992.7697 | 11086.5357
4386 | 2008.1044 | 11404.7618 | 2008.1044 | 11404.7618
4387 | 2028.4692 | 11559.4389 | 2028.4692 | 11559.4389
4388 | 2043.4359 | 11674.2273 | 2043.4359 | 11674.2273
4389 | 2042.5455 | 11690.599 | 2042.5455 | 11690.599
4390 | 2067.0985 | 11676.2868 | 2067.0985 | 11676.2868
4391 | 2170.9204 | 11632.2795 | 2170.9204 | 11632.2795
4392 | 2223.0156 | 11599.7927 | 2223.0156 | 11599.7927
4393 | 2213.6089 | 11569.0979 | 2213.6089 | 11569.0979
4394 | 2271.9258 | 11536.6273 | 2271.9258 | 11536.6273
4395 | 2416.9186 | 11586.9098 | 2416.9186 | 11586.9098
4396 | 2505.4151 | 11582.2422 | 2505.4151 | 11582.2422
4397 | 2527.3613 | 11581.3975 | 2527.3613 | 11581.3975
4398 | 2475.1987 | 11553.1473 | 2475.1987 | 11553.1473
4399 | 2417.1236 | 11504.277 | 2417.1236 | 11504.277
4400 | 2370.5258 | 11479.1248 | 2370.5258 | 11479.1248
4401 | 2299.7105 | 11376.4436 | 2299.7105 | 11376.4436
4402 | 2245.8007 | 11185.0699 | 2245.8007 | 11185.0699
4403 | 2217.4607 | 10944.5011 | 2217.4607 | 10944.5011
4404 | 2177.7714 | 10724.1598 | 2177.7714 | 10724.1598
4405 | 2133.606 | 10585.3052 | 2133.606 | 10585.3052
4406 | 2088.4149 | 10494.2908 | 2088.4149 | 10494.2908
4407 | 2031.5574 | 10473.6886 | 2031.5574 | 10473.6886
4408 | 1990.9587 | 10494.2495 | 1990.9587 | 10494.2495
4409 | 1992.7865 | 10578.2877 | 1992.7865 | 10578.2877
4410 | 2014.6709 | 10784.5016 | 2014.6709 | 10784.5016
4411 | 2060.879 | 10767.3978 | 2060.879 | 10767.3978
4412 | 2117.5114 | 10707.3953 | 2117.5114 | 10707.3953
4413 | 2161.6871 | 10583.3753 | 2161.6871 | 10583.3753
4414 | 2222.9382 | 10491.45 | 2222.9382 | 10491.45
4415 | 2349.6985 | 10392.619 | 2349.6985 | 10392.619
4416 | 2407.9091 | 10305.7385 | 2407.9091 | 10305.7385
4417 | 2411.9691 | 10199.5805 | 2411.9691 | 10199.5805
4418 | 2473.0973 | 10072.5122 | 2473.0973 | 10072.5122
4419 | 2585.0326 | 10048.6214 | 2585.0326 | 10048.6214
4420 | 2687.8433 | 10012.1345 | 2687.8433 | 10012.1345
4421 | 2712.2092 | 9993.8753 | 2712.2092 | 9993.8753
4422 | 2644.9084 | 9969.495 | 2644.9084 | 9969.495
4423 | 2536.6331 | 9974.1585 | 2536.6331 | 9974.1585
4424 | 2470.0518 | 10044.894 | 2470.0518 | 10044.894
4425 | 2410.4212 | 10086.0443 | 2410.4212 | 10086.0443
4426 | 2341.5507 | 10060.2167 | 2341.5507 | 10060.2167
4427 | 2280.3425 | 9972.0793 | 2280.3425 | 9972.0793
4428 | 2230.7072 | 9877.2949 | 2230.7072 | 9877.2949
4429 | 2168.7002 | 9801.2189 | 2168.7002 | 9801.2189
4430 | 2112.1379 | 9727.189 | 2112.1379 | 9727.189
4431 | 2052.9642 | 9642.9484 | 2052.9642 | 9642.9484
4432 | 2015.0734 | 9542.6822 | 2015.0734 | 9542.6822
4433 | 2005.952 | 9546.0973 | 2005.952 | 9546.0973
4434 | 2032.9025 | 9735.7565 | 2032.9025 | 9735.7565
4435 | 2079.0302 | 9733.2724 | 2079.0302 | 9733.2724
4436 | 2132.2151 | 9696.0594 | 2132.2151 | 9696.0594
4437 | 2176.6974 | 9603.2136 | 2176.6974 | 9603.2136
4438 | 2252.487 | 9514.0833 | 2252.487 | 9514.0833
4439 | 2374.0904 | 9416.9722 | 2374.0904 | 9416.9722
4440 | 2429.6919 | 9348.1513 | 2429.6919 | 9348.1513
4441 | 2407.7607 | 9283.9173 | 2407.7607 | 9283.9173
4442 | 2476.9372 | 9199.418 | 2476.9372 | 9199.418
4443 | 2595.9997 | 9167.5723 | 2595.9997 | 9167.5723
4444 | 2703.7928 | 9103.7811 | 2703.7928 | 9103.7811
4445 | 2718.5237 | 9099.2816 | 2718.5237 | 9099.2816
4446 | 2671.7535 | 9079.4162 | 2671.7535 | 9079.4162
4447 | 2580.2523 | 9008.4014 | 2580.2523 | 9008.4014
4448 | 2501.7889 | 8942.1852 | 2501.7889 | 8942.1852
4449 | 2422.0218 | 8873.4732 | 2422.0218 | 8873.4732
4450 | 2335.359 | 8788.5219 | 2335.359 | 8788.5219
4451 | 2296.6536 | 8669.2103 | 2296.6536 | 8669.2103
4452 | 2221.8291 | 8570.341 | 2221.8291 | 8570.341
4453 | 2157.4643 | 8522.6443 | 2157.4643 | 8522.6443
4454 | 2088.1718 | 8499.7832 | 2088.1718 | 8499.7832
4455 | 2037.5847 | 8523.9 | 2037.5847 | 8523.9
4456 | 2000.8739 | 8595.1997 | 2000.8739 | 8595.1997
4457 | 2005.5434 | 8748.0363 | 2005.5434 | 8748.0363
4458 | 2021.4731 | 9069.0574 | 2021.4731 | 9069.0574
4459 | 2063.9844 | 9214.7047 | 2063.9844 | 9214.7047
4460 | 2107.2232 | 9339.5979 | 2107.2232 | 9339.5979
4461 | 2148.6936 | 9422.4029 | 2148.6936 | 9422.4029
4462 | 2225.186 | 9546.7625 | 2225.186 | 9546.7625
4463 | 2358.2846 | 9693.0256 | 2358.2846 | 9693.0256
4464 | 2405.2434 | 9863.279 | 2405.2434 | 9863.279
4465 | 2387.053 | 10025.2196 | 2387.053 | 10025.2196
4466 | 2414.1775 | 10155.9302 | 2414.1775 | 10155.9302
4467 | 2539.2782 | 10317.795 | 2539.2782 | 10317.795
4468 | 2649.8966 | 10410.735 | 2649.8966 | 10410.735
4469 | 2700.4694 | 10598.8709 | 2700.4694 | 10598.8709
4470 | 2646.0838 | 10790.9905 | 2646.0838 | 10790.9905
4471 | 2552.906 | 10903.5813 | 2552.906 | 10903.5813
4472 | 2499.0255 | 11094.284 | 2499.0255 | 11094.284
4473 | 2458.1523 | 11269.8062 | 2458.1523 | 11269.8062
4474 | 2389.7665 | 11385.6601 | 2389.7665 | 11385.6601
4475 | 2310.7737 | 11482.8483 | 2310.7737 | 11482.8483
4476 | 2223.0419 | 11577.9045 | 2223.0419 | 11577.9045
4477 | 2131.5067 | 11666.7295 | 2131.5067 | 11666.7295
4478 | 2071.533 | 11731.8013 | 2071.533 | 11731.8013
4479 | 2022.7819 | 11808.1618 | 2022.7819 | 11808.1618
4480 | 1982.8987 | 11871.9367 | 1982.8987 | 11871.9367
4481 | 1989.6687 | 11980.0544 | 1989.6687 | 11980.0544
4482 | 2006.8724 | 12190.5681 | 2006.8724 | 12190.5681
4483 | 2066.5037 | 12165.7245 | 2066.5037 | 12165.7245
4484 | 2128.2654 | 12075.6228 | 2128.2654 | 12075.6228
4485 | 2183.0536 | 11898.284 | 2183.0536 | 11898.284
4486 | 2262.3928 | 11703.5912 | 2262.3928 | 11703.5912
4487 | 2392.8528 | 11496.1877 | 2392.8528 | 11496.1877
4488 | 2425.7932 | 11305.8947 | 2425.7932 | 11305.8947
4489 | 2412.2985 | 11106.2139 | 2412.2985 | 11106.2139
4490 | 2432.1784 | 10893.1476 | 2432.1784 | 10893.1476
4491 | 2558.0963 | 10815.0781 | 2558.0963 | 10815.0781
4492 | 2665.9265 | 10734.9473 | 2665.9265 | 10734.9473
4493 | 2698.8554 | 10617.7905 | 2698.8554 | 10617.7905
4494 | 2650.7239 | 10497.9525 | 2650.7239 | 10497.9525
4495 | 2564.6161 | 10408.8781 | 2564.6161 | 10408.8781
4496 | 2522.3771 | 10405.0104 | 2522.3771 | 10405.0104
4497 | 2485.7384 | 10416.0615 | 2485.7384 | 10416.0615
4498 | 2400.2057 | 10364.4344 | 2400.2057 | 10364.4344
4499 | 2312.4217 | 10267.9122 | 2312.4217 | 10267.9122
4500 | 2220.8525 | 10236.5514 | 2220.8525 | 10236.5514
4501 | 2135.7188 | 10300.652 | 2135.7188 | 10300.652
4502 | 2069.4529 | 10370.2387 | 2069.4529 | 10370.2387
4503 | 2026.042 | 10431.9796 | 2026.042 | 10431.9796
4504 | 1995.1095 | 10531.2286 | 1995.1095 | 10531.2286
4505 | 1995.3619 | 10769.6332 | 1995.3619 | 10769.6332
4506 | 2032.8017 | 11232.9809 | 2032.8017 | 11232.9809
4507 | 2111.5874 | 11520.9548 | 2111.5874 | 11520.9548
4508 | 2219.1378 | 11756.1404 | 2219.1378 | 11756.1404
4509 | 2256.0525 | 11917.4186 | 2256.0525 | 11917.4186
4510 | 2337.1489 | 12051.6679 | 2337.1489 | 12051.6679
4511 | 2502.0779 | 12118.5979 | 2502.0779 | 12118.5979
4512 | 2502.2264 | 12149.7496 | 2502.2264 | 12149.7496
4513 | 2446.0263 | 12116.6899 | 2446.0263 | 12116.6899
4514 | 2501.9501 | 11986.1816 | 2501.9501 | 11986.1816
4515 | 2629.1386 | 11911.767 | 2629.1386 | 11911.767
4516 | 2745.197 | 11814.8666 | 2745.197 | 11814.8666
4517 | 2757.4068 | 11771.668 | 2757.4068 | 11771.668
4518 | 2689.9927 | 11640.8653 | 2689.9927 | 11640.8653
4519 | 2597.6613 | 11328.8412 | 2597.6613 | 11328.8412
4520 | 2548.3708 | 11008.286 | 2548.3708 | 11008.286
4521 | 2484.9013 | 10693.6199 | 2484.9013 | 10693.6199
4522 | 2406.8108 | 10371.5293 | 2406.8108 | 10371.5293
4523 | 2314.0198 | 10074.8468 | 2314.0198 | 10074.8468
4524 | 2207.9305 | 9827.4161 | 2207.9305 | 9827.4161
4525 | 2110.4871 | 9655.6673 | 2110.4871 | 9655.6673
4526 | 2064.9738 | 9521.4389 | 2064.9738 | 9521.4389
4527 | 2021.0559 | 9446.443 | 2021.0559 | 9446.443
4528 | 1988.0685 | 9467.4339 | 1988.0685 | 9467.4339
4529 | 2000.748 | 9598.9861 | 2000.748 | 9598.9861
4530 | 2044.1075 | 9923.447 | 2044.1075 | 9923.447
4531 | 2136.5322 | 10037.2751 | 2136.5322 | 10037.2751
4532 | 2283.0165 | 9985.0125 | 2283.0165 | 9985.0125
4533 | 2368.0611 | 9768.1147 | 2368.0611 | 9768.1147
4534 | 2458.7538 | 9562.8871 | 2458.7538 | 9562.8871
4535 | 2617.3496 | 9363.2235 | 2617.3496 | 9363.2235
4536 | 2612.6507 | 9217.6494 | 2612.6507 | 9217.6494
4537 | 2537.4212 | 9106.3315 | 2537.4212 | 9106.3315
4538 | 2575.9743 | 9000.3327 | 2575.9743 | 9000.3327
4539 | 2689.4258 | 9005.6812 | 2689.4258 | 9005.6812
4540 | 2808.3675 | 9011.7633 | 2808.3675 | 9011.7633
4541 | 2835.984 | 9095.1967 | 2835.984 | 9095.1967
4542 | 2777.4932 | 9174.444 | 2777.4932 | 9174.444
4543 | 2651.2825 | 9209.2067 | 2651.2825 | 9209.2067
4544 | 2589.4946 | 9272.6323 | 2589.4946 | 9272.6323
4545 | 2530.8658 | 9315.9327 | 2530.8658 | 9315.9327
4546 | 2460.8002 | 9301.2847 | 2460.8002 | 9301.2847
4547 | 2322.0447 | 9248.6215 | 2322.0447 | 9248.6215
4548 | 2202.2794 | 9216.1857 | 2202.2794 | 9216.1857
4549 | 2114.355 | 9246.5321 | 2114.355 | 9246.5321
4550 | 2062.1188 | 9325.3636 | 2062.1188 | 9325.3636
4551 | 2017.7576 | 9486.8621 | 2017.7576 | 9486.8621
4552 | 1983.0861 | 9743.7024 | 1983.0861 | 9743.7024
4553 | 1999.9205 | 10108.3089 | 1999.9205 | 10108.3089
4554 | 2050.4522 | 10669.4793 | 2050.4522 | 10669.4793
4555 | 2155.2146 | 11084.3002 | 2155.2146 | 11084.3002
4556 | 2310.5375 | 11438.1629 | 2310.5375 | 11438.1629
4557 | 2373.0335 | 11618.1457 | 2373.0335 | 11618.1457
4558 | 2457.3572 | 11674.7819 | 2457.3572 | 11674.7819
4559 | 2624.4751 | 11705.8077 | 2624.4751 | 11705.8077
4560 | 2594.6624 | 11743.1943 | 2594.6624 | 11743.1943
4561 | 2517.9382 | 11840.2065 | 2517.9382 | 11840.2065
4562 | 2560.3281 | 11908.5685 | 2560.3281 | 11908.5685
4563 | 2676.5004 | 12042.0539 | 2676.5004 | 12042.0539
4564 | 2786.4409 | 12151.1186 | 2786.4409 | 12151.1186
4565 | 2811.081 | 12286.7958 | 2811.081 | 12286.7958
4566 | 2776.7229 | 12315.5192 | 2776.7229 | 12315.5192
4567 | 2642.2471 | 12290.0833 | 2642.2471 | 12290.0833
4568 | 2580.9319 | 12299.7603 | 2580.9319 | 12299.7603
4569 | 2530.9608 | 12335.7508 | 2530.9608 | 12335.7508
4570 | 2449.5378 | 12371.6267 | 2449.5378 | 12371.6267
4571 | 2325.118 | 12387.3318 | 2325.118 | 12387.3318
4572 | 2206.2414 | 12420.4694 | 2206.2414 | 12420.4694
4573 | 2115.4539 | 12493.3848 | 2115.4539 | 12493.3848
4574 | 2053.528 | 12581.4611 | 2053.528 | 12581.4611
4575 | 2016.5642 | 12674.1612 | 2016.5642 | 12674.1612
4576 | 1989.8191 | 12769.7554 | 1989.8191 | 12769.7554
4577 | 2012.631 | 12919.152 | 2012.631 | 12919.152
4578 | 2061.3157 | 13190.5093 | 2061.3157 | 13190.5093
4579 | 2169.7344 | 13221.1344 | 2169.7344 | 13221.1344
4580 | 2323.3767 | 13114.908 | 2323.3767 | 13114.908
4581 | 2410.7206 | 12855.8712 | 2410.7206 | 12855.8712
4582 | 2478.0352 | 12565.2907 | 2478.0352 | 12565.2907
4583 | 2652.7924 | 12261.5695 | 2652.7924 | 12261.5695
4584 | 2636.4642 | 12050.207 | 2636.4642 | 12050.207
4585 | 2555.7647 | 11846.8713 | 2555.7647 | 11846.8713
4586 | 2584.5795 | 11670.3541 | 2584.5795 | 11670.3541
4587 | 2699.69 | 11576.805 | 2699.69 | 11576.805
4588 | 2820.8599 | 11454.5352 | 2820.8599 | 11454.5352
4589 | 2843.6741 | 11422.5163 | 2843.6741 | 11422.5163
4590 | 2785.7838 | 11398.136 | 2785.7838 | 11398.136
4591 | 2668.4108 | 11341.0959 | 2668.4108 | 11341.0959
4592 | 2595.3065 | 11319.1686 | 2595.3065 | 11319.1686
4593 | 2519.7375 | 11315.8151 | 2519.7375 | 11315.8151
4594 | 2438.1242 | 11304.3921 | 2438.1242 | 11304.3921
4595 | 2315.7337 | 11294.9428 | 2315.7337 | 11294.9428
4596 | 2206.5535 | 11340.9801 | 2206.5535 | 11340.9801
4597 | 2114.9117 | 11418.1954 | 2114.9117 | 11418.1954
4598 | 2057.9612 | 11492.297 | 2057.9612 | 11492.297
4599 | 2018.632 | 11566.9376 | 2018.632 | 11566.9376
4600 | 1987.9782 | 11631.7874 | 1987.9782 | 11631.7874
4601 | 1999.8472 | 11735.3902 | 1999.8472 | 11735.3902
4602 | 2039.2538 | 11975.7882 | 2039.2538 | 11975.7882
4603 | 2136.2043 | 12027.4828 | 2136.2043 | 12027.4828
4604 | 2262.6346 | 12041.8686 | 2262.6346 | 12041.8686
4605 | 2354.0646 | 11963.6425 | 2354.0646 | 11963.6425
4606 | 2436.5007 | 11855.1626 | 2436.5007 | 11855.1626
4607 | 2586.0334 | 11702.1528 | 2586.0334 | 11702.1528
4608 | 2602.1205 | 11543.679 | 2602.1205 | 11543.679
4609 | 2547.2419 | 11364.6378 | 2547.2419 | 11364.6378
4610 | 2578.6278 | 11172.211 | 2578.6278 | 11172.211
4611 | 2690.5674 | 11084.0367 | 2690.5674 | 11084.0367
4612 | 2818.5154 | 10997.2411 | 2818.5154 | 10997.2411
4613 | 2857.1973 | 10978.5519 | 2857.1973 | 10978.5519
4614 | 2804.3402 | 10950.3017 | 2804.3402 | 10950.3017
4615 | 2692.534 | 10920.9959 | 2692.534 | 10920.9959
4616 | 2619.9606 | 10975.6068 | 2619.9606 | 10975.6068
4617 | 2546.93 | 11029.2269 | 2546.93 | 11029.2269
4618 | 2460.3401 | 11020.3838 | 2460.3401 | 11020.3838
4619 | 2351.7944 | 10957.1858 | 2351.7944 | 10957.1858
4620 | 2257.5481 | 10878.0961 | 2257.5481 | 10878.0961
4621 | 2161.425 | 10811.6948 | 2161.425 | 10811.6948
4622 | 2091.3689 | 10737.02 | 2091.3689 | 10737.02
4623 | 2043.6707 | 10705.6681 | 2043.6707 | 10705.6681
4624 | 2015.8492 | 10734.3988 | 2015.8492 | 10734.3988
4625 | 2027.973 | 10849.6113 | 2027.973 | 10849.6113
4626 | 2056.5058 | 11112.5837 | 2056.5058 | 11112.5837
4627 | 2128.0554 | 11181.0479 | 2128.0554 | 11181.0479
4628 | 2234.8611 | 11212.2033 | 2234.8611 | 11212.2033
4629 | 2302.3169 | 11175.6862 | 2302.3169 | 11175.6862
4630 | 2376.184 | 11149.5494 | 2376.184 | 11149.5494
4631 | 2522.1215 | 11118.0117 | 2522.1215 | 11118.0117
4632 | 2521.502 | 11116.0542 | 2521.502 | 11116.0542
4633 | 2481.9934 | 11134.5932 | 2481.9934 | 11134.5932
4634 | 2519.4001 | 11116.5273 | 2519.4001 | 11116.5273
4635 | 2627.4348 | 11139.2904 | 2627.4348 | 11139.2904
4636 | 2740.6569 | 11115.2733 | 2740.6569 | 11115.2733
4637 | 2777.0016 | 11106.6888 | 2777.0016 | 11106.6888
4638 | 2713.5978 | 11071.7738 | 2713.5978 | 11071.7738
4639 | 2610.15 | 10998.3941 | 2610.15 | 10998.3941
4640 | 2547.8998 | 10930.8879 | 2547.8998 | 10930.8879
4641 | 2487.2444 | 10851.4261 | 2487.2444 | 10851.4261
4642 | 2413.5318 | 10735.7306 | 2413.5318 | 10735.7306
4643 | 2304.0174 | 10576.4299 | 2304.0174 | 10576.4299
4644 | 2207.3583 | 10420.372 | 2207.3583 | 10420.372
4645 | 2117.0971 | 10280.8724 | 2117.0971 | 10280.8724
4646 | 2063.1373 | 10109.4499 | 2063.1373 | 10109.4499
4647 | 2023.9659 | 9916.8519 | 2023.9659 | 9916.8519
4648 | 1993.2285 | 9758.752 | 1993.2285 | 9758.752
4649 | 1994.8172 | 9712.9333 | 1994.8172 | 9712.9333
4650 | 2020.2445 | 9812.7247 | 2020.2445 | 9812.7247
4651 | 2098.5435 | 9708.763 | 2098.5435 | 9708.763
4652 | 2186.9314 | 9600.6017 | 2186.9314 | 9600.6017
4653 | 2245.2291 | 9470.7768 | 2245.2291 | 9470.7768
4654 | 2356.8085 | 9328.9727 | 2356.8085 | 9328.9727
4655 | 2499.4724 | 9158.5483 | 2499.4724 | 9158.5483
4656 | 2505.8552 | 9013.1893 | 2505.8552 | 9013.1893
4657 | 2461.1804 | 8856.2925 | 2461.1804 | 8856.2925
4658 | 2501.1646 | 8676.9804 | 2501.1646 | 8676.9804
4659 | 2603.5562 | 8583.4312 | 2603.5562 | 8583.4312
4660 | 2719.2508 | 8456.4316 | 2719.2508 | 8456.4316
4661 | 2773.1478 | 8376.6838 | 2773.1478 | 8376.6838
4662 | 2706.4919 | 8255.3408 | 2706.4919 | 8255.3408
4663 | 2584.3485 | 8072.7437 | 2584.3485 | 8072.7437
4664 | 2538.2788 | 7886.1303 | 2538.2788 | 7886.1303
4665 | 2479.9736 | 7657.0322 | 2479.9736 | 7657.0322
4666 | 2379.7026 | 7392.1302 | 2379.7026 | 7392.1302
4667 | 2263.2479 | 7144.0366 | 2263.2479 | 7144.0366
4668 | 2163.82 | 6997.6535 | 2163.82 | 6997.6535
4669 | 2069.2418 | 7042.8345 | 2069.2418 | 7042.8345
4670 | 2009.8598 | 7253.8879 | 2009.8598 | 7253.8879
4671 | 1972.9056 | 7534.9235 | 1972.9056 | 7534.9235
4672 | 1945.4365 | 7812.8333 | 1945.4365 | 7812.8333
4673 | 1948.8655 | 8093.5919 | 1948.8655 | 8093.5919
4674 | 1992.6499 | 8555.4346 | 1992.6499 | 8555.4346
4675 | 2082.5376 | 8896.9423 | 2082.5376 | 8896.9423
4676 | 2199.125 | 9215.5458 | 2199.125 | 9215.5458
4677 | 2242.4003 | 9355.3245 | 2242.4003 | 9355.3245
4678 | 2316.027 | 9287.0487 | 2316.027 | 9287.0487
4679 | 2469.855 | 9148.0136 | 2469.855 | 9148.0136
4680 | 2487.3368 | 9036.8387 | 2487.3368 | 9036.8387
4681 | 2416.2883 | 8906.8163 | 2416.2883 | 8906.8163
4682 | 2437.4029 | 8724.9242 | 2437.4029 | 8724.9242
4683 | 2553.5864 | 8608.1556 | 2553.5864 | 8608.1556
4684 | 2661.5602 | 8545.2244 | 2661.5602 | 8545.2244
4685 | 2722.4528 | 8603.5034 | 2722.4528 | 8603.5034
4686 | 2657.9102 | 8632.0119 | 2657.9102 | 8632.0119
4687 | 2540.6874 | 8641.1902 | 2540.6874 | 8641.1902
4688 | 2493.9598 | 8760.2995 | 2493.9598 | 8760.2995
4689 | 2437.8472 | 8832.1942 | 2437.8472 | 8832.1942
4690 | 2356.2163 | 8806.3665 | 2356.2163 | 8806.3665
4691 | 2247.5257 | 8688.7748 | 2247.5257 | 8688.7748
4692 | 2136.9627 | 8587.3256 | 2136.9627 | 8587.3256
4693 | 2037.9369 | 8569.5132 | 2037.9369 | 8569.5132
4694 | 1980.5792 | 8681.2389 | 1980.5792 | 8681.2389
4695 | 1931.514 | 8972.3793 | 1931.514 | 8972.3793
4696 | 1912.857 | 9369.3963 | 1912.857 | 9369.3963
4697 | 1925.5995 | 9793.7714 | 1925.5995 | 9793.7714
4698 | 1982.067 | 10309.5779 | 1982.067 | 10309.5779
4699 | 2111.6634 | 10607.2266 | 2111.6634 | 10607.2266
4700 | 2289.1094 | 10843.4871 | 2289.1094 | 10843.4871
4701 | 2368.8588 | 10988.8557 | 2368.8588 | 10988.8557
4702 | 2437.5741 | 11108.4853 | 2437.5741 | 11108.4853
4703 | 2603.3417 | 11204.6547 | 2603.3417 | 11204.6547
4704 | 2586.976 | 11325.0292 | 2586.976 | 11325.0292
4705 | 2492.861 | 11442.6809 | 2492.861 | 11442.6809
4706 | 2546.6509 | 11523.2976 | 2546.6509 | 11523.2976
4707 | 2624.5823 | 11652.2682 | 2624.5823 | 11652.2682
4708 | 2767.1882 | 11721.3439 | 2767.1882 | 11721.3439
4709 | 2830.6595 | 11820.4719 | 2830.6595 | 11820.4719
4710 | 2793.1454 | 11893.4842 | 2793.1454 | 11893.4842
4711 | 2642.2438 | 11942.6516 | 2642.2438 | 11942.6516
4712 | 2590.496 | 12040.0465 | 2590.496 | 12040.0465
4713 | 2548.5143 | 12150.2102 | 2548.5143 | 12150.2102
4714 | 2412.24 | 12223.0652 | 2412.24 | 12223.0652
4715 | 2287.5731 | 12252.315 | 2287.5731 | 12252.315
4716 | 2169.6257 | 12301.1473 | 2169.6257 | 12301.1473
4717 | 2069.7533 | 12363.5279 | 2069.7533 | 12363.5279
4718 | 2021.3841 | 12415.27 | 2021.3841 | 12415.27
4719 | 1992.0753 | 12496.1455 | 1992.0753 | 12496.1455
4720 | 1959.1869 | 12610.6591 | 1959.1869 | 12610.6591
4721 | 1979.1413 | 12787.5752 | 1979.1413 | 12787.5752
4722 | 2048.7079 | 13111.3912 | 2048.7079 | 13111.3912
4723 | 2168.4359 | 13240.2689 | 2168.4359 | 13240.2689
4724 | 2377.2032 | 13308.1884 | 2377.2032 | 13308.1884
4725 | 2427.365 | 13226.7374 | 2427.365 | 13226.7374
4726 | 2495.3839 | 13068.3787 | 2495.3839 | 13068.3787
4727 | 2661.6307 | 12889.9995 | 2661.6307 | 12889.9995
4728 | 2649.7063 | 12729.5908 | 2649.7063 | 12729.5908
4729 | 2553.3952 | 12558.0744 | 2553.3952 | 12558.0744
4730 | 2580.4697 | 12348.878 | 2580.4697 | 12348.878
4731 | 2675.0791 | 12246.2991 | 2675.0791 | 12246.2991
4732 | 2831.4295 | 12148.7537 | 2831.4295 | 12148.7537
4733 | 2902.9724 | 12082.9806 | 2902.9724 | 12082.9806
4734 | 2860.3249 | 11999.9067 | 2860.3249 | 11999.9067
4735 | 2720.5948 | 11857.5136 | 2720.5948 | 11857.5136
4736 | 2643.2783 | 11715.6192 | 2643.2783 | 11715.6192
4737 | 2579.2298 | 11552.5244 | 2579.2298 | 11552.5244
4738 | 2478.1957 | 11303.1021 | 2478.1957 | 11303.1021
4739 | 2353.0141 | 11042.3238 | 2353.0141 | 11042.3238
4740 | 2210.9754 | 10854.8767 | 2210.9754 | 10854.8767
4741 | 2111.9301 | 10708.2823 | 2111.9301 | 10708.2823
4742 | 2074.5892 | 10652.097 | 2074.5892 | 10652.097
4743 | 2039.6502 | 10679.6537 | 2039.6502 | 10679.6537
4744 | 2029.0132 | 10735.0438 | 2029.0132 | 10735.0438
4745 | 2045.4064 | 10841.0115 | 2045.4064 | 10841.0115
4746 | 2113.1464 | 11063.5649 | 2113.1464 | 11063.5649
4747 | 2236.1674 | 11098.4899 | 2236.1674 | 11098.4899
4748 | 2399.0526 | 11182.964 | 2399.0526 | 11182.964
4749 | 2470.7029 | 11270.284 | 2470.7029 | 11270.284
4750 | 2543.3049 | 11397.8685 | 2543.3049 | 11397.8685
4751 | 2671.6433 | 11517.9022 | 2671.6433 | 11517.9022
4752 | 2637.3948 | 11647.9516 | 2637.3948 | 11647.9516
4753 | 2561.2729 | 11769.6881 | 2561.2729 | 11769.6881
4754 | 2603.3473 | 11865.9995 | 2603.3473 | 11865.9995
4755 | 2686.4835 | 11998.41 | 2686.4835 | 11998.41
4756 | 2827.3785 | 12032.6564 | 2827.3785 | 12032.6564
4757 | 2888.472 | 12094.5903 | 2888.472 | 12094.5903
4758 | 2820.7392 | 12146.9632 | 2820.7392 | 12146.9632
4759 | 2683.5251 | 12172.6961 | 2683.5251 | 12172.6961
4760 | 2628.3881 | 12233.7569 | 2628.3881 | 12233.7569
4761 | 2587.1824 | 12317.0463 | 2587.1824 | 12317.0463
4762 | 2465.0026 | 12355.502 | 2465.0026 | 12355.502
4763 | 2336.6345 | 12370.9922 | 2336.6345 | 12370.9922
4764 | 2216.9278 | 12416.3845 | 2216.9278 | 12416.3845
4765 | 2132.5294 | 12506.9295 | 2132.5294 | 12506.9295
4766 | 2083.1641 | 12599.9506 | 2083.1641 | 12599.9506
4767 | 2047.9769 | 12675.0212 | 2047.9769 | 12675.0212
4768 | 2025.2107 | 12731.4863 | 2025.2107 | 12731.4863
4769 | 2039.8402 | 12857.4485 | 2039.8402 | 12857.4485
4770 | 2095.0317 | 13121.0659 | 2095.0317 | 13121.0659
4771 | 2198.6421 | 13179.8554 | 2198.6421 | 13179.8554
4772 | 2330.5143 | 13182.8464 | 2330.5143 | 13182.8464
4773 | 2408.5353 | 13130.4197 | 2408.5353 | 13130.4197
4774 | 2491.9441 | 13097.188 | 2491.9441 | 13097.188
4775 | 2645.3903 | 13048.6658 | 2645.3903 | 13048.6658
4776 | 2651.4915 | 13017.039 | 2651.4915 | 13017.039
4777 | 2582.1296 | 12978.1744 | 2582.1296 | 12978.1744
4778 | 2617.6659 | 12905.0698 | 2617.6659 | 12905.0698
4779 | 2705.6372 | 12867.4193 | 2705.6372 | 12867.4193
4780 | 2848.7071 | 12732.6798 | 2848.7071 | 12732.6798
4781 | 2921.0687 | 12643.0423 | 2921.0687 | 12643.0423
4782 | 2859.4792 | 12605.3323 | 2859.4792 | 12605.3323
4783 | 2752.4877 | 12598.601 | 2752.4877 | 12598.601
4784 | 2664.3049 | 12676.6463 | 2664.3049 | 12676.6463
4785 | 2607.5998 | 12770.4705 | 2607.5998 | 12770.4705
4786 | 2526.4284 | 12820.106 | 2526.4284 | 12820.106
4787 | 2377.4114 | 12797.972 | 2377.4114 | 12797.972
4788 | 2254.4335 | 12785.1007 | 2254.4335 | 12785.1007
4789 | 2167.6443 | 12827.2718 | 2167.6443 | 12827.2718
4790 | 2110.8172 | 12861.1694 | 2110.8172 | 12861.1694
4791 | 2073.0973 | 12895.391 | 2073.0973 | 12895.391
4792 | 2050.1135 | 12943.0412 | 2050.1135 | 12943.0412
4793 | 2065.3151 | 13061.6936 | 2065.3151 | 13061.6936
4794 | 2111.5007 | 13348.5305 | 2111.5007 | 13348.5305
4795 | 2192.4158 | 13455.0488 | 2192.4158 | 13455.0488
4796 | 2289.4405 | 13518.0234 | 2289.4405 | 13518.0234
4797 | 2354.0909 | 13484.5163 | 2354.0909 | 13484.5163
4798 | 2431.3944 | 13426.1302 | 2431.3944 | 13426.1302
4799 | 2590.64 | 13327.2991 | 2590.64 | 13327.2991
4800 | 2613.2467 | 13218.0592 | 2613.2467 | 13218.0592
4801 | 2552.6349 | 13084.3818 | 2552.6349 | 13084.3818
4802 | 2544.6966 | 12929.1492 | 2544.6966 | 12929.1492
4803 | 2620.1276 | 12880.534 | 2620.1276 | 12880.534
4804 | 2774.8558 | 12784.0636 | 2774.8558 | 12784.0636
4805 | 2837.9303 | 12706.2508 | 2837.9303 | 12706.2508
4806 | 2787.0033 | 12612.4271 | 2787.0033 | 12612.4271
4807 | 2681.7549 | 12544.4223 | 2681.7549 | 12544.4223
4808 | 2599.9435 | 12602.4731 | 2599.9435 | 12602.4731
4809 | 2548.9971 | 12699.3072 | 2548.9971 | 12699.3072
4810 | 2469.9666 | 12713.6835 | 2469.9666 | 12713.6835
4811 | 2353.2448 | 12636.0809 | 2353.2448 | 12636.0809
4812 | 2246.5845 | 12532.9117 | 2246.5845 | 12532.9117
4813 | 2151.8585 | 12449.3108 | 2151.8585 | 12449.3108
4814 | 2100.6515 | 12384.9558 | 2100.6515 | 12384.9558
4815 | 2065.6289 | 12387.3581 | 2065.6289 | 12387.3581
4816 | 2038.9224 | 12434.7933 | 2038.9224 | 12434.7933
4817 | 2045.4872 | 12507.6518 | 2045.4872 | 12507.6518
4818 | 2082.2394 | 12724.8304 | 2082.2394 | 12724.8304
4819 | 2155.2003 | 12769.8601 | 2155.2003 | 12769.8601
4820 | 2245.1798 | 12791.9857 | 2245.1798 | 12791.9857
4821 | 2307.8705 | 12699.7849 | 2307.8705 | 12699.7849
4822 | 2402.7594 | 12504.0171 | 2402.7594 | 12504.0171
4823 | 2545.8837 | 12179.8714 | 2545.8837 | 12179.8714
4824 | 2555.2528 | 11828.3323 | 2555.2528 | 11828.3323
4825 | 2475.4826 | 11454.9356 | 2475.4826 | 11454.9356
4826 | 2526.5152 | 11032.4643 | 2526.5152 | 11032.4643
4827 | 2612.4282 | 10671.2465 | 2612.4282 | 10671.2465
4828 | 2764.2183 | 10324.7371 | 2764.2183 | 10324.7371
4829 | 2821.2904 | 10145.0167 | 2821.2904 | 10145.0167
4830 | 2747.7667 | 9955.9504 | 2747.7667 | 9955.9504
4831 | 2641.5743 | 9744.3289 | 2641.5743 | 9744.3289
4832 | 2581.5526 | 9581.58 | 2581.5526 | 9581.58
4833 | 2531.2893 | 9430.095 | 2531.2893 | 9430.095
4834 | 2447.9094 | 9227.9715 | 2447.9094 | 9227.9715
4835 | 2331.2549 | 8999.8724 | 2331.2549 | 8999.8724
4836 | 2209.8521 | 8817.8002 | 2209.8521 | 8817.8002
4837 | 2115.572 | 8698.7251 | 2115.572 | 8698.7251
4838 | 2068.1054 | 8607.7107 | 2068.1054 | 8607.7107
4839 | 2027.9172 | 8576.3588 | 2027.9172 | 8576.3588
4840 | 2011.5026 | 8626.8039 | 2011.5026 | 8626.8039
4841 | 2027.1994 | 8800.4951 | 2027.1994 | 8800.4951
4842 | 2067.7259 | 9158.0653 | 2067.7259 | 9158.0653
4843 | 2181.1318 | 9325.6421 | 2181.1318 | 9325.6421
4844 | 2302.153 | 9455.4801 | 2302.153 | 9455.4801
4845 | 2351.4005 | 9501.5211 | 2351.4005 | 9501.5211
4846 | 2421.0958 | 9551.4924 | 2421.0958 | 9551.4924
4847 | 2585.1228 | 9579.9383 | 2585.1228 | 9579.9383
4848 | 2570.6723 | 9619.4748 | 2570.6723 | 9619.4748
4849 | 2470.6911 | 9661.6633 | 2470.6911 | 9661.6633
4850 | 2495.338 | 9696.0561 | 2495.338 | 9696.0561
4851 | 2591.744 | 9814.0619 | 2591.744 | 9814.0619
4852 | 2743.2271 | 9899.2622 | 2743.2271 | 9899.2622
4853 | 2801.6053 | 10050.204 | 2801.6053 | 10050.204
4854 | 2765.5173 | 10181.91 | 2765.5173 | 10181.91
4855 | 2653.258 | 10257.5217 | 2653.258 | 10257.5217
4856 | 2593.27 | 10348.8967 | 2593.27 | 10348.8967
4857 | 2533.0302 | 10451.5356 | 2533.0302 | 10451.5356
4858 | 2448.0874 | 10463.1171 | 2448.0874 | 10463.1171
4859 | 2327.1418 | 10364.0149 | 2327.1418 | 10364.0149
4860 | 2204.1145 | 10205.5921 | 2204.1145 | 10205.5921
4861 | 2117.2527 | 10019.6537 | 2117.2527 | 10019.6537
4862 | 2064.7763 | 9791.4725 | 2064.7763 | 9791.4725
4863 | 2015.0238 | 9586.4047 | 2015.0238 | 9586.4047
4864 | 2005.9071 | 9447.8694 | 2005.9071 | 9447.8694
4865 | 2020.9401 | 9422.0453 | 2020.9401 | 9422.0453
4866 | 2086.1778 | 9610.8445 | 2086.1778 | 9610.8445
4867 | 2225.6862 | 9667.6989 | 2225.6862 | 9667.6989
4868 | 2391.9928 | 9727.0187 | 2391.9928 | 9727.0187
4869 | 2470.1101 | 9774.1346 | 2470.1101 | 9774.1346
4870 | 2533.4238 | 9940.2031 | 2533.4238 | 9940.2031
4871 | 2674.5 | 10193.7487 | 2674.5 | 10193.7487
4872 | 2643.6166 | 10519.4434 | 2643.6166 | 10519.4434
4873 | 2553.5862 | 10870.1495 | 2553.5862 | 10870.1495
4874 | 2586.8093 | 11239.5044 | 2586.8093 | 11239.5044
4875 | 2662.2724 | 11642.8084 | 2662.2724 | 11642.8084
4876 | 2831.0931 | 11834.0012 | 2831.0931 | 11834.0012
4877 | 2894.4107 | 12008.8074 | 2894.4107 | 12008.8074
4878 | 2838.377 | 12095.1494 | 2838.377 | 12095.1494
4879 | 2728.9219 | 12099.3829 | 2728.9219 | 12099.3829
4880 | 2661.2528 | 12154.8538 | 2661.2528 | 12154.8538
4881 | 2608.5434 | 12229.9733 | 2608.5434 | 12229.9733
4882 | 2502.1272 | 12249.7246 | 2502.1272 | 12249.7246
4883 | 2337.3279 | 12209.316 | 2337.3279 | 12209.316
4884 | 2217.3153 | 12173.4403 | 2217.3153 | 12173.4403
4885 | 2124.7821 | 12181.6422 | 2124.7821 | 12181.6422
4886 | 2072.1179 | 12212.9599 | 2072.1179 | 12212.9599
4887 | 2025.8587 | 12292.3303 | 2025.8587 | 12292.3303
4888 | 2010.2334 | 12419.5287 | 2010.2334 | 12419.5287
4889 | 2021.7514 | 12626.974 | 2021.7514 | 12626.974
4890 | 2072.5967 | 12980.4593 | 2072.5967 | 12980.4593
4891 | 2213.7281 | 13119.8718 | 2213.7281 | 13119.8718
4892 | 2370.385 | 13178.5465 | 2370.385 | 13178.5465
4893 | 2445.5299 | 13148.4793 | 2445.5299 | 13148.4793
4894 | 2502.9873 | 13094.8231 | 2502.9873 | 13094.8231
4895 | 2649.982 | 12980.2974 | 2649.982 | 12980.2974
4896 | 2635.8635 | 12853.6429 | 2635.8635 | 12853.6429
4897 | 2531.2628 | 12706.8508 | 2531.2628 | 12706.8508
4898 | 2565.1669 | 12538.2885 | 2565.1669 | 12538.2885
4899 | 2641.372 | 12410.1252 | 2641.372 | 12410.1252
4900 | 2807.8693 | 12133.919 | 2807.8693 | 12133.919
4901 | 2889.7286 | 11866.0508 | 2889.7286 | 11866.0508
4902 | 2848.2522 | 11654.6249 | 2848.2522 | 11654.6249
4903 | 2724.9278 | 11412.4742 | 2724.9278 | 11412.4742
4904 | 2645.6528 | 11250.5853 | 2645.6528 | 11250.5853
4905 | 2561.1519 | 11184.4532 | 2561.1519 | 11184.4532
4906 | 2466.0223 | 11176.2551 | 2466.0223 | 11176.2551
4907 | 2319.735 | 11180.7805 | 2319.735 | 11180.7805
4908 | 2207.1674 | 11206.8233 | 2207.1674 | 11206.8233
4909 | 2107.7336 | 11251.5743 | 2107.7336 | 11251.5743
4910 | 2068.9859 | 11251.2877 | 2068.9859 | 11251.2877
4911 | 2032.6095 | 11261.8598 | 2032.6095 | 11261.8598
4912 | 2007.7174 | 11358.0989 | 2007.7174 | 11358.0989
4913 | 2031.3789 | 11590.2687 | 2031.3789 | 11590.2687
4914 | 2089.6409 | 12034.4818 | 2089.6409 | 12034.4818
4915 | 2211.3461 | 12340.5153 | 2211.3461 | 12340.5153
4916 | 2364.8638 | 12623.2147 | 2364.8638 | 12623.2147
4917 | 2443.028 | 12862.3211 | 2443.028 | 12862.3211
4918 | 2502.2285 | 13057.414 | 2502.2285 | 13057.414
4919 | 2647.4292 | 13185.4025 | 2647.4292 | 13185.4025
4920 | 2648.0249 | 13282.3427 | 2648.0249 | 13282.3427
4921 | 2546.402 | 13353.5554 | 2546.402 | 13353.5554
4922 | 2574.8323 | 13396.7631 | 2574.8323 | 13396.7631
4923 | 2656.619 | 13458.4402 | 2656.619 | 13458.4402
4924 | 2796.3857 | 13366.9147 | 2796.3857 | 13366.9147
4925 | 2862.4356 | 13291.4668 | 2862.4356 | 13291.4668
4926 | 2806.9508 | 13210.3279 | 2806.9508 | 13210.3279
4927 | 2678.3367 | 13101.044 | 2678.3367 | 13101.044
4928 | 2607.9937 | 13050.7374 | 2607.9937 | 13050.7374
4929 | 2544.681 | 13077.4832 | 2544.681 | 13077.4832
4930 | 2432.872 | 13082.6147 | 2432.872 | 13082.6147
4931 | 2319.6317 | 13078.9703 | 2319.6317 | 13078.9703
4932 | 2215.4764 | 13141.7772 | 2215.4764 | 13141.7772
4933 | 2127.8016 | 13234.2572 | 2127.8016 | 13234.2572
4934 | 2067.4807 | 13315.6686 | 2067.4807 | 13315.6686
4935 | 2027.8182 | 13384.7193 | 2027.8182 | 13384.7193
4936 | 2006.8107 | 13449.5692 | 2006.8107 | 13449.5692
4937 | 2020.6711 | 13573.5965 | 2020.6711 | 13573.5965
4938 | 2061.0107 | 13846.4587 | 2061.0107 | 13846.4587
4939 | 2162.5296 | 13937.9273 | 2162.5296 | 13937.9273
4940 | 2291.4182 | 13996.6021 | 2291.4182 | 13996.6021
4941 | 2376.1007 | 13964.8148 | 2376.1007 | 13964.8148
4942 | 2447.3551 | 13911.3736 | 2447.3551 | 13911.3736
4943 | 2584.9058 | 13815.9825 | 2584.9058 | 13815.9825
4944 | 2579.5784 | 13705.0226 | 2579.5784 | 13705.0226
4945 | 2507.9642 | 13596.7147 | 2507.9642 | 13596.7147
4946 | 2524.0564 | 13490.0708 | 2524.0564 | 13490.0708
4947 | 2606.6056 | 13466.395 | 2606.6056 | 13466.395
4948 | 2742.1739 | 13332.0855 | 2742.1739 | 13332.0855
4949 | 2800.6572 | 13292.5418 | 2800.6572 | 13292.5418
4950 | 2785.5337 | 13272.0314 | 2785.5337 | 13272.0314
4951 | 2648.2929 | 13238.8558 | 2648.2929 | 13238.8558
4952 | 2569.6024 | 13269.6022 | 2569.6024 | 13269.6022
4953 | 2501.2725 | 13366.6513 | 2501.2725 | 13366.6513
4954 | 2416.0638 | 13398.4422 | 2416.0638 | 13398.4422
4955 | 2300.511 | 13276.9806 | 2300.511 | 13276.9806
4956 | 2181.3033 | 13106.3031 | 2181.3033 | 13106.3031
4957 | 2085.5132 | 12970.2434 | 2085.5132 | 12970.2434
4958 | 2027.8293 | 12883.5289 | 2027.8293 | 12883.5289
4959 | 1990.8097 | 12884.6412 | 1990.8097 | 12884.6412
4960 | 1968.0401 | 12980.4503 | 1968.0401 | 12980.4503
4961 | 1988.0936 | 13212.6201 | 1988.0936 | 13212.6201
4962 | 2023.1673 | 13620.7141 | 2023.1673 | 13620.7141
4963 | 2119.3691 | 13817.7452 | 2119.3691 | 13817.7452
4964 | 2198.8705 | 13926.9437 | 2198.8705 | 13926.9437
4965 | 2277.2922 | 13915.796 | 2277.2922 | 13915.796
4966 | 2358.7318 | 13864.5048 | 2358.7318 | 13864.5048
4967 | 2485.9993 | 13790.8281 | 2485.9993 | 13790.8281
4968 | 2498.0428 | 13749.3115 | 2498.0428 | 13749.3115
4969 | 2441.1536 | 13705.5021 | 2441.1536 | 13705.5021
4970 | 2483.9718 | 13606.8131 | 2483.9718 | 13606.8131
4971 | 2548.7334 | 13532.1835 | 2548.7334 | 13532.1835
4972 | 2680.5704 | 13314.0259 | 2680.5704 | 13314.0259
4973 | 2756.7399 | 13108.7212 | 2756.7399 | 13108.7212
4974 | 2709.327 | 12944.8092 | 2709.327 | 12944.8092
4975 | 2616.6048 | 12828.0005 | 2616.6048 | 12828.0005
4976 | 2550.9195 | 12831.2277 | 2550.9195 | 12831.2277
4977 | 2495.6963 | 12905.9172 | 2495.6963 | 12905.9172
4978 | 2417.9029 | 12923.5185 | 2417.9029 | 12923.5185
4979 | 2294.8443 | 12873.6502 | 2294.8443 | 12873.6502
4980 | 2174.7488 | 12815.415 | 2174.7488 | 12815.415
4981 | 2099.2567 | 12786.2078 | 2099.2567 | 12786.2078
4982 | 2049.1049 | 12775.6015 | 2049.1049 | 12775.6015
4983 | 2002.218 | 12793.9134 | 2002.218 | 12793.9134
4984 | 1991.1658 | 12851.0234 | 1991.1658 | 12851.0234
4985 | 1995.3369 | 12998.0552 | 1995.3369 | 12998.0552
4986 | 2028.2462 | 13319.0762 | 2028.2462 | 13319.0762
4987 | 2125.6768 | 13466.2285 | 2125.6768 | 13466.2285
4988 | 2197.7899 | 13579.727 | 2197.7899 | 13579.727
4989 | 2268.5453 | 13609.4283 | 2268.5453 | 13609.4283
4990 | 2369.3149 | 13615.1107 | 2369.3149 | 13615.1107
4991 | 2507.2437 | 13608.0825 | 2507.2437 | 13608.0825
4992 | 2500.9833 | 13608.2749 | 2500.9833 | 13608.2749
4993 | 2467.5131 | 13583.17 | 2467.5131 | 13583.17
4994 | 2486.7238 | 13523.825 | 2486.7238 | 13523.825
4995 | 2555.4696 | 13514.3389 | 2555.4696 | 13514.3389
4996 | 2691.7289 | 13359.3899 | 2691.7289 | 13359.3899
4997 | 2792.8517 | 13224.1734 | 2792.8517 | 13224.1734
4998 | 2740.7419 | 13137.6596 | 2740.7419 | 13137.6596
4999 | 2608.3698 | 13072.8797 | 2608.3698 | 13072.8797
5000 | 2536.7055 | 13101.0462 | 2536.7055 | 13101.0462
5001 | 2507.3955 | 13235.7194 | 2507.3955 | 13235.7194
5002 | 2429.6452 | 13313.3043 | 2429.6452 | 13313.3043
5003 | 2313.565 | 13271.6057 | 2313.565 | 13271.6057
5004 | 2192.9881 | 13206.9207 | 2192.9881 | 13206.9207
5005 | 2098.9115 | 13156.429 | 2098.9115 | 13156.429
5006 | 2039.3395 | 13098.3088 | 2039.3395 | 13098.3088
5007 | 2008.8388 | 13053.8422 | 2008.8388 | 13053.8422
5008 | 1990.0515 | 13007.9697 | 1990.0515 | 13007.9697
5009 | 2002.4319 | 13010.5249 | 2002.4319 | 13010.5249
5010 | 2045.1175 | 13182.9845 | 2045.1175 | 13182.9845
5011 | 2131.5333 | 13206.2997 | 2131.5333 | 13206.2997
5012 | 2233.5751 | 13221.1155 | 2233.5751 | 13221.1155
5013 | 2303.819 | 13145.4693 | 2303.819 | 13145.4693
5014 | 2376.018 | 13019.1449 | 2376.018 | 13019.1449
5015 | 2500.9907 | 12849.5805 | 2500.9907 | 12849.5805
5016 | 2493.1944 | 12709.5963 | 2493.1944 | 12709.5963
5017 | 2429.5274 | 12591.1836 | 2429.5274 | 12591.1836
5018 | 2439.9796 | 12461.5353 | 2439.9796 | 12461.5353
5019 | 2503.8661 | 12394.2155 | 2503.8661 | 12394.2155
5020 | 2658.3156 | 12259.261 | 2658.3156 | 12259.261
5021 | 2766.5963 | 12153.7139 | 2766.5963 | 12153.7139
5022 | 2723.3479 | 11992.3819 | 2723.3479 | 11992.3819
5023 | 2593.2494 | 11757.756 | 2593.2494 | 11757.756
5024 | 2541.4685 | 11549.8582 | 2541.4685 | 11549.8582
5025 | 2493.244 | 11342.2595 | 2493.244 | 11342.2595
5026 | 2410.0945 | 11085.9573 | 2410.0945 | 11085.9573
5027 | 2302.9405 | 10751.0057 | 2302.9405 | 10751.0057
5028 | 2178.7587 | 10464.231 | 2178.7587 | 10464.231
5029 | 2091.5968 | 10264.1028 | 2091.5968 | 10264.1028
5030 | 2050.3316 | 10130.7344 | 2050.3316 | 10130.7344
5031 | 2001.5529 | 10069.0682 | 2001.5529 | 10069.0682
5032 | 1978.7197 | 10050.0701 | 1978.7197 | 10050.0701
5033 | 2005.9242 | 10104.009 | 2005.9242 | 10104.009
5034 | 2058.8969 | 10335.5922 | 2058.8969 | 10335.5922
5035 | 2178.2465 | 10425.9859 | 2178.2465 | 10425.9859
5036 | 2320.9138 | 10530.4545 | 2320.9138 | 10530.4545
5037 | 2392.0268 | 10602.2949 | 2392.0268 | 10602.2949
5038 | 2455.6846 | 10692.2553 | 2455.6846 | 10692.2553
5039 | 2610.2188 | 10768.86 | 2610.2188 | 10768.86
5040 | 2593.127 | 10882.9998 | 2593.127 | 10882.9998
5041 | 2504.2902 | 11000.4364 | 2504.2902 | 11000.4364
5042 | 2509.215 | 11078.2582 | 2509.215 | 11078.2582
5043 | 2603.0816 | 11180.5694 | 2603.0816 | 11180.5694
5044 | 2749.0097 | 11156.7673 | 2749.0097 | 11156.7673
5045 | 2858.8761 | 11145.6029 | 2858.8761 | 11145.6029
5046 | 2835.7145 | 11166.3715 | 2835.7145 | 11166.3715
5047 | 2675.6387 | 11210.164 | 2675.6387 | 11210.164
5048 | 2614.2115 | 11345.183 | 2614.2115 | 11345.183
5049 | 2545.9296 | 11567.1441 | 2545.9296 | 11567.1441
5050 | 2458.7926 | 11760.1812 | 2458.7926 | 11760.1812
5051 | 2312.2686 | 11860.1643 | 2312.2686 | 11860.1643
5052 | 2197.1605 | 11943.1808 | 2197.1605 | 11943.1808
5053 | 2090.3635 | 12060.6001 | 2090.3635 | 12060.6001
5054 | 2045.8665 | 12183.9355 | 2045.8665 | 12183.9355
5055 | 2013.1161 | 12323.0746 | 2013.1161 | 12323.0746
5056 | 1993.6534 | 12479.2973 | 1993.6534 | 12479.2973
5057 | 2011.5768 | 12718.9918 | 2011.5768 | 12718.9918
5058 | 2076.5107 | 13160.625 | 2076.5107 | 13160.625
5059 | 2188.8578 | 13367.7609 | 2188.8578 | 13367.7609
5060 | 2349.6541 | 13485.1292 | 2349.6541 | 13485.1292
5061 | 2416.6325 | 13492.6861 | 2416.6325 | 13492.6861
5062 | 2480.5854 | 13480.9539 | 2480.5854 | 13480.9539
5063 | 2626.606 | 13440.6014 | 2626.606 | 13440.6014
5064 | 2597.175 | 13413.2745 | 2597.175 | 13413.2745
5065 | 2502.2234 | 13378.2798 | 2502.2234 | 13378.2798
5066 | 2517.291 | 13329.6847 | 2517.291 | 13329.6847
5067 | 2585.3919 | 13311.8137 | 2585.3919 | 13311.8137
5068 | 2728.7442 | 13122.0355 | 2728.7442 | 13122.0355
5069 | 2846.1608 | 12974.1344 | 2846.1608 | 12974.1344
5070 | 2788.4466 | 12894.5004 | 2788.4466 | 12894.5004
5071 | 2661.0579 | 12802.2012 | 2661.0579 | 12802.2012
5072 | 2597.56 | 12821.7679 | 2597.56 | 12821.7679
5073 | 2525.1813 | 13002.8799 | 2525.1813 | 13002.8799
5074 | 2428.9801 | 13179.3624 | 2428.9801 | 13179.3624
5075 | 2292.7034 | 13238.4965 | 2292.7034 | 13238.4965
5076 | 2163.6032 | 13277.439 | 2163.6032 | 13277.439
5077 | 2077.944 | 13340.8946 | 2077.944 | 13340.8946
5078 | 2020.784 | 13411.7713 | 2020.784 | 13411.7713
5079 | 1992.6007 | 13499.0966 | 1992.6007 | 13499.0966
5080 | 1966.7494 | 13608.0204 | 1966.7494 | 13608.0204
5081 | 1986.5879 | 13781.9265 | 1986.5879 | 13781.9265
5082 | 2042.3178 | 14106.3875 | 2042.3178 | 14106.3875
5083 | 2163.0767 | 14239.1351 | 2163.0767 | 14239.1351
5084 | 2313.808 | 14321.2443 | 2313.808 | 14321.2443
5085 | 2390.3902 | 14330.3061 | 2390.3902 | 14330.3061
5086 | 2461.1088 | 14326.7438 | 2461.1088 | 14326.7438
5087 | 2615.019 | 14289.4012 | 2615.019 | 14289.4012
5088 | 2597.3284 | 14283.1438 | 2597.3284 | 14283.1438
5089 | 2517.095 | 14279.9684 | 2517.095 | 14279.9684
5090 | 2535.7808 | 14245.5629 | 2535.7808 | 14245.5629
5091 | 2607.9746 | 14225.542 | 2607.9746 | 14225.542
5092 | 2731.0402 | 14054.0383 | 2731.0402 | 14054.0383
5093 | 2818.6645 | 13857.9784 | 2818.6645 | 13857.9784
5094 | 2789.0823 | 13722.2307 | 2789.0823 | 13722.2307
5095 | 2669.3112 | 13629.9315 | 2669.3112 | 13629.9315
5096 | 2604.3175 | 13608.0042 | 2604.3175 | 13608.0042
5097 | 2522.6261 | 13724.4028 | 2522.6261 | 13724.4028
5098 | 2440.8847 | 13784.788 | 2440.8847 | 13784.788
5099 | 2309.9837 | 13724.5999 | 2309.9837 | 13724.5999
5100 | 2200.285 | 13615.411 | 2200.285 | 13615.411
5101 | 2101.356 | 13509.8806 | 2101.356 | 13509.8806
5102 | 2058.1902 | 13411.5563 | 2058.1902 | 13411.5563
5103 | 2012.2971 | 13370.3147 | 2012.2971 | 13370.3147
5104 | 1985.6989 | 13372.601 | 1985.6989 | 13372.601
5105 | 2000.1245 | 13465.239 | 2000.1245 | 13465.239
5106 | 2055.0011 | 13734.6613 | 2055.0011 | 13734.6613
5107 | 2142.9387 | 13820.5401 | 2142.9387 | 13820.5401
5108 | 2257.8033 | 13863.7352 | 2257.8033 | 13863.7352
5109 | 2355.3545 | 13827.6481 | 2355.3545 | 13827.6481
5110 | 2420.0308 | 13783.2367 | 2420.0308 | 13783.2367
5111 | 2558.2889 | 13718.5898 | 2558.2889 | 13718.5898
5112 | 2574.9042 | 13664.3886 | 2574.9042 | 13664.3886
5113 | 2498.116 | 13597.3596 | 2498.116 | 13597.3596
5114 | 2522.3241 | 13492.6508 | 2522.3241 | 13492.6508
5115 | 2573.2237 | 13432.6408 | 2573.2237 | 13432.6408
5116 | 2699.2656 | 13283.9267 | 2699.2656 | 13283.9267
5117 | 2800.5477 | 13150.4302 | 2800.5477 | 13150.4302
5118 | 2776.3099 | 12971.0386 | 2776.3099 | 12971.0386
5119 | 2675.5876 | 12812.3059 | 2675.5876 | 12812.3059
5120 | 2607.8898 | 12806.5032 | 2607.8898 | 12806.5032
5121 | 2550.1458 | 12900.3274 | 2550.1458 | 12900.3274
5122 | 2465.6261 | 12929.3234 | 2465.6261 | 12929.3234
5123 | 2335.3263 | 12862.6855 | 2335.3263 | 12862.6855
5124 | 2214.2577 | 11863.5176 | 2214.2577 | 11863.5176
5125 | 2120.5974 | 11843.7408 | 2120.5974 | 11843.7408
5126 | 2074.6785 | 11881.1943 | 2074.6785 | 11881.1943
5127 | 2032.7121 | 11943.5204 | 2032.7121 | 11943.5204
5128 | 2007.6212 | 11991.6632 | 2007.6212 | 11991.6632
5129 | 2017.9332 | 12092.3683 | 2017.9332 | 12092.3683
5130 | 2060.5518 | 12311.0784 | 2060.5518 | 12311.0784
5131 | 2124.8696 | 12337.2598 | 2124.8696 | 12337.2598
5132 | 2216.2377 | 12324.0701 | 2216.2377 | 12324.0701
5133 | 2293.6544 | 12227.3303 | 2293.6544 | 12227.3303
5134 | 2383.6415 | 12095.6366 | 2383.6415 | 12095.6366
5135 | 2526.7704 | 11951.213 | 2526.7704 | 11951.213
5136 | 2547.3109 | 11805.5432 | 2547.3109 | 11805.5432
5137 | 2491.3912 | 11641.7835 | 2491.3912 | 11641.7835
5138 | 2486.2548 | 11537.227 | 2486.2548 | 11537.227
5139 | 2556.4468 | 11490.533 | 2556.4468 | 11490.533
5140 | 2683.206 | 11372.8933 | 2683.206 | 11372.8933
5141 | 2784.3036 | 11356.5652 | 2784.3036 | 11356.5652
5142 | 2748.2714 | 11337.3662 | 2748.2714 | 11337.3662
5143 | 2651.4596 | 11309.3495 | 2651.4596 | 11309.3495
5144 | 2591.7338 | 11333.1738 | 2591.7338 | 11333.1738
5145 | 2531.1002 | 11329.4832 | 2531.1002 | 11329.4832
5146 | 2465.2719 | 11291.4168 | 2465.2719 | 11291.4168
5147 | 2355.9711 | 11224.5256 | 2355.9711 | 11224.5256
5148 | 2243.9419 | 11182.9731 | 2243.9419 | 11182.9731
5149 | 2150.0522 | 11162.2005 | 2150.0522 | 11162.2005
5150 | 2095.1991 | 11164.6011 | 2095.1991 | 11164.6011
5151 | 2052.6693 | 11165.3854 | 2052.6693 | 11165.3854
5152 | 2040.0516 | 11167.9196 | 2040.0516 | 11167.9196
5153 | 2036.7607 | 11258.6665 | 2036.7607 | 11258.6665
5154 | 2071.4474 | 11487.534 | 2071.4474 | 11487.534
5155 | 2146.7312 | 11547.9716 | 2146.7312 | 11547.9716
5156 | 2241.7504 | 11599.112 | 2241.7504 | 11599.112
5157 | 2313.3834 | 11593.5894 | 2313.3834 | 11593.5894
5158 | 2389.9484 | 11567.8511 | 2389.9484 | 11567.8511
5159 | 2533.269 | 11537.1504 | 2533.269 | 11537.1504
5160 | 2533.1333 | 11497.0377 | 2533.1333 | 11497.0377
5161 | 2500.5761 | 11427.4827 | 2500.5761 | 11427.4827
5162 | 2500.0748 | 11397.6129 | 2500.0748 | 11397.6129
5163 | 2540.3865 | 11446.7169 | 2540.3865 | 11446.7169
5164 | 2672.808 | 11472.8738 | 2672.808 | 11472.8738
5165 | 2804.2125 | 11536.2114 | 2804.2125 | 11536.2114
5166 | 2757.9675 | 11492.1168 | 2757.9675 | 11492.1168
5167 | 2663.3445 | 11308.9511 | 2663.3445 | 11308.9511
5168 | 2582.2856 | 11174.2407 | 2582.2856 | 11174.2407
5169 | 2534.6024 | 11045.2758 | 2534.6024 | 11045.2758
5170 | 2455.9303 | 10925.3527 | 2455.9303 | 10925.3527
5171 | 2335.2155 | 10825.0019 | 2335.2155 | 10825.0019
5172 | 2231.2918 | 10798.1876 | 2231.2918 | 10798.1876
5173 | 2145.0865 | 10825.8119 | 2145.0865 | 10825.8119
5174 | 2085.951 | 10884.7752 | 2085.951 | 10884.7752
5175 | 2047.0466 | 10912.6459 | 2047.0466 | 10912.6459
5176 | 2031.8047 | 10923.3458 | 2031.8047 | 10923.3458
5177 | 2040.1709 | 11047.3532 | 2040.1709 | 11047.3532
5178 | 2084.8062 | 11314.6593 | 2084.8062 | 11314.6593
5179 | 2167.1268 | 11403.3783 | 2167.1268 | 11403.3783
5180 | 2277.3176 | 11459.697 | 2277.3176 | 11459.697
5181 | 2372.3366 | 11413.744 | 2372.3366 | 11413.744
5182 | 2454.418 | 11320.2899 | 2454.418 | 11320.2899
5183 | 2586.3936 | 11214.9025 | 2586.3936 | 11214.9025
5184 | 2581.8083 | 11099.5057 | 2581.8083 | 11099.5057
5185 | 2488.9966 | 10952.4758 | 2488.9966 | 10952.4758
5186 | 2494.4615 | 10843.7369 | 2494.4615 | 10843.7369
5187 | 2551.3226 | 10767.7657 | 2551.3226 | 10767.7657
5188 | 2682.8265 | 10640.9644 | 2682.8265 | 10640.9644
5189 | 2825.0523 | 10579.2268 | 2825.0523 | 10579.2268
5190 | 2792.3604 | 10514.8175 | 2792.3604 | 10514.8175
5191 | 2685.3029 | 10412.1142 | 2685.3029 | 10412.1142
5192 | 2624.1176 | 10352.6879 | 2624.1176 | 10352.6879
5193 | 2561.9526 | 10334.2592 | 2561.9526 | 10334.2592
5194 | 2475.1417 | 10328.059 | 2475.1417 | 10328.059
5195 | 2332.355 | 10265.151 | 2332.355 | 10265.151
5196 | 2210.4078 | 10218.4203 | 2210.4078 | 10218.4203
5197 | 2126.8274 | 10206.8092 | 2126.8274 | 10206.8092
5198 | 2073.4308 | 10231.3171 | 2073.4308 | 10231.3171
5199 | 2041.0036 | 10237.0805 | 2041.0036 | 10237.0805
5200 | 2020.7662 | 10245.3905 | 2020.7662 | 10245.3905
5201 | 2046.6079 | 10350.0789 | 2046.6079 | 10350.0789
5202 | 2113.86 | 10594.4812 | 2113.86 | 10594.4812
5203 | 2229.4301 | 10644.1639 | 2229.4301 | 10644.1639
5204 | 2377.0164 | 10643.9199 | 2377.0164 | 10643.9199
5205 | 2464.3405 | 10571.6773 | 2464.3405 | 10571.6773
5206 | 2534.5875 | 10476.6298 | 2534.5875 | 10476.6298
5207 | 2690.2419 | 10366.4625 | 2690.2419 | 10366.4625
5208 | 2659.5766 | 10246.6841 | 2659.5766 | 10246.6841
5209 | 2559.3322 | 10096.4675 | 2559.3322 | 10096.4675
5210 | 2564.0422 | 9976.9738 | 2564.0422 | 9976.9738
5211 | 2632.8183 | 9886.4636 | 2632.8183 | 9886.4636
5212 | 2761.9561 | 9741.5384 | 2761.9561 | 9741.5384
5213 | 2901.3071 | 9672.83 | 2901.3071 | 9672.83
5214 | 2878.2264 | 9601.6491 | 2878.2264 | 9601.6491
5215 | 2745.3883 | 9505.7174 | 2745.3883 | 9505.7174
5216 | 2664.8271 | 9475.7674 | 2664.8271 | 9475.7674
5217 | 2588.0283 | 9518.283 | 2588.0283 | 9518.283
5218 | 2491.2447 | 9597.9226 | 2491.2447 | 9597.9226
5219 | 2353.6985 | 9613.0871 | 2353.6985 | 9613.0871
5220 | 2235.4502 | 9652.5945 | 2235.4502 | 9652.5945
5221 | 2132.0951 | 9727.6199 | 2132.0951 | 9727.6199
5222 | 2082.2205 | 9852.7057 | 2082.2205 | 9852.7057
5223 | 2053.9745 | 9962.0346 | 2053.9745 | 9962.0346
5224 | 2033.5874 | 10053.3961 | 2033.5874 | 10053.3961
5225 | 2045.9581 | 10241.7335 | 2045.9581 | 10241.7335
5226 | 2106.8319 | 10556.4408 | 2106.8319 | 10556.4408
5227 | 2229.0959 | 10677.2252 | 2229.0959 | 10677.2252
5228 | 2370.5144 | 10731.7514 | 2370.5144 | 10731.7514
5229 | 2460.6514 | 10677.0352 | 2460.6514 | 10677.0352
5230 | 2521.0777 | 10603.4975 | 2521.0777 | 10603.4975
5231 | 2698.6119 | 10580.1658 | 2698.6119 | 10580.1658
5232 | 2668.4544 | 10544.8331 | 2668.4544 | 10544.8331
5233 | 2576.9278 | 10418.7154 | 2576.9278 | 10418.7154
5234 | 2579.1044 | 10271.3387 | 2579.1044 | 10271.3387
5235 | 2632.2893 | 10075.8689 | 2632.2893 | 10075.8689
5236 | 2759.717 | 9692.544 | 2759.717 | 9692.544
5237 | 2889.0443 | 9325.2883 | 2889.0443 | 9325.2883
5238 | 2857.396 | 8983.2439 | 2857.396 | 8983.2439
5239 | 2729.9122 | 8738.9348 | 2729.9122 | 8738.9348
5240 | 2654.2272 | 8637.0865 | 2654.2272 | 8637.0865
5241 | 2585.5328 | 8611.687 | 2585.5328 | 8611.687
5242 | 2499.4425 | 8618.2333 | 2499.4425 | 8618.2333
5243 | 2359.5312 | 8557.1179 | 2359.5312 | 8557.1179
5244 | 2228.5358 | 8500.2298 | 2228.5358 | 8500.2298
5245 | 2150.7244 | 8481.8471 | 2150.7244 | 8481.8471
5246 | 2089.1118 | 8519.8981 | 2089.1118 | 8519.8981
5247 | 2063.2978 | 8550.9554 | 2063.2978 | 8550.9554
5248 | 2038.4991 | 8564.6428 | 2038.4991 | 8564.6428
5249 | 2055.721 | 8671.3229 | 2055.721 | 8671.3229
5250 | 2130.6102 | 8934.6457 | 2130.6102 | 8934.6457
5251 | 2227.9842 | 9006.8341 | 2227.9842 | 9006.8341
5252 | 2376.4348 | 9052.597 | 2376.4348 | 9052.597
5253 | 2466.3618 | 9054.0452 | 2466.3618 | 9054.0452
5254 | 2537.9363 | 9046.0325 | 2537.9363 | 9046.0325
5255 | 2680.4676 | 9065.9195 | 2680.4676 | 9065.9195
5256 | 2660.1926 | 9095.116 | 2660.1926 | 9095.116
5257 | 2571.2956 | 9084.5136 | 2571.2956 | 9084.5136
5258 | 2581.7329 | 9070.9753 | 2581.7329 | 9070.9753
5259 | 2633.0825 | 9063.5166 | 2633.0825 | 9063.5166
5260 | 2762.0957 | 9048.0482 | 2762.0957 | 9048.0482
5261 | 2882.7112 | 9120.7466 | 2882.7112 | 9120.7466
5262 | 2886.5573 | 9130.6255 | 2886.5573 | 9130.6255
5263 | 2736.7711 | 9074.925 | 2736.7711 | 9074.925
5264 | 2633.8272 | 9049.3566 | 2633.8272 | 9049.3566
5265 | 2569.401 | 9057.2176 | 2569.401 | 9057.2176
5266 | 2484.3284 | 9065.7555 | 2484.3284 | 9065.7555
5267 | 2350.8785 | 9012.2083 | 2350.8785 | 9012.2083
5268 | 2231.6024 | 8994.5556 | 2231.6024 | 8994.5556
5269 | 2144.8483 | 9018.9933 | 2144.8483 | 9018.9933
5270 | 2086.7122 | 9071.1849 | 2086.7122 | 9071.1849
5271 | 2059.7183 | 9110.8063 | 2059.7183 | 9110.8063
5272 | 2042.7953 | 9156.9575 | 2042.7953 | 9156.9575
5273 | 2052.6957 | 9331.1543 | 2052.6957 | 9331.1543
5274 | 2098.8342 | 9660.998 | 2098.8342 | 9660.998
5275 | 2188.0912 | 9831.3744 | 2188.0912 | 9831.3744
5276 | 2299.7985 | 9976.9186 | 2299.7985 | 9976.9186
5277 | 2397.072 | 10061.2192 | 2397.072 | 10061.2192
5278 | 2493.239 | 10138.8471 | 2493.239 | 10138.8471
5279 | 2626.6804 | 10224.8567 | 2626.6804 | 10224.8567
5280 | 2627.0719 | 10312.6075 | 2627.0719 | 10312.6075
5281 | 2537.4153 | 10365.5385 | 2537.4153 | 10365.5385
5282 | 2552.4639 | 10424.496 | 2552.4639 | 10424.496
5283 | 2582.3832 | 10447.9078 | 2582.3832 | 10447.9078
5284 | 2730.4755 | 10346.2013 | 2730.4755 | 10346.2013
5285 | 2863.8454 | 10228.1002 | 2863.8454 | 10228.1002
5286 | 2827.2918 | 10088.8051 | 2827.2918 | 10088.8051
5287 | 2707.8652 | 9941.0906 | 2707.8652 | 9941.0906
5288 | 2635.5731 | 9900.9832 | 2635.5731 | 9900.9832
5289 | 2581.5905 | 9986.1199 | 2581.5905 | 9986.1199
5290 | 2497.6158 | 10127.8988 | 2497.6158 | 10127.8988
5291 | 2369.556 | 10167.7597 | 2369.556 | 10167.7597
5292 | 2245.6813 | 10188.5457 | 2245.6813 | 10188.5457
5293 | 2156.7715 | 10207.8051 | 2156.7715 | 10207.8051
5294 | 2096.8235 | 10232.5121 | 2096.8235 | 10232.5121
5295 | 2055.6437 | 10260.3827 | 2055.6437 | 10260.3827
5296 | 2036.9283 | 10320.2763 | 2036.9283 | 10320.2763
5297 | 2038.1416 | 10496.0663 | 2038.1416 | 10496.0663
5298 | 2087.0732 | 10837.6608 | 2087.0732 | 10837.6608
5299 | 2149.4747 | 10999.8714 | 2149.4747 | 10999.8714
5300 | 2223.5385 | 11125.6984 | 2223.5385 | 11125.6984
5301 | 2344.396 | 11140.2914 | 2344.396 | 11140.2914
5302 | 2412.4311 | 11062.7704 | 2412.4311 | 11062.7704
5303 | 2566.2213 | 11009.3649 | 2566.2213 | 11009.3649
5304 | 2543.1538 | 10966.8623 | 2543.1538 | 10966.8623
5305 | 2474.0976 | 10891.5315 | 2474.0976 | 10891.5315
5306 | 2486.8013 | 10817.4472 | 2486.8013 | 10817.4472
5307 | 2538.2482 | 10697.0624 | 2538.2482 | 10697.0624
5308 | 2626.5599 | 10489.4004 | 2626.5599 | 10489.4004
5309 | 2773.8766 | 10344.8104 | 2773.8766 | 10344.8104
5310 | 2756.2403 | 10208.5028 | 2756.2403 | 10208.5028
5311 | 2659.49 | 10097.4346 | 2659.49 | 10097.4346
5312 | 2592.0654 | 10041.1949 | 2592.0654 | 10041.1949
5313 | 2534.6736 | 9994.8832 | 2534.6736 | 9994.8832
5314 | 2459.7493 | 9971.754 | 2459.7493 | 9971.754
5315 | 2341.0674 | 9918.406 | 2341.0674 | 9918.406
5316 | 2219.9498 | 9843.7922 | 2219.9498 | 9843.7922
5317 | 2136.166 | 9741.1631 | 2136.166 | 9741.1631
5318 | 2087.1882 | 9629.8409 | 2087.1882 | 9629.8409
5319 | 2043.2622 | 9510.5291 | 2043.2622 | 9510.5291
5320 | 2023.5489 | 9435.3892 | 2023.5489 | 9435.3892
5321 | 2027.8109 | 9494.6682 | 2027.8109 | 9494.6682
5322 | 2062.0542 | 9734.2905 | 2062.0542 | 9734.2905
5323 | 2120.6783 | 9832.3702 | 2120.6783 | 9832.3702
5324 | 2187.1055 | 9915.1777 | 2187.1055 | 9915.1777
5325 | 2298.4875 | 9987.13 | 2298.4875 | 9987.13
5326 | 2379.7775 | 10031.6967 | 2379.7775 | 10031.6967
5327 | 2531.4371 | 10026.6882 | 2531.4371 | 10026.6882
5328 | 2532.431 | 9998.3262 | 2532.431 | 9998.3262
5329 | 2475.9852 | 9990.1138 | 2475.9852 | 9990.1138
5330 | 2474.6964 | 10067.1952 | 2474.6964 | 10067.1952
5331 | 2498.1278 | 10135.2198 | 2498.1278 | 10135.2198
5332 | 2590.0248 | 10105.2124 | 2590.0248 | 10105.2124
5333 | 2730.1491 | 10159.3885 | 2730.1491 | 10159.3885
5334 | 2715.8687 | 10151.5418 | 2715.8687 | 10151.5418
5335 | 2609.2848 | 10073.5349 | 2609.2848 | 10073.5349
5336 | 2534.8537 | 10032.83 | 2534.8537 | 10032.83
5337 | 2461.8693 | 10053.8358 | 2461.8693 | 10053.8358
5338 | 2385.7346 | 10190.8347 | 2385.7346 | 10190.8347
5339 | 2267.5025 | 10273.9143 | 2267.5025 | 10273.9143
5340 | 2146.9889 | 10331.7448 | 2146.9889 | 10331.7448
5341 | 2063.9576 | 10397.6087 | 2063.9576 | 10397.6087
5342 | 2016.1309 | 10480.6708 | 2016.1309 | 10480.6708
5343 | 1979.3089 | 10536.2253 | 1979.3089 | 10536.2253
5344 | 1964.2288 | 10567.24 | 1964.2288 | 10567.24
5345 | 1976.7978 | 10666.9493 | 1976.7978 | 10666.9493
5346 | 2022.1512 | 10932.0647 | 2022.1512 | 10932.0647
5347 | 2099.1535 | 11044.2851 | 2099.1535 | 11044.2851
5348 | 2194.5944 | 11044.2402 | 2194.5944 | 11044.2402
5349 | 2310.9573 | 10837.1633 | 2310.9573 | 10837.1633
5350 | 2384.6441 | 10512.4794 | 2384.6441 | 10512.4794
5351 | 2532.8548 | 10108.5447 | 2532.8548 | 10108.5447
5352 | 2506.5448 | 9668.9084 | 2506.5448 | 9668.9084
5353 | 2431.0197 | 9236.0777 | 2431.0197 | 9236.0777
5354 | 2446.99 | 8885.3542 | 2446.99 | 8885.3542
5355 | 2484.1031 | 8580.1448 | 2484.1031 | 8580.1448
5356 | 2596.5527 | 8294.8088 | 2596.5527 | 8294.8088
5357 | 2751.184 | 8179.496 | 2751.184 | 8179.496
5358 | 2759.9708 | 8103.336 | 2759.9708 | 8103.336
5359 | 2649.2748 | 8024.3332 | 2649.2748 | 8024.3332
5360 | 2583.3215 | 7989.205 | 2583.3215 | 7989.205
5361 | 2523.0211 | 7953.0506 | 2523.0211 | 7953.0506
5362 | 2450.9671 | 7943.4646 | 2450.9671 | 7943.4646
5363 | 2300.7758 | 7871.196 | 2300.7758 | 7871.196
5364 | 2175.2996 | 7794.7897 | 2175.2996 | 7794.7897
5365 | 2080.7251 | 7738.3667 | 2080.7251 | 7738.3667
5366 | 2047.2578 | 7696.5528 | 2047.2578 | 7696.5528
5367 | 2002.3073 | 7646.9486 | 2002.3073 | 7646.9486
5368 | 1985.843 | 7605.8658 | 1985.843 | 7605.8658
5369 | 2013.5669 | 7668.9289 | 2013.5669 | 7668.9289
5370 | 2081.8292 | 7876.4857 | 2081.8292 | 7876.4857
5371 | 2189.7868 | 7899.6797 | 2189.7868 | 7899.6797
5372 | 2332.0445 | 7886.6891 | 2332.0445 | 7886.6891
5373 | 2415.9409 | 7829.583 | 2415.9409 | 7829.583
5374 | 2475.0312 | 7775.5634 | 2475.0312 | 7775.5634
5375 | 2631.3836 | 7733.9086 | 2631.3836 | 7733.9086
5376 | 2610.2964 | 7693.5967 | 2610.2964 | 7693.5967
5377 | 2510.1911 | 7619.6601 | 2510.1911 | 7619.6601
5378 | 2509.9859 | 7567.8822 | 2509.9859 | 7567.8822
5379 | 2575.564 | 7496.691 | 2575.564 | 7496.691
5380 | 2681.2043 | 7366.9022 | 2681.2043 | 7366.9022
5381 | 2857.676 | 7392.9961 | 2857.676 | 7392.9961
5382 | 2856.6516 | 7405.2651 | 2856.6516 | 7405.2651
5383 | 2739.7631 | 7389.3974 | 2739.7631 | 7389.3974
5384 | 2679.0766 | 7430.5491 | 2679.0766 | 7430.5491
5385 | 2591.8767 | 7530.8222 | 2591.8767 | 7530.8222
5386 | 2496.3694 | 7678.9744 | 2496.3694 | 7678.9744
5387 | 2351.6927 | 7751.6974 | 2351.6927 | 7751.6974
5388 | 2219.29 | 7819.4861 | 2219.29 | 7819.4861
5389 | 2119.6108 | 7914.428 | 2119.6108 | 7914.428
5390 | 2070.4656 | 8057.0402 | 2070.4656 | 8057.0402
5391 | 2036.8834 | 8187.8788 | 2036.8834 | 8187.8788
5392 | 2020.9961 | 8346.9562 | 2020.9961 | 8346.9562
5393 | 2028.1821 | 8661.763 | 2028.1821 | 8661.763
5394 | 2105.0205 | 9119.0719 | 2105.0205 | 9119.0719
5395 | 2213.9616 | 9367.3215 | 2213.9616 | 9367.3215
5396 | 2374.8124 | 9584.7641 | 2374.8124 | 9584.7641
5397 | 2464.5494 | 9758.6886 | 2464.5494 | 9758.6886
5398 | 2511.4401 | 9939.4837 | 2511.4401 | 9939.4837
5399 | 2657.9356 | 10101.3748 | 2657.9356 | 10101.3748
5400 | 2616.5844 | 10236.3276 | 2616.5844 | 10236.3276
5401 | 2517.7042 | 10308.3784 | 2517.7042 | 10308.3784
5402 | 2509.3374 | 10381.0782 | 2509.3374 | 10381.0782
5403 | 2552.7712 | 10382.7811 | 2552.7712 | 10382.7811
5404 | 2653.9387 | 10273.9046 | 2653.9387 | 10273.9046
5405 | 2825.0469 | 10245.0291 | 2825.0469 | 10245.0291
5406 | 2847.5723 | 10178.6282 | 2847.5723 | 10178.6282
5407 | 2720.3381 | 10051.2285 | 2720.3381 | 10051.2285
5408 | 2628.3203 | 9967.7033 | 2628.3203 | 9967.7033
5409 | 2570.8987 | 9935.1339 | 2570.8987 | 9935.1339
5410 | 2474.9208 | 10019.7526 | 2474.9208 | 10019.7526
5411 | 2334.0305 | 10078.3349 | 2334.0305 | 10078.3349
5412 | 2198.9872 | 10120.6306 | 2198.9872 | 10120.6306
5413 | 2110.5028 | 10178.9262 | 2110.5028 | 10178.9262
5414 | 2045.5474 | 10271.3491 | 2045.5474 | 10271.3491
5415 | 2008.3342 | 10370.5206 | 2008.3342 | 10370.5206
5416 | 1989.0855 | 10485.5827 | 1989.0855 | 10485.5827
5417 | 2011.7751 | 10668.7418 | 2011.7751 | 10668.7418
5418 | 2078.7307 | 10935.8488 | 2078.7307 | 10935.8488
5419 | 2162.502 | 10996.6848 | 2162.502 | 10996.6848
5420 | 2318.1819 | 11018.9463 | 2318.1819 | 11018.9463
5421 | 2417.2763 | 10985.5408 | 2417.2763 | 10985.5408
5422 | 2482.8274 | 10932.9153 | 2482.8274 | 10932.9153
5423 | 2633.2896 | 10881.3023 | 2633.2896 | 10881.3023
5424 | 2588.1767 | 10828.6422 | 2588.1767 | 10828.6422
5425 | 2487.4229 | 10752.5148 | 2487.4229 | 10752.5148
5426 | 2496.2751 | 10707.1102 | 2496.2751 | 10707.1102
5427 | 2551.534 | 10648.8646 | 2551.534 | 10648.8646
5428 | 2627.824 | 10474.0648 | 2627.824 | 10474.0648
5429 | 2783.2946 | 10315.9316 | 2783.2946 | 10315.9316
5430 | 2818.2829 | 10170.6616 | 2818.2829 | 10170.6616
5431 | 2682.6695 | 10019.9597 | 2682.6695 | 10019.9597
5432 | 2604.2464 | 9912.1364 | 2604.2464 | 9912.1364
5433 | 2543.0348 | 9873.3929 | 2543.0348 | 9873.3929
5434 | 2453.549 | 9898.0632 | 2453.549 | 9898.0632
5435 | 2310.9549 | 9883.9505 | 2310.9549 | 9883.9505
5436 | 2190.6907 | 9825.0708 | 2190.6907 | 9825.0708
5437 | 2103.1685 | 9690.9737 | 2103.1685 | 9690.9737
5438 | 2060.0435 | 9513.1306 | 2060.0435 | 9513.1306
5439 | 2018.18 | 9314.153 | 2018.18 | 9314.153
5440 | 1989.2129 | 9150.9826 | 1989.2129 | 9150.9826
5441 | 2002.6084 | 9133.1849 | 2002.6084 | 9133.1849
5442 | 2044.7255 | 9298.7181 | 2044.7255 | 9298.7181
5443 | 2106.0994 | 9320.3187 | 2106.0994 | 9320.3187
5444 | 2232.2314 | 9316.2906 | 2232.2314 | 9316.2906
5445 | 2331.1301 | 9237.2764 | 2331.1301 | 9237.2764
5446 | 2411.534 | 9130.279 | 2411.534 | 9130.279
5447 | 2550.2487 | 9024.095 | 2550.2487 | 9024.095
5448 | 2546.3372 | 8934.1913 | 2546.3372 | 8934.1913
5449 | 2470.2527 | 8823.0109 | 2470.2527 | 8823.0109
5450 | 2489.9654 | 8708.8946 | 2489.9654 | 8708.8946
5451 | 2504.2831 | 8540.9095 | 2504.2831 | 8540.9095
5452 | 2577.1329 | 8327.0734 | 2577.1329 | 8327.0734
5453 | 2723.4223 | 8261.7509 | 2723.4223 | 8261.7509
5454 | 2752.5856 | 8188.5783 | 2752.5856 | 8188.5783
5455 | 2640.8565 | 8080.2984 | 2640.8565 | 8080.2984
5456 | 2554.7903 | 8008.5239 | 2554.7903 | 8008.5239
5457 | 2486.7064 | 7959.2247 | 2486.7064 | 7959.2247
5458 | 2421.2124 | 7954.817 | 2421.2124 | 7954.817
5459 | 2303.0848 | 7892.9049 | 2303.0848 | 7892.9049
5460 | 2188.5339 | 7820.2828 | 2188.5339 | 7820.2828
5461 | 2096.7837 | 7756.2915 | 2096.7837 | 7756.2915
5462 | 2040.6184 | 7720.2534 | 2040.6184 | 7720.2534
5463 | 2001.9205 | 7677.4207 | 2001.9205 | 7677.4207
5464 | 1986.1453 | 7668.2043 | 1986.1453 | 7668.2043
5465 | 1990.5787 | 7782.4525 | 1990.5787 | 7782.4525
5466 | 2036.9443 | 8043.9829 | 2036.9443 | 8043.9829
5467 | 2068.4779 | 8124.7353 | 2068.4779 | 8124.7353
5468 | 2159.2491 | 8169.5024 | 2159.2491 | 8169.5024
5469 | 2253.5588 | 8149.6401 | 2253.5588 | 8149.6401
5470 | 2330.6869 | 8104.5828 | 2330.6869 | 8104.5828
5471 | 2482.6896 | 8054.9615 | 2482.6896 | 8054.9615
5472 | 2496.5669 | 8021.222 | 2496.5669 | 8021.222
5473 | 2420.5999 | 7972.9776 | 2420.5999 | 7972.9776
5474 | 2425.7509 | 7938.527 | 2425.7509 | 7938.527
5475 | 2454.9656 | 7844.4319 | 2454.9656 | 7844.4319
5476 | 2535.184 | 7699.5067 | 2535.184 | 7699.5067
5477 | 2700.8466 | 7737.9487 | 2700.8466 | 7737.9487
5478 | 2695.0264 | 7789.8514 | 2695.0264 | 7789.8514
5479 | 2590.9938 | 7808.0408 | 2590.9938 | 7808.0408
5480 | 2534.8468 | 7871.4989 | 2534.8468 | 7871.4989
5481 | 2477.2811 | 7985.3152 | 2477.2811 | 7985.3152
5482 | 2399.754 | 8198.7932 | 2399.754 | 8198.7932
5483 | 2275.8966 | 8362.7335 | 2275.8966 | 8362.7335
5484 | 2167.4583 | 8473.3426 | 2167.4583 | 8473.3426
5485 | 2089.1989 | 8581.2301 | 2089.1989 | 8581.2301
5486 | 2033.1975 | 8712.49 | 2033.1975 | 8712.49
5487 | 2000.9371 | 8817.6364 | 2000.9371 | 8817.6364
5488 | 1977.0492 | 8970.5397 | 1977.0492 | 8970.5397
5489 | 1989.5499 | 9281.164 | 1989.5499 | 9281.164
5490 | 2021.9715 | 9738.2738 | 2021.9715 | 9738.2738
5491 | 2062.5373 | 9972.781 | 2062.5373 | 9972.781
5492 | 2143.0488 | 10137.8434 | 2143.0488 | 10137.8434
5493 | 2240.3558 | 10231.7038 | 2240.3558 | 10231.7038
5494 | 2328.583 | 10313.1159 | 2328.583 | 10313.1159
5495 | 2451.626 | 10393.3497 | 2451.626 | 10393.3497
5496 | 2461.9879 | 10477.1172 | 2461.9879 | 10477.1172
5497 | 2397.7795 | 10540.4048 | 2397.7795 | 10540.4048
5498 | 2398.0421 | 10589.0057 | 2398.0421 | 10589.0057
5499 | 2431.9679 | 10532.951 | 2431.9679 | 10532.951
5500 | 2517.9902 | 10382.6483 | 2517.9902 | 10382.6483
5501 | 2693.2138 | 10305.9734 | 2693.2138 | 10305.9734
5502 | 2703.0273 | 10193.7647 | 2703.0273 | 10193.7647
5503 | 2593.8243 | 10076.124 | 2593.8243 | 10076.124
5504 | 2516.1188 | 10049.759 | 2516.1188 | 10049.759
5505 | 2483.9971 | 10095.0628 | 2483.9971 | 10095.0628
5506 | 2392.2587 | 10242.02 | 2392.2587 | 10242.02
5507 | 2278.6812 | 10323.5062 | 2278.6812 | 10323.5062
5508 | 2159.8116 | 10364.8061 | 2159.8116 | 10364.8061
5509 | 2082.7867 | 10413.5418 | 2082.7867 | 10413.5418
5510 | 2028.3265 | 10499.9898 | 2028.3265 | 10499.9898
5511 | 1995.7055 | 10574.8632 | 1995.7055 | 10574.8632
5512 | 1974.3927 | 10639.5367 | 1974.3927 | 10639.5367
5513 | 1987.655 | 10779.278 | 1987.655 | 10779.278
5514 | 2039.684 | 11043.995 | 2039.684 | 11043.995
5515 | 2094.7277 | 11133.5107 | 2094.7277 | 11133.5107
5516 | 2217.2933 | 11201.58 | 2217.2933 | 11201.58
5517 | 2304.6079 | 11196.6549 | 2304.6079 | 11196.6549
5518 | 2366.4138 | 11165.9375 | 2366.4138 | 11165.9375
5519 | 2500.1414 | 11125.6769 | 2500.1414 | 11125.6769
5520 | 2495.4973 | 11081.3818 | 2495.4973 | 11081.3818
5521 | 2428.5556 | 11002.466 | 2428.5556 | 11002.466
5522 | 2424.7003 | 10905.677 | 2424.7003 | 10905.677
5523 | 2463.3786 | 10779.9147 | 2463.3786 | 10779.9147
5524 | 2543.4544 | 10583.406 | 2543.4544 | 10583.406
5525 | 2719.3152 | 10487.6113 | 2719.3152 | 10487.6113
5526 | 2744.8837 | 10386.7549 | 2744.8837 | 10386.7549
5527 | 2617.0793 | 10267.5209 | 2617.0793 | 10267.5209
5528 | 2560.4289 | 10201.5222 | 2560.4289 | 10201.5222
5529 | 2487.187 | 10181.1018 | 2487.187 | 10181.1018
5530 | 2412.6409 | 10225.091 | 2412.6409 | 10225.091
5531 | 2271.8309 | 10246.0313 | 2271.8309 | 10246.0313
5532 | 2136.6912 | 10252.0791 | 2136.6912 | 10252.0791
5533 | 2052.0531 | 10278.5084 | 2052.0531 | 10278.5084
5534 | 2013.2977 | 10354.5998 | 2013.2977 | 10354.5998
5535 | 1984.8167 | 10448.7922 | 1984.8167 | 10448.7922
5536 | 1959.7287 | 10577.5966 | 1959.7287 | 10577.5966
5537 | 1981.5232 | 10817.5176 | 1981.5232 | 10817.5176
5538 | 2044.7685 | 11219.2596 | 2044.7685 | 11219.2596
5539 | 2135.0901 | 11447.792 | 2135.0901 | 11447.792
5540 | 2293.1765 | 11653.2847 | 2293.1765 | 11653.2847
5541 | 2377.9377 | 11726.6312 | 2377.9377 | 11726.6312
5542 | 2452.1564 | 11706.0711 | 2452.1564 | 11706.0711
5543 | 2591.1429 | 11678.9554 | 2591.1429 | 11678.9554
5544 | 2553.0374 | 11664.1365 | 2553.0374 | 11664.1365
5545 | 2463.7752 | 11627.6428 | 2463.7752 | 11627.6428
5546 | 2482.4847 | 11570.6867 | 2482.4847 | 11570.6867
5547 | 2518.8373 | 11458.4676 | 2518.8373 | 11458.4676
5548 | 2590.7363 | 11260.3655 | 2590.7363 | 11260.3655
5549 | 2769.513 | 11108.2073 | 2769.513 | 11108.2073
5550 | 2820.2672 | 10953.1782 | 2820.2672 | 10953.1782
5551 | 2684.7931 | 10773.5975 | 2684.7931 | 10773.5975
5552 | 2601.9871 | 10656.4135 | 2601.9871 | 10656.4135
5553 | 2535.4538 | 10600.3427 | 2535.4538 | 10600.3427
5554 | 2434.1265 | 10684.1648 | 2434.1265 | 10684.1648
5555 | 2294.2447 | 10777.8 | 2294.2447 | 10777.8
5556 | 2159.1697 | 10811.3325 | 2159.1697 | 10811.3325
5557 | 2065.5887 | 10860.0682 | 2065.5887 | 10860.0682
5558 | 2023.4817 | 10953.0886 | 2023.4817 | 10953.0886
5559 | 1991.3371 | 11048.8742 | 1991.3371 | 11048.8742
5560 | 1970.924 | 11142.0283 | 1970.924 | 11142.0283
5561 | 1994.813 | 11311.2459 | 1994.813 | 11311.2459
5562 | 2057.9135 | 11605.0409 | 2057.9135 | 11605.0409
5563 | 2156.3827 | 11712.083 | 2156.3827 | 11712.083
5564 | 2304.4169 | 11785.3306 | 2304.4169 | 11785.3306
5565 | 2395.5831 | 11794.9445 | 2395.5831 | 11794.9445
5566 | 2460.5047 | 11781.9528 | 2460.5047 | 11781.9528
5567 | 2607.8532 | 11766.7868 | 2607.8532 | 11766.7868
5568 | 2587.7726 | 11754.9555 | 2587.7726 | 11754.9555
5569 | 2481.2641 | 11714.2793 | 2481.2641 | 11714.2793
5570 | 2486.1835 | 11633.8217 | 2486.1835 | 11633.8217
5571 | 2521.3251 | 11396.1291 | 2521.3251 | 11396.1291
5572 | 2596.2409 | 10996.2736 | 2596.2409 | 10996.2736
5573 | 2775.1788 | 10833.958 | 2775.1788 | 10833.958
5574 | 2806.7358 | 10669.3691 | 2806.7358 | 10669.3691
5575 | 2675.3226 | 10456.727 | 2675.3226 | 10456.727
5576 | 2583.5328 | 10303.096 | 2583.5328 | 10303.096
5577 | 2514.8995 | 10257.5809 | 2514.8995 | 10257.5809
5578 | 2423.8973 | 10428.8361 | 2423.8973 | 10428.8361
5579 | 2280.3067 | 10588.1956 | 2280.3067 | 10588.1956
5580 | 2168.7851 | 10671.9175 | 2168.7851 | 10671.9175
5581 | 2075.3 | 10743.5571 | 2075.3 | 10743.5571
5582 | 2040.8676 | 10836.5774 | 2040.8676 | 10836.5774
5583 | 1992.1032 | 10909.4592 | 1992.1032 | 10909.4592
5584 | 1968.9374 | 10965.7678 | 1968.9374 | 10965.7678
5585 | 1994.7129 | 11098.5384 | 1994.7129 | 11098.5384
5586 | 2052.1659 | 11345.3306 | 2052.1659 | 11345.3306
5587 | 2133.5585 | 11389.4368 | 2133.5585 | 11389.4368
5588 | 2290.7215 | 11408.1134 | 2290.7215 | 11408.1134
5589 | 2369.6856 | 11383.2719 | 2369.6856 | 11383.2719
5590 | 2434.4695 | 11375.2592 | 2434.4695 | 11375.2592
5591 | 2606.0103 | 11379.4122 | 2606.0103 | 11379.4122
5592 | 2597.1142 | 11392.2773 | 2597.1142 | 11392.2773
5593 | 2492.6701 | 11377.4924 | 2492.6701 | 11377.4924
5594 | 2472.2434 | 11300.2215 | 2472.2434 | 11300.2215
5595 | 2516.0855 | 11050.7782 | 2516.0855 | 11050.7782
5596 | 2582.2714 | 10762.853 | 2582.2714 | 10762.853
5597 | 2736.1998 | 10563.692 | 2736.1998 | 10563.692
5598 | 2781.4035 | 10360.266 | 2781.4035 | 10360.266
5599 | 2675.8466 | 10131.89 | 2675.8466 | 10131.89
5600 | 2576.3152 | 9989.4122 | 2576.3152 | 9989.4122
5601 | 2513.0818 | 9941.7063 | 2513.0818 | 9941.7063
5602 | 2417.774 | 10020.7484 | 2417.774 | 10020.7484
5603 | 2284.3109 | 10121.3544 | 2284.3109 | 10121.3544
5604 | 2175.6261 | 10169.2267 | 2175.6261 | 10169.2267
5605 | 2090.8016 | 10212.585 | 2090.8016 | 10212.585
5606 | 2037.9878 | 10286.4856 | 2037.9878 | 10286.4856
5607 | 1998.0051 | 10355.3841 | 1998.0051 | 10355.3841
5608 | 1982.4467 | 10411.4936 | 1982.4467 | 10411.4936
5609 | 1987.6893 | 10541.675 | 1987.6893 | 10541.675
5610 | 2044.7148 | 10810.1761 | 2044.7148 | 10810.1761
5611 | 2101.4238 | 10897.501 | 2101.4238 | 10897.501
5612 | 2230.8395 | 10953.4213 | 2230.8395 | 10953.4213
5613 | 2329.0549 | 10963.6327 | 2329.0549 | 10963.6327
5614 | 2404.5111 | 10967.1715 | 2404.5111 | 10967.1715
5615 | 2539.6463 | 10972.9179 | 2539.6463 | 10972.9179
5616 | 2526.6578 | 10977.0197 | 2526.6578 | 10977.0197
5617 | 2468.1153 | 10946.7 | 2468.1153 | 10946.7
5618 | 2479.6677 | 10839.5544 | 2479.6677 | 10839.5544
5619 | 2513.7006 | 10607.6376 | 2513.7006 | 10607.6376
5620 | 2562.6265 | 10274.7013 | 2562.6265 | 10274.7013
5621 | 2709.3674 | 10023.7576 | 2709.3674 | 10023.7576
5622 | 2753.0905 | 9782.092 | 2753.0905 | 9782.092
5623 | 2640.4052 | 9533.2021 | 2640.4052 | 9533.2021
5624 | 2532.9224 | 9380.9652 | 2532.9224 | 9380.9652
5625 | 2458.3347 | 9350.9849 | 2458.3347 | 9350.9849
5626 | 2390.2041 | 9501.527 | 2390.2041 | 9501.527
5627 | 2281.5406 | 9664.6706 | 2281.5406 | 9664.6706
5628 | 2166.43 | 9780.6572 | 2166.43 | 9780.6572
5629 | 2084.519 | 9909.6561 | 2084.519 | 9909.6561
5630 | 2035.1923 | 10082.3422 | 2035.1923 | 10082.3422
5631 | 1997.9323 | 10229.1139 | 1997.9323 | 10229.1139
5632 | 1970.9086 | 10346.566 | 1970.9086 | 10346.566
5633 | 1977.5659 | 10522.356 | 1977.5659 | 10522.356
5634 | 2011.7066 | 10793.048 | 2011.7066 | 10793.048
5635 | 2046.7868 | 10840.3408 | 2046.7868 | 10840.3408
5636 | 2146.3093 | 10822.3711 | 2146.3093 | 10822.3711
5637 | 2235.2319 | 10721.0506 | 2235.2319 | 10721.0506
5638 | 2295.5882 | 10600.9084 | 2295.5882 | 10600.9084
5639 | 2443.7106 | 10488.5502 | 2443.7106 | 10488.5502
5640 | 2422.2888 | 10381.9167 | 2422.2888 | 10381.9167
5641 | 2366.0069 | 10247.4341 | 2366.0069 | 10247.4341
5642 | 2364.1443 | 10096.6715 | 2364.1443 | 10096.6715
5643 | 2389.9503 | 9881.2853 | 2389.9503 | 9881.2853
5644 | 2448.2366 | 9621.8406 | 2448.2366 | 9621.8406
5645 | 2583.592 | 9582.6086 | 2583.592 | 9582.6086
5646 | 2619.6239 | 9513.6185 | 2619.6239 | 9513.6185
5647 | 2526.3924 | 9355.3484 | 2526.3924 | 9355.3484
5648 | 2476.4937 | 9240.5544 | 2476.4937 | 9240.5544
5649 | 2407.5966 | 9214.5574 | 2407.5966 | 9214.5574
5650 | 2334.4767 | 9299.3753 | 2334.4767 | 9299.3753
5651 | 2214.9629 | 9337.4437 | 2214.9629 | 9337.4437
5652 | 2110.3093 | 9357.2338 | 2110.3093 | 9357.2338
5653 | 2031.6774 | 9402.7829 | 2031.6774 | 9402.7829
5654 | 1984.9075 | 9480.6668 | 1984.9075 | 9480.6668
5655 | 1952.0486 | 9557.3327 | 1952.0486 | 9557.3327
5656 | 1913.6545 | 9614.2388 | 1913.6545 | 9614.2388
5657 | 1928.3918 | 9737.0511 | 1928.3918 | 9737.0511
5658 | 1956.0746 | 9999.5773 | 1956.0746 | 9999.5773
5659 | 1990.6377 | 10106.6195 | 1990.6377 | 10106.6195
5660 | 2084.133 | 10190.6219 | 2084.133 | 10190.6219
5661 | 2157.204 | 10206.0116 | 2157.204 | 10206.0116
5662 | 2254.6122 | 10218.712 | 2254.6122 | 10218.712
5663 | 2376.4185 | 10264.6895 | 2376.4185 | 10264.6895
5664 | 2349.0232 | 10350.2496 | 2349.0232 | 10350.2496
5665 | 2299.9468 | 10403.5789 | 2299.9468 | 10403.5789
5666 | 2301.5708 | 10349.8094 | 2301.5708 | 10349.8094
5667 | 2339.9877 | 10093.3953 | 2339.9877 | 10093.3953
5668 | 2409.6409 | 9804.076 | 2409.6409 | 9804.076
5669 | 2574.8033 | 9636.9805 | 2574.8033 | 9636.9805
5670 | 2611.9947 | 9404.8748 | 2611.9947 | 9404.8748
5671 | 2523.9355 | 9161.9598 | 2523.9355 | 9161.9598
5672 | 2446.823 | 9027.0502 | 2446.823 | 9027.0502
5673 | 2384.7792 | 8972.1744 | 2384.7792 | 8972.1744
5674 | 2307.109 | 9015.1678 | 2307.109 | 9015.1678
5675 | 2194.9909 | 9046.0663 | 2194.9909 | 9046.0663
5676 | 2098.6018 | 9102.3035 | 2098.6018 | 9102.3035
5677 | 2013.6634 | 9263.1687 | 2013.6634 | 9263.1687
5678 | 1965.6673 | 9520.6988 | 1965.6673 | 9520.6988
5679 | 1935.1618 | 9761.6753 | 1935.1618 | 9761.6753
5680 | 1912.6603 | 9983.4894 | 1912.6603 | 9983.4894
5681 | 1925.3384 | 10295.9062 | 1925.3384 | 10295.9062
5682 | 1967.3596 | 10745.0494 | 1967.3596 | 10745.0494
5683 | 2012.7581 | 11012.0204 | 2012.7581 | 11012.0204
5684 | 2140.5161 | 11193.0159 | 2140.5161 | 11193.0159
5685 | 2211.2603 | 11289.2663 | 2211.2603 | 11289.2663
5686 | 2291.9504 | 11355.1436 | 2291.9504 | 11355.1436
5687 | 2442.9652 | 11419.4443 | 2442.9652 | 11419.4443
5688 | 2422.4347 | 11495.2452 | 2422.4347 | 11495.2452
5689 | 2335.5813 | 11522.0857 | 2335.5813 | 11522.0857
5690 | 2343.3328 | 11420.9151 | 2343.3328 | 11420.9151
5691 | 2385.9244 | 11227.6361 | 2385.9244 | 11227.6361
5692 | 2447.4806 | 11000.0577 | 2447.4806 | 11000.0577
5693 | 2620.6482 | 10828.5806 | 2620.6482 | 10828.5806
5694 | 2681.253 | 10618.7813 | 2681.253 | 10618.7813
5695 | 2584.0534 | 10432.8273 | 2584.0534 | 10432.8273
5696 | 2498.7304 | 10320.8216 | 2498.7304 | 10320.8216
5697 | 2425.9702 | 10233.8803 | 2425.9702 | 10233.8803
5698 | 2338.8525 | 10238.8333 | 2338.8525 | 10238.8333
5699 | 2197.334 | 10293.8307 | 2197.334 | 10293.8307
5700 | 2090.5706 | 10287.9287 | 2090.5706 | 10287.9287
5701 | 2005.676 | 10262.1769 | 2005.676 | 10262.1769
5702 | 1961.1168 | 10274.7349 | 1961.1168 | 10274.7349
5703 | 1945.5313 | 10298.4231 | 1945.5313 | 10298.4231
5704 | 1910.9389 | 10382.6147 | 1910.9389 | 10382.6147
5705 | 1939.2145 | 10632.0956 | 1939.2145 | 10632.0956
5706 | 2006.8597 | 11042.9992 | 2006.8597 | 11042.9992
5707 | 2070.5316 | 11277.9048 | 2070.5316 | 11277.9048
5708 | 2239.1544 | 11469.8543 | 2239.1544 | 11469.8543
5709 | 2320.1878 | 11605.141 | 2320.1878 | 11605.141
5710 | 2402.3064 | 11715.0335 | 2402.3064 | 11715.0335
5711 | 2542.3596 | 11810.4038 | 2542.3596 | 11810.4038
5712 | 2507.3821 | 11897.1588 | 2507.3821 | 11897.1588
5713 | 2416.1409 | 11942.1233 | 2416.1409 | 11942.1233
5714 | 2414.0138 | 11872.0223 | 2414.0138 | 11872.0223
5715 | 2463.3157 | 11686.909 | 2463.3157 | 11686.909
5716 | 2502.8761 | 11506.7317 | 2502.8761 | 11506.7317
5717 | 2692.7183 | 11422.8869 | 2692.7183 | 11422.8869
5718 | 2767.5202 | 11306.2965 | 2767.5202 | 11306.2965
5719 | 2648.8989 | 11117.7534 | 2648.8989 | 11117.7534
5720 | 2559.2588 | 11006.5444 | 2559.2588 | 11006.5444
5721 | 2497.7865 | 10914.0265 | 2497.7865 | 10914.0265
5722 | 2398.4102 | 10990.2803 | 2398.4102 | 10990.2803
5723 | 2256.9474 | 11134.9016 | 2256.9474 | 11134.9016
5724 | 2121.2084 | 11137.7628 | 2121.2084 | 11137.7628
5725 | 2041.7857 | 11084.7255 | 2041.7857 | 11084.7255
5726 | 2002.7755 | 11020.2069 | 2002.7755 | 11020.2069
5727 | 1967.535 | 10926.5874 | 1967.535 | 10926.5874
5728 | 1938.2675 | 10835.9127 | 1938.2675 | 10835.9127
5729 | 1956.9653 | 10862.927 | 1956.9653 | 10862.927
5730 | 2014.7267 | 11061.5215 | 2014.7267 | 11061.5215
5731 | 2088.9486 | 11102.8394 | 2088.9486 | 11102.8394
5732 | 2279.2983 | 11102.5953 | 2279.2983 | 11102.5953
5733 | 2356.4603 | 11043.8959 | 2356.4603 | 11043.8959
5734 | 2414.1126 | 11000.8303 | 2414.1126 | 11000.8303
5735 | 2570.8262 | 10964.3538 | 2570.8262 | 10964.3538
5736 | 2553.2127 | 10915.677 | 2553.2127 | 10915.677
5737 | 2438.4148 | 10825.0106 | 2438.4148 | 10825.0106
5738 | 2417.6037 | 10708.3052 | 2417.6037 | 10708.3052
5739 | 2448.7714 | 10497.4997 | 2448.7714 | 10497.4997
5740 | 2510.4699 | 10201.608 | 2510.4699 | 10201.608
5741 | 2661.2209 | 10058.6113 | 2661.2209 | 10058.6113
5742 | 2741.2409 | 9935.8469 | 2741.2409 | 9935.8469
5743 | 2627.4381 | 9801.4764 | 2627.4381 | 9801.4764
5744 | 2547.4518 | 9686.6824 | 2547.4518 | 9686.6824
5745 | 2480.3251 | 9615.0768 | 2480.3251 | 9615.0768
5746 | 2396.3737 | 9674.9992 | 2396.3737 | 9674.9992
5747 | 2249.0003 | 9790.3433 | 2249.0003 | 9790.3433
5748 | 2125.8311 | 9832.0415 | 2125.8311 | 9832.0415
5749 | 2046.8303 | 9849.7076 | 2046.8303 | 9849.7076
5750 | 1995.3235 | 9894.7294 | 1995.3235 | 9894.7294
5751 | 1963.4097 | 9951.8772 | 1963.4097 | 9951.8772
5752 | 1947.8506 | 10024.9156 | 1947.8506 | 10024.9156
5753 | 1969.5402 | 10200.9048 | 1969.5402 | 10200.9048
5754 | 2021.3801 | 10495.6957 | 2021.3801 | 10495.6957
5755 | 2079.9719 | 10525.462 | 2079.9719 | 10525.462
5756 | 2244.4181 | 10490.1651 | 2244.4181 | 10490.1651
5757 | 2335.1367 | 10401.1927 | 2335.1367 | 10401.1927
5758 | 2395.1978 | 10328.0532 | 2395.1978 | 10328.0532
5759 | 2575.2306 | 10311.4932 | 2575.2306 | 10311.4932
5760 | 2544.8938 | 10332.5239 | 2544.8938 | 10332.5239
5761 | 2438.8496 | 10328.6931 | 2438.8496 | 10328.6931
5762 | 2457.1576 | 10236.2857 | 2457.1576 | 10236.2857
5763 | 2476.1594 | 9984.8508 | 2476.1594 | 9984.8508
5764 | 2520.7275 | 9719.6303 | 2520.7275 | 9719.6303
5765 | 2669.1457 | 9674.6225 | 2669.1457 | 9674.6225
5766 | 2780.7943 | 9657.4152 | 2780.7943 | 9657.4152
5767 | 2648.7756 | 9600.3205 | 2648.7756 | 9600.3205
5768 | 2564.01 | 9556.429 | 2564.01 | 9556.429
5769 | 2499.8751 | 9500.159 | 2499.8751 | 9500.159
5770 | 2404.1421 | 9543.949 | 2404.1421 | 9543.949
5771 | 2284.2265 | 9672.438 | 2284.2265 | 9672.438
5772 | 2158.827 | 9747.5959 | 2158.827 | 9747.5959
5773 | 2072.189 | 9802.5057 | 2072.189 | 9802.5057
5774 | 2030.2289 | 9877.2029 | 2030.2289 | 9877.2029
5775 | 1991.0474 | 9934.7491 | 1991.0474 | 9934.7491
5776 | 1996.4611 | 9946.2457 | 1996.4611 | 9946.2457
5777 | 2020.2847 | 9983.6166 | 2020.2847 | 9983.6166
5778 | 2060.5939 | 10134.0133 | 2060.5939 | 10134.0133
5779 | 2097.2253 | 10100.2462 | 2097.2253 | 10100.2462
5780 | 2228.1927 | 10054.1944 | 2228.1927 | 10054.1944
5781 | 2315.1342 | 9959.0479 | 2315.1342 | 9959.0479
5782 | 2398.4705 | 9865.3945 | 2398.4705 | 9865.3945
5783 | 2546.6719 | 9808.0058 | 2546.6719 | 9808.0058
5784 | 2554.3916 | 9762.914 | 2554.3916 | 9762.914
5785 | 2472.9387 | 9679.4175 | 2472.9387 | 9679.4175
5786 | 2475.5185 | 9491.6104 | 2475.5185 | 9491.6104
5787 | 2503.8175 | 9214.0849 | 2503.8175 | 9214.0849
5788 | 2554.4258 | 8982.7223 | 2554.4258 | 8982.7223
5789 | 2682.5496 | 8936.5196 | 2682.5496 | 8936.5196
5790 | 2755.2947 | 8905.1715 | 2755.2947 | 8905.1715
5791 | 2648.6796 | 8861.2217 | 2648.6796 | 8861.2217
5792 | 2561.058 | 8870.7062 | 2561.058 | 8870.7062
5793 | 2498.6088 | 8865.6215 | 2498.6088 | 8865.6215
5794 | 2419.3326 | 8873.9603 | 2419.3326 | 8873.9603
5795 | 2305.7268 | 8946.0858 | 2305.7268 | 8946.0858
5796 | 2173.5072 | 8097.2675 | 2173.5072 | 8097.2675
5797 | 2096.3626 | 8158.6808 | 2096.3626 | 8158.6808
5798 | 2060.6369 | 8178.9654 | 2060.6369 | 8178.9654
5799 | 2032.3451 | 8202.7283 | 2032.3451 | 8202.7283
5800 | 2020.7711 | 8324.5176 | 2020.7711 | 8324.5176
5801 | 2036.451 | 8574.4637 | 2036.451 | 8574.4637
5802 | 2063.3224 | 8706.9305 | 2063.3224 | 8706.9305
5803 | 2073.0313 | 8771.2768 | 2073.0313 | 8771.2768
5804 | 2161.2352 | 8784.8906 | 2161.2352 | 8784.8906
5805 | 2272.6799 | 8808.0956 | 2272.6799 | 8808.0956
5806 | 2335.658 | 8836.6628 | 2335.658 | 8836.6628
5807 | 2476.962 | 8858.3621 | 2476.962 | 8858.3621
5808 | 2469.2725 | 8873.0326 | 2469.2725 | 8873.0326
5809 | 2415.8761 | 8848.4426 | 2415.8761 | 8848.4426
5810 | 2412.7913 | 8733.095 | 2412.7913 | 8733.095
5811 | 2407.6372 | 8581.3601 | 2407.6372 | 8581.3601
5812 | 2441.8219 | 8462.6902 | 2441.8219 | 8462.6902
5813 | 2552.0244 | 8375.2391 | 2552.0244 | 8375.2391
5814 | 2663.9272 | 8273.6965 | 2663.9272 | 8273.6965
5815 | 2573.5465 | 8150.2961 | 2573.5465 | 8150.2961
5816 | 2498.5191 | 8066.948 | 2498.5191 | 8066.948
5817 | 2443.4974 | 7966.7004 | 2443.4974 | 7966.7004
5818 | 2382.9477 | 7795.577 | 2382.9477 | 7795.577
5819 | 2248.7476 | 7669.6815 | 2248.7476 | 7669.6815
5820 | 2157.6334 | 7577.2209 | 2157.6334 | 7577.2209
5821 | 2073.4921 | 7529.9624 | 2073.4921 | 7529.9624
5822 | 2025.1936 | 7502.9049 | 2025.1936 | 7502.9049
5823 | 1993.5466 | 7540.4759 | 1993.5466 | 7540.4759
5824 | 1972.9913 | 7712.2973 | 1972.9913 | 7712.2973
5825 | 1982.1427 | 8031.822 | 1982.1427 | 8031.822
5826 | 2004.4769 | 8258.6145 | 2004.4769 | 8258.6145
5827 | 2045.8112 | 8461.4008 | 2045.8112 | 8461.4008
5828 | 2169.7729 | 8615.7858 | 2169.7729 | 8615.7858
5829 | 2260.8355 | 8717.5358 | 2260.8355 | 8717.5358
5830 | 2335.3132 | 8779.2784 | 2335.3132 | 8779.2784
5831 | 2462.1737 | 8848.8579 | 2462.1737 | 8848.8579
5832 | 2454.9336 | 8985.6496 | 2454.9336 | 8985.6496
5833 | 2378.8161 | 9082.8222 | 2378.8161 | 9082.8222
5834 | 2384.8913 | 9010.6923 | 2384.8913 | 9010.6923
5835 | 2401.845 | 8793.6826 | 2401.845 | 8793.6826
5836 | 2459.9058 | 8545.7184 | 2459.9058 | 8545.7184
5837 | 2606.8388 | 8266.5673 | 2606.8388 | 8266.5673
5838 | 2678.785 | 7883.1236 | 2678.785 | 7883.1236
5839 | 2590.5357 | 7491.8096 | 2590.5357 | 7491.8096
5840 | 2511.4491 | 7218.7342 | 2511.4491 | 7218.7342
5841 | 2454.6262 | 7037.7896 | 2454.6262 | 7037.7896
5842 | 2367.2723 | 6929.9685 | 2367.2723 | 6929.9685
5843 | 2256.7136 | 6922.6077 | 2256.7136 | 6922.6077
5844 | 2148.4077 | 6940.2535 | 2148.4077 | 6940.2535
5845 | 2072.9805 | 6949.4829 | 2072.9805 | 6949.4829
5846 | 2029.5096 | 6916.3282 | 2029.5096 | 6916.3282
5847 | 1995.4916 | 6887.5485 | 1995.4916 | 6887.5485
5848 | 1984.6817 | 6980.8249 | 1984.6817 | 6980.8249
5849 | 2001.8921 | 7222.8806 | 2001.8921 | 7222.8806
5850 | 2022.5737 | 7411.4766 | 2022.5737 | 7411.4766
5851 | 2093.2982 | 7611.035 | 2093.2982 | 7611.035
5852 | 2231.661 | 7780.8421 | 2231.661 | 7780.8421
5853 | 2311.3773 | 7908.7737 | 2311.3773 | 7908.7737
5854 | 2367.0389 | 8033.4599 | 2367.0389 | 8033.4599
5855 | 2523.1464 | 8163.293 | 2523.1464 | 8163.293
5856 | 2490.5716 | 8281.7934 | 2490.5716 | 8281.7934
5857 | 2397.698 | 8326.6028 | 2397.698 | 8326.6028
5858 | 2385.2023 | 8179.5144 | 2385.2023 | 8179.5144
5859 | 2411.0437 | 7917.4938 | 2411.0437 | 7917.4938
5860 | 2459.1675 | 7687.2829 | 2459.1675 | 7687.2829
5861 | 2578.1677 | 7473.4066 | 2578.1677 | 7473.4066
5862 | 2708.4259 | 7219.2572 | 2708.4259 | 7219.2572
5863 | 2603.4221 | 7000.4552 | 2603.4221 | 7000.4552
5864 | 2514.936 | 6846.2732 | 2514.936 | 6846.2732
5865 | 2447.8778 | 6802.1547 | 2447.8778 | 6802.1547
5866 | 2377.873 | 6810.5371 | 2377.873 | 6810.5371
5867 | 2236.2868 | 6896.0674 | 2236.2868 | 6896.0674
5868 | 2133.4408 | 7008.2183 | 2133.4408 | 7008.2183
5869 | 2051.2019 | 7096.7099 | 2051.2019 | 7096.7099
5870 | 2004.9754 | 7161.1088 | 2004.9754 | 7161.1088
5871 | 1973.5461 | 7211.412 | 1973.5461 | 7211.412
5872 | 1957.7002 | 7324.4143 | 1957.7002 | 7324.4143
5873 | 1985.7527 | 7575.6157 | 1985.7527 | 7575.6157
5874 | 2021.6628 | 7727.9877 | 2021.6628 | 7727.9877
5875 | 2103.8195 | 7828.1993 | 2103.8195 | 7828.1993
5876 | 2275.8642 | 7890.7692 | 2275.8642 | 7890.7692
5877 | 2367.4345 | 7978.711 | 2367.4345 | 7978.711
5878 | 2428.9508 | 8068.4285 | 2428.9508 | 8068.4285
5879 | 2588.1743 | 8153.6094 | 2588.1743 | 8153.6094
5880 | 2558.951 | 8247.7214 | 2558.951 | 8247.7214
5881 | 2447.4702 | 8285.8957 | 2447.4702 | 8285.8957
5882 | 2455.0241 | 8172.162 | 2455.0241 | 8172.162
5883 | 2468.0554 | 7988.8657 | 2468.0554 | 7988.8657
5884 | 2518.8958 | 7842.2209 | 2518.8958 | 7842.2209
5885 | 2638.5252 | 7759.6116 | 2638.5252 | 7759.6116
5886 | 2743.9365 | 7665.0627 | 2743.9365 | 7665.0627
5887 | 2616.6284 | 7597.4328 | 2616.6284 | 7597.4328
5888 | 2543.4857 | 7548.3361 | 2543.4857 | 7548.3361
5889 | 2484.2216 | 7502.6037 | 2484.2216 | 7502.6037
5890 | 2380.1565 | 7435.3103 | 2380.1565 | 7435.3103
5891 | 2242.2201 | 7555.0919 | 2242.2201 | 7555.0919
5892 | 2121.1571 | 7718.1715 | 2121.1571 | 7718.1715
5893 | 2031.7763 | 7911.9277 | 2031.7763 | 7911.9277
5894 | 1988.7858 | 8084.9984 | 1988.7858 | 8084.9984
5895 | 1957.8545 | 8231.9585 | 1957.8545 | 8231.9585
5896 | 1953.6273 | 8412.9255 | 1953.6273 | 8412.9255
5897 | 1980.3086 | 8661.2577 | 1980.3086 | 8661.2577
5898 | 2010.5418 | 8774.5366 | 2010.5418 | 8774.5366
5899 | 2107.8877 | 8831.7098 | 2107.8877 | 8831.7098
5900 | 2265.3519 | 8842.9924 | 2265.3519 | 8842.9924
5901 | 2357.905 | 8841.9883 | 2357.905 | 8841.9883
5902 | 2440.3001 | 8821.4201 | 2440.3001 | 8821.4201
5903 | 2607.1095 | 8784.4797 | 2607.1095 | 8784.4797
5904 | 2565.51 | 8769.7406 | 2565.51 | 8769.7406
5905 | 2457.3843 | 8735.8256 | 2457.3843 | 8735.8256
5906 | 2460.3395 | 8572.0599 | 2460.3395 | 8572.0599
5907 | 2482.2442 | 8368.141 | 2482.2442 | 8368.141
5908 | 2531.5242 | 8196.2112 | 2531.5242 | 8196.2112
5909 | 2650.1984 | 7980.0037 | 2650.1984 | 7980.0037
5910 | 2775.1583 | 7824.6632 | 2775.1583 | 7824.6632
5911 | 2672.3781 | 7701.6214 | 2672.3781 | 7701.6214
5912 | 2575.7215 | 7591.5538 | 2575.7215 | 7591.5538
5913 | 2508.0804 | 7548.1526 | 2508.0804 | 7548.1526
5914 | 2392.9155 | 7500.2264 | 2392.9155 | 7500.2264
5915 | 2256.5069 | 7488.3825 | 2256.5069 | 7488.3825
5916 | 2128.7497 | 7456.3549 | 2128.7497 | 7456.3549
5917 | 2041.85 | 7419.3181 | 2041.85 | 7419.3181
5918 | 1990.2859 | 7385.2668 | 1990.2859 | 7385.2668
5919 | 1960.7153 | 7395.9389 | 1960.7153 | 7395.9389
5920 | 1950.1559 | 7533.3295 | 1950.1559 | 7533.3295
5921 | 1968.2077 | 7832.0524 | 1968.2077 | 7832.0524
5922 | 1995.2602 | 8040.3743 | 1995.2602 | 8040.3743
5923 | 2091.6657 | 8166.2295 | 2091.6657 | 8166.2295
5924 | 2254.7702 | 8186.2991 | 2254.7702 | 8186.2991
5925 | 2360.5752 | 8171.6662 | 2360.5752 | 8171.6662
5926 | 2432.3783 | 8158.271 | 2432.3783 | 8158.271
5927 | 2589.4463 | 8179.2531 | 2589.4463 | 8179.2531
5928 | 2544.8907 | 8235.8859 | 2544.8907 | 8235.8859
5929 | 2426.8015 | 8223.8488 | 2426.8015 | 8223.8488
5930 | 2434.0137 | 8068.6907 | 2434.0137 | 8068.6907
5931 | 2430.0385 | 7845.2252 | 2430.0385 | 7845.2252
5932 | 2463.5424 | 7682.4411 | 2463.5424 | 7682.4411
5933 | 2583.2124 | 7550.517 | 2583.2124 | 7550.517
5934 | 2708.7031 | 7384.2375 | 2708.7031 | 7384.2375
5935 | 2618.1873 | 7252.9468 | 2618.1873 | 7252.9468
5936 | 2526.9307 | 7138.7546 | 2526.9307 | 7138.7546
5937 | 2448.4936 | 7055.1843 | 2448.4936 | 7055.1843
5938 | 2356.8358 | 6959.5574 | 2356.8358 | 6959.5574
5939 | 2228.9589 | 6967.26 | 2228.9589 | 6967.26
5940 | 2106.4507 | 7009.2942 | 2106.4507 | 7009.2942
5941 | 2032.6574 | 7045.9605 | 2032.6574 | 7045.9605
5942 | 1995.7946 | 7067.1417 | 1995.7946 | 7067.1417
5943 | 1961.8592 | 7100.9469 | 1961.8592 | 7100.9469
5944 | 1946.8534 | 7223.8122 | 1946.8534 | 7223.8122
5945 | 1967.2909 | 7486.1318 | 1967.2909 | 7486.1318
5946 | 1981.1682 | 7663.9682 | 1981.1682 | 7663.9682
5947 | 2038.8533 | 7797.3551 | 2038.8533 | 7797.3551
5948 | 2178.9304 | 7863.5116 | 2178.9304 | 7863.5116
5949 | 2275.2858 | 7885.6406 | 2275.2858 | 7885.6406
5950 | 2359.0167 | 7871.3488 | 2359.0167 | 7871.3488
5951 | 2478.5391 | 7845.168 | 2478.5391 | 7845.168
5952 | 2450.8436 | 7838.8572 | 2450.8436 | 7838.8572
5953 | 2380.2045 | 7822.337 | 2380.2045 | 7822.337
5954 | 2373.7308 | 7750.9243 | 2373.7308 | 7750.9243
5955 | 2407.3818 | 7559.7376 | 2407.3818 | 7559.7376
5956 | 2439.8931 | 7453.0826 | 2439.8931 | 7453.0826
5957 | 2557.836 | 7403.4693 | 2557.836 | 7403.4693
5958 | 2672.6519 | 7374.7332 | 2672.6519 | 7374.7332
5959 | 2565.1769 | 7355.3422 | 2565.1769 | 7355.3422
5960 | 2483.4207 | 7338.3449 | 2483.4207 | 7338.3449
5961 | 2417.778 | 7316.8215 | 2417.778 | 7316.8215
5962 | 2329.7879 | 7259.0324 | 2329.7879 | 7259.0324
5963 | 2226.3624 | 7382.4006 | 2226.3624 | 7382.4006
5964 | 2106.7941 | 7588.3392 | 2106.7941 | 7588.3392
5965 | 2031.3508 | 7759.1416 | 2031.3508 | 7759.1416
5966 | 2007.2858 | 7854.9226 | 2007.2858 | 7854.9226
5967 | 1956.08 | 7920.1099 | 1956.08 | 7920.1099
5968 | 1936.1601 | 8044.2304 | 1936.1601 | 8044.2304
5969 | 1941.7179 | 8309.24 | 1941.7179 | 8309.24
5970 | 1945.1159 | 8502.1398 | 1945.1159 | 8502.1398
5971 | 1987.6435 | 8676.7718 | 1987.6435 | 8676.7718
5972 | 2082.1876 | 8846.3996 | 2082.1876 | 8846.3996
5973 | 2187.2802 | 8982.4008 | 2187.2802 | 8982.4008
5974 | 2279.9088 | 9058.4896 | 2279.9088 | 9058.4896
5975 | 2401.9798 | 9123.4066 | 2401.9798 | 9123.4066
5976 | 2398.6527 | 9213.5734 | 2398.6527 | 9213.5734
5977 | 2349.8121 | 9273.4462 | 2349.8121 | 9273.4462
5978 | 2343.2644 | 9197.1917 | 2343.2644 | 9197.1917
5979 | 2354.0117 | 8967.2705 | 2354.0117 | 8967.2705
5980 | 2396.0411 | 8861.3328 | 2396.0411 | 8861.3328
5981 | 2465.1215 | 8715.9593 | 2465.1215 | 8715.9593
5982 | 2556.2651 | 8478.1286 | 2556.2651 | 8478.1286
5983 | 2523.3385 | 8199.4315 | 2523.3385 | 8199.4315
5984 | 2467.4877 | 7929.584 | 2467.4877 | 7929.584
5985 | 2410.6868 | 7755.0952 | 2410.6868 | 7755.0952
5986 | 2319.6448 | 7639.3837 | 2319.6448 | 7639.3837
5987 | 2218.9053 | 7703.9328 | 2218.9053 | 7703.9328
5988 | 2112.9789 | 7811.6005 | 2112.9789 | 7811.6005
5989 | 2023.6787 | 7893.8157 | 2023.6787 | 7893.8157
5990 | 1990.6067 | 7963.0564 | 1990.6067 | 7963.0564
5991 | 1953.8504 | 8041.8725 | 1953.8504 | 8041.8725
5992 | 1940.2326 | 8193.2507 | 1940.2326 | 8193.2507
5993 | 1940.7934 | 8462.9227 | 1940.7934 | 8462.9227
5994 | 1958.931 | 8626.951 | 1958.931 | 8626.951
5995 | 2001.0539 | 8741.8673 | 2001.0539 | 8741.8673
5996 | 2098.743 | 8810.1756 | 2098.743 | 8810.1756
5997 | 2190.3733 | 8887.7165 | 2190.3733 | 8887.7165
5998 | 2284.7392 | 8954.4803 | 2284.7392 | 8954.4803
5999 | 2399.5854 | 8989.9877 | 2399.5854 | 8989.9877
6000 | 2381.9937 | 9017.749 | 2381.9937 | 9017.749
6001 | 2343.1283 | 8993.8763 | 2343.1283 | 8993.8763
6002 | 2347.1631 | 8869.3831 | 2347.1631 | 8869.3831
6003 | 2362.8485 | 8624.5778 | 2362.8485 | 8624.5778
6004 | 2398.3695 | 8566.1616 | 2398.3695 | 8566.1616
6005 | 2452.9634 | 8529.8185 | 2452.9634 | 8529.8185
6006 | 2499.3174 | 8412.3158 | 2499.3174 | 8412.3158
6007 | 2516.689 | 8322.8081 | 2516.689 | 8322.8081
6008 | 2454.8374 | 8213.4577 | 2454.8374 | 8213.4577
6009 | 2399.6677 | 8120.0245 | 2399.6677 | 8120.0245
6010 | 2315.6658 | 7990.6842 | 2315.6658 | 7990.6842
6011 | 2191.7518 | 8057.2059 | 2191.7518 | 8057.2059
6012 | 2107.2038 | 8228.1758 | 2107.2038 | 8228.1758
6013 | 2022.6619 | 8327.7856 | 2022.6619 | 8327.7856
6014 | 1980.3196 | 8373.3552 | 1980.3196 | 8373.3552
6015 | 1939.5292 | 8454.3233 | 1939.5292 | 8454.3233
6016 | 1936.5833 | 8640.6701 | 1936.5833 | 8640.6701
6017 | 1936.0616 | 8936.3444 | 1936.0616 | 8936.3444
6018 | 1988.4608 | 9097.5034 | 1988.4608 | 9097.5034
6019 | 2052.0228 | 9184.9828 | 2052.0228 | 9184.9828
6020 | 2173.6645 | 9218.6812 | 2173.6645 | 9218.6812
6021 | 2239.5761 | 9260.8947 | 2239.5761 | 9260.8947
6022 | 2316.5557 | 9294.3038 | 2316.5557 | 9294.3038
6023 | 2444.4382 | 9293.408 | 2444.4382 | 9293.408
6024 | 2453.6851 | 9276.517 | 2453.6851 | 9276.517
6025 | 2372.2703 | 9208.1714 | 2372.2703 | 9208.1714
6026 | 2361.0447 | 9076.5051 | 2361.0447 | 9076.5051
6027 | 2381.791 | 8896.078 | 2381.791 | 8896.078
6028 | 2422.1986 | 8761.2687 | 2422.1986 | 8761.2687
6029 | 2489.842 | 8564.6078 | 2489.842 | 8564.6078
6030 | 2549.6212 | 8282.3041 | 2549.6212 | 8282.3041
6031 | 2572.3994 | 8116.0448 | 2572.3994 | 8116.0448
6032 | 2501.3814 | 7962.2214 | 2501.3814 | 7962.2214
6033 | 2438.0011 | 7855.3387 | 2438.0011 | 7855.3387
6034 | 2322.9388 | 7730.1229 | 2322.9388 | 7730.1229
6035 | 2191.2296 | 7670.5781 | 2191.2296 | 7670.5781
6036 | 2082.7541 | 7665.6288 | 2082.7541 | 7665.6288
6037 | 1997.286 | 7645.09 | 1997.286 | 7645.09
6038 | 1950.1679 | 7592.9267 | 1950.1679 | 7592.9267
6039 | 1937.1932 | 7549.9802 | 1937.1932 | 7549.9802
6040 | 1925.3572 | 7606.1361 | 1925.3572 | 7606.1361
6041 | 1953.4133 | 7787.5795 | 1953.4133 | 7787.5795
6042 | 2015.5571 | 7829.1278 | 2015.5571 | 7829.1278
6043 | 2103.7478 | 7792.872 | 2103.7478 | 7792.872
6044 | 2270.0866 | 7725.2509 | 2270.0866 | 7725.2509
6045 | 2369.8481 | 7692.5061 | 2369.8481 | 7692.5061
6046 | 2460.963 | 7667.2754 | 2460.963 | 7667.2754
6047 | 2581.5597 | 7639.4806 | 2581.5597 | 7639.4806
6048 | 2561.7402 | 7630.8386 | 2561.7402 | 7630.8386
6049 | 2459.6514 | 7577.0184 | 2459.6514 | 7577.0184
6050 | 2436.7795 | 7465.9747 | 2436.7795 | 7465.9747
6051 | 2457.0613 | 7339.1661 | 2457.0613 | 7339.1661
6052 | 2486.8548 | 7287.923 | 2486.8548 | 7287.923
6053 | 2548.9319 | 7248.89 | 2548.9319 | 7248.89
6054 | 2592.5423 | 7125.2902 | 2592.5423 | 7125.2902
6055 | 2611.1306 | 6970.3284 | 2611.1306 | 6970.3284
6056 | 2564.5264 | 6820.6296 | 2564.5264 | 6820.6296
6057 | 2495.929 | 6711.5949 | 2495.929 | 6711.5949
6058 | 2360.7739 | 6582.4339 | 2360.7739 | 6582.4339
6059 | 2232.5814 | 6467.1187 | 2232.5814 | 6467.1187
6060 | 2112.1306 | 6383.6244 | 2112.1306 | 6383.6244
6061 | 2025.2984 | 6349.4567 | 2025.2984 | 6349.4567
6062 | 1975.6115 | 6326.1651 | 1975.6115 | 6326.1651
6063 | 1953.2045 | 6315.8559 | 1953.2045 | 6315.8559
6064 | 1943.6934 | 6385.8199 | 1943.6934 | 6385.8199
6065 | 1962.3834 | 6589.1411 | 1962.3834 | 6589.1411
6066 | 2032.6779 | 6696.8609 | 2032.6779 | 6696.8609
6067 | 2126.3416 | 6760.3105 | 2126.3416 | 6760.3105
6068 | 2291.2239 | 6771.9518 | 2291.2239 | 6771.9518
6069 | 2399.8945 | 6777.2241 | 2399.8945 | 6777.2241
6070 | 2462.3542 | 6781.0443 | 2462.3542 | 6781.0443
6071 | 2585.9235 | 6776.2033 | 2585.9235 | 6776.2033
6072 | 2557.9514 | 6774.9137 | 2557.9514 | 6774.9137
6073 | 2425.9503 | 6714.2791 | 2425.9503 | 6714.2791
6074 | 2413.7708 | 6609.6911 | 2413.7708 | 6609.6911
6075 | 2443.2778 | 6512.2921 | 2443.2778 | 6512.2921
6076 | 2451.5732 | 6503.7286 | 2451.5732 | 6503.7286
6077 | 2508.4121 | 6534.8123 | 2508.4121 | 6534.8123
6078 | 2570.1915 | 6529.7472 | 2570.1915 | 6529.7472
6079 | 2586.4971 | 6508.7422 | 2586.4971 | 6508.7422
6080 | 2543.8131 | 6476.8609 | 2543.8131 | 6476.8609
6081 | 2478.5594 | 6445.8332 | 2478.5594 | 6445.8332
6082 | 2361.2542 | 6379.6158 | 2361.2542 | 6379.6158
6083 | 2208.3107 | 6369.3858 | 2208.3107 | 6369.3858
6084 | 2095.3166 | 6415.0065 | 2095.3166 | 6415.0065
6085 | 2015.2287 | 6466.0189 | 2015.2287 | 6466.0189
6086 | 1983.5154 | 6495.6285 | 1983.5154 | 6495.6285
6087 | 1941.6261 | 6514.7289 | 1941.6261 | 6514.7289
6088 | 1939.4359 | 6595.4525 | 1939.4359 | 6595.4525
6089 | 1964.7409 | 6805.2294 | 1964.7409 | 6805.2294
6090 | 2013.3369 | 6917.2531 | 2013.3369 | 6917.2531
6091 | 2117.1231 | 6968.3292 | 2117.1231 | 6968.3292
6092 | 2279.396 | 6969.2108 | 2279.396 | 6969.2108
6093 | 2372.0206 | 6990.8019 | 2372.0206 | 6990.8019
6094 | 2466.5641 | 7001.0778 | 2466.5641 | 7001.0778
6095 | 2562.6277 | 6981.8907 | 2562.6277 | 6981.8907
6096 | 2546.4475 | 6968.0482 | 2546.4475 | 6968.0482
6097 | 2429.5871 | 6883.3839 | 2429.5871 | 6883.3839
6098 | 2405.5156 | 6752.7936 | 2405.5156 | 6752.7936
6099 | 2427.1664 | 6615.9428 | 2427.1664 | 6615.9428
6100 | 2446.3488 | 6542.1045 | 2446.3488 | 6542.1045
6101 | 2502.851 | 6530.8671 | 2502.851 | 6530.8671
6102 | 2538.0677 | 6482.405 | 2538.0677 | 6482.405
6103 | 2566.5222 | 6425.1761 | 2566.5222 | 6425.1761
6104 | 2506.6125 | 6361.7333 | 2506.6125 | 6361.7333
6105 | 2435.3866 | 6331.4229 | 2435.3866 | 6331.4229
6106 | 2332.7601 | 6298.3809 | 2332.7601 | 6298.3809
6107 | 2217.3022 | 6341.9488 | 2217.3022 | 6341.9488
6108 | 2107.1873 | 6461.6314 | 2107.1873 | 6461.6314
6109 | 2024.1944 | 6566.8003 | 2024.1944 | 6566.8003
6110 | 1976.1199 | 6648.0559 | 1976.1199 | 6648.0559
6111 | 1945.6869 | 6710.0154 | 1945.6869 | 6710.0154
6112 | 1945.1206 | 6828.0388 | 1945.1206 | 6828.0388
6113 | 1958.0634 | 7058.797 | 1958.0634 | 7058.797
6114 | 2008.5118 | 7177.9936 | 2008.5118 | 7177.9936
6115 | 2065.971 | 7247.0024 | 2065.971 | 7247.0024
6116 | 2205.9768 | 7261.6922 | 2205.9768 | 7261.6922
6117 | 2328.9616 | 7287.4077 | 2328.9616 | 7287.4077
6118 | 2408.5593 | 7315.7956 | 2408.5593 | 7315.7956
6119 | 2514.9089 | 7331.0392 | 2514.9089 | 7331.0392
6120 | 2487.0021 | 7359.8764 | 2487.0021 | 7359.8764
6121 | 2414.4161 | 7327.5754 | 2414.4161 | 7327.5754
6122 | 2388.6091 | 7271.5848 | 2388.6091 | 7271.5848
6123 | 2375.673 | 7204.8507 | 2375.673 | 7204.8507
6124 | 2409.885 | 7190.3694 | 2409.885 | 7190.3694
6125 | 2423.5925 | 7206.9276 | 2423.5925 | 7206.9276
6126 | 2467.4981 | 7161.6935 | 2467.4981 | 7161.6935
6127 | 2511.0797 | 7111.8169 | 2511.0797 | 7111.8169
6128 | 2492.3783 | 7067.3827 | 2492.3783 | 7067.3827
6129 | 2406.4211 | 7045.5007 | 2406.4211 | 7045.5007
6130 | 2295.6471 | 6991.6568 | 2295.6471 | 6991.6568
6131 | 2186.0458 | 6984.834 | 2186.0458 | 6984.834
6132 | 2078.6716 | 7052.3325 | 2078.6716 | 7052.3325
6133 | 2005.2353 | 7163.9573 | 2005.2353 | 7163.9573
6134 | 1963.9735 | 7269.9599 | 1963.9735 | 7269.9599
6135 | 1940.3376 | 7341.065 | 1940.3376 | 7341.065
6136 | 1940.5481 | 7472.1792 | 1940.5481 | 7472.1792
6137 | 1941.7776 | 7743.2858 | 1941.7776 | 7743.2858
6138 | 1974.5826 | 7913.7699 | 1974.5826 | 7913.7699
6139 | 2010.2745 | 8035.3212 | 2010.2745 | 8035.3212
6140 | 2112.7539 | 8092.332 | 2112.7539 | 8092.332
6141 | 2202.2956 | 8139.7461 | 2202.2956 | 8139.7461
6142 | 2280.9039 | 8164.7268 | 2280.9039 | 8164.7268
6143 | 2386.8531 | 8165.0863 | 2386.8531 | 8165.0863
6144 | 2336.7911 | 8183.3433 | 2336.7911 | 8183.3433
6145 | 2273.6577 | 8098.8583 | 2273.6577 | 8098.8583
6146 | 2258.4837 | 7908.9109 | 2258.4837 | 7908.9109
6147 | 2259.6958 | 7689.032 | 2259.6958 | 7689.032
6148 | 2279.4365 | 7558.5265 | 2279.4365 | 7558.5265
6149 | 2359.6451 | 7496.0018 | 2359.6451 | 7496.0018
6150 | 2382.6878 | 7383.8789 | 2382.6878 | 7383.8789
6151 | 2437.7988 | 7318.5803 | 2437.7988 | 7318.5803
6152 | 2427.174 | 7281.4984 | 2427.174 | 7281.4984
6153 | 2351.7278 | 7264.8169 | 2351.7278 | 7264.8169
6154 | 2260.0845 | 7231.2369 | 2260.0845 | 7231.2369
6155 | 2147.8154 | 7334.5205 | 2147.8154 | 7334.5205
6156 | 2047.0705 | 7598.9194 | 2047.0705 | 7598.9194
6157 | 1974.3782 | 7853.1086 | 1974.3782 | 7853.1086
6158 | 1927.554 | 8057.9201 | 1927.554 | 8057.9201
6159 | 1898.2766 | 8238.9523 | 1898.2766 | 8238.9523
6160 | 1895.9158 | 8494.6984 | 1895.9158 | 8494.6984
6161 | 1905.3315 | 8871.4282 | 1905.3315 | 8871.4282
6162 | 1927.8299 | 9131.5754 | 1927.8299 | 9131.5754
6163 | 1984.2285 | 9318.4016 | 1984.2285 | 9318.4016
6164 | 2082.8672 | 9426.8791 | 2082.8672 | 9426.8791
6165 | 2158.9393 | 9512.3104 | 2158.9393 | 9512.3104
6166 | 2251.8334 | 9568.6732 | 2251.8334 | 9568.6732
6167 | 2360.1728 | 9598.6215 | 2360.1728 | 9598.6215
6168 | 2354.1894 | 9619.3891 | 2354.1894 | 9619.3891
6169 | 2303.1322 | 9465.1461 | 2303.1322 | 9465.1461
6170 | 2294.455 | 9073.9945 | 2294.455 | 9073.9945
6171 | 2317.3127 | 8763.1971 | 2317.3127 | 8763.1971
6172 | 2340.6822 | 8572.0793 | 2340.6822 | 8572.0793
6173 | 2390.2494 | 8347.4435 | 2390.2494 | 8347.4435
6174 | 2423.8152 | 8035.1923 | 2423.8152 | 8035.1923
6175 | 2457.1337 | 7711.1257 | 2457.1337 | 7711.1257
6176 | 2440.8918 | 7503.1458 | 2440.8918 | 7503.1458
6177 | 2378.9109 | 7405.7674 | 2378.9109 | 7405.7674
6178 | 2268.9333 | 7373.2634 | 2268.9333 | 7373.2634
6179 | 2155.0818 | 7614.449 | 2155.0818 | 7614.449
6180 | 2049.6573 | 7948.0679 | 2049.6573 | 7948.0679
6181 | 1970.7897 | 8180.5586 | 1970.7897 | 8180.5586
6182 | 1926.8885 | 8318.302 | 1926.8885 | 8318.302
6183 | 1903.8768 | 8394.0696 | 1903.8768 | 8394.0696
6184 | 1902.9023 | 8473.1792 | 1902.9023 | 8473.1792
6185 | 1915.7344 | 8622.5232 | 1915.7344 | 8622.5232
6186 | 1963.8496 | 8644.3456 | 1963.8496 | 8644.3456
6187 | 2035.1392 | 8609.5244 | 2035.1392 | 8609.5244
6188 | 2185.2249 | 8536.7029 | 2185.2249 | 8536.7029
6189 | 2279.8759 | 8493.3778 | 2279.8759 | 8493.3778
6190 | 2370.8783 | 8462.4086 | 2370.8783 | 8462.4086
6191 | 2494.8185 | 8426.5442 | 2494.8185 | 8426.5442
6192 | 2455.9944 | 8423.4613 | 2455.9944 | 8423.4613
6193 | 2367.3108 | 8370.5378 | 2367.3108 | 8370.5378
6194 | 2349.8101 | 8185.7908 | 2349.8101 | 8185.7908
6195 | 2368.9764 | 7984.9205 | 2368.9764 | 7984.9205
6196 | 2389.4948 | 7760.448 | 2389.4948 | 7760.448
6197 | 2439.4591 | 7589.4308 | 2439.4591 | 7589.4308
6198 | 2486.1303 | 7468.3416 | 2486.1303 | 7468.3416
6199 | 2507.8681 | 7362.6945 | 2507.8681 | 7362.6945
6200 | 2489.8454 | 7283.2917 | 2489.8454 | 7283.2917
6201 | 2431.4747 | 7230.9242 | 2431.4747 | 7230.9242
6202 | 2304.0286 | 7176.0043 | 2304.0286 | 7176.0043
6203 | 2170.8167 | 7217.0617 | 2170.8167 | 7217.0617
6204 | 2061.2565 | 7345.8899 | 2061.2565 | 7345.8899
6205 | 1973.4798 | 7422.9046 | 1973.4798 | 7422.9046
6206 | 1937.2414 | 7443.5479 | 1937.2414 | 7443.5479
6207 | 1908.6864 | 7446.6882 | 1908.6864 | 7446.6882
6208 | 1910.2975 | 7526.5151 | 1910.2975 | 7526.5151
6209 | 1932.3585 | 7751.7142 | 1932.3585 | 7751.7142
6210 | 1998.2449 | 7896.3752 | 1998.2449 | 7896.3752
6211 | 2098.816 | 7998.918 | 2098.816 | 7998.918
6212 | 2275.7999 | 8034.051 | 2275.7999 | 8034.051
6213 | 2363.6874 | 8043.0892 | 2363.6874 | 8043.0892
6214 | 2437.8954 | 8037.2257 | 2437.8954 | 8037.2257
6215 | 2561.1102 | 8012.8382 | 2561.1102 | 8012.8382
6216 | 2505.4017 | 7981.9597 | 2505.4017 | 7981.9597
6217 | 2396.3787 | 7850.8498 | 2396.3787 | 7850.8498
6218 | 2382.7065 | 7584.6887 | 2382.7065 | 7584.6887
6219 | 2384.7875 | 7390.0948 | 2384.7875 | 7390.0948
6220 | 2401.1284 | 7286.6677 | 2401.1284 | 7286.6677
6221 | 2459.4418 | 7211.7694 | 2459.4418 | 7211.7694
6222 | 2508.6268 | 7083.1485 | 2508.6268 | 7083.1485
6223 | 2512.463 | 6947.1953 | 2512.463 | 6947.1953
6224 | 2489.3565 | 6819.5536 | 2489.3565 | 6819.5536
6225 | 2425.4302 | 6699.0421 | 2425.4302 | 6699.0421
6226 | 2305.7991 | 6558.5835 | 2305.7991 | 6558.5835
6227 | 2153.2505 | 6478.5956 | 2153.2505 | 6478.5956
6228 | 2038.094 | 6485.4818 | 2038.094 | 6485.4818
6229 | 1967.1092 | 6470.8607 | 1967.1092 | 6470.8607
6230 | 1920.5268 | 6406.6826 | 1920.5268 | 6406.6826
6231 | 1898.5571 | 6317.4699 | 1898.5571 | 6317.4699
6232 | 1895.5362 | 6282.7072 | 1895.5362 | 6282.7072
6233 | 1919.1196 | 6392.4201 | 1919.1196 | 6392.4201
6234 | 1977.9163 | 6428.23 | 1977.9163 | 6428.23
6235 | 2077.3545 | 6429.274 | 2077.3545 | 6429.274
6236 | 2245.8583 | 6381.7375 | 2245.8583 | 6381.7375
6237 | 2330.6798 | 6335.3639 | 2330.6798 | 6335.3639
6238 | 2389.3112 | 6325.5552 | 2389.3112 | 6325.5552
6239 | 2518.8882 | 6335.0604 | 2518.8882 | 6335.0604
6240 | 2458.9848 | 6305.2579 | 2458.9848 | 6305.2579
6241 | 2363.7871 | 6220.4142 | 2363.7871 | 6220.4142
6242 | 2339.4217 | 6165.8583 | 2339.4217 | 6165.8583
6243 | 2359.1583 | 6155.6119 | 2359.1583 | 6155.6119
6244 | 2365.0567 | 6253.927 | 2365.0567 | 6253.927
6245 | 2415.2431 | 6393.6824 | 2415.2431 | 6393.6824
6246 | 2456.4897 | 6457.4787 | 2456.4897 | 6457.4787
6247 | 2470.8771 | 6484.8918 | 2470.8771 | 6484.8918
6248 | 2468.8526 | 6498.7387 | 2468.8526 | 6498.7387
6249 | 2397.2124 | 6517.3844 | 2397.2124 | 6517.3844
6250 | 2293.2335 | 6504.7856 | 2293.2335 | 6504.7856
6251 | 2156.6535 | 6623.4913 | 2156.6535 | 6623.4913
6252 | 2029.7243 | 6930.0319 | 2029.7243 | 6930.0319
6253 | 1939.4432 | 7190.3182 | 1939.4432 | 7190.3182
6254 | 1894.4457 | 7335.0554 | 1894.4457 | 7335.0554
6255 | 1875.7534 | 7507.4799 | 1875.7534 | 7507.4799
6256 | 1883.0458 | 7784.9245 | 1883.0458 | 7784.9245
6257 | 1901.4605 | 8138.8799 | 1901.4605 | 8138.8799
6258 | 1951.2427 | 8303.4461 | 1951.2427 | 8303.4461
6259 | 2043.337 | 8283.1503 | 2043.337 | 8283.1503
6260 | 2218.0659 | 8087.6696 | 2218.0659 | 8087.6696
6261 | 2298.3515 | 7818.3932 | 2298.3515 | 7818.3932
6262 | 2382.2676 | 7580.84 | 2382.2676 | 7580.84
6263 | 2515.4613 | 7399.3626 | 2515.4613 | 7399.3626
6264 | 2470.6632 | 7274.3377 | 2470.6632 | 7274.3377
6265 | 2374.9608 | 7110.5905 | 2374.9608 | 7110.5905
6266 | 2368.6455 | 6925.3056 | 2368.6455 | 6925.3056
6267 | 2365.538 | 6672.6099 | 2365.538 | 6672.6099
6268 | 2379.8561 | 6446.1649 | 2379.8561 | 6446.1649
6269 | 2420.8191 | 6253.9871 | 2420.8191 | 6253.9871
6270 | 2441.1202 | 6044.6693 | 2441.1202 | 6044.6693
6271 | 2438.4726 | 5810.6246 | 2438.4726 | 5810.6246
6272 | 2427.207 | 5580.0495 | 2427.207 | 5580.0495
6273 | 2353.8102 | 5337.0581 | 2353.8102 | 5337.0581
6274 | 2258.3454 | 5051.3451 | 2258.3454 | 5051.3451
6275 | 2135.798 | 4887.7911 | 2135.798 | 4887.7911
6276 | 2006.1391 | 4952.5997 | 2006.1391 | 4952.5997
6277 | 1933.7905 | 5235.1225 | 1933.7905 | 5235.1225
6278 | 1883.2657 | 5565.1038 | 1883.2657 | 5565.1038
6279 | 1858.1429 | 5903.9432 | 1858.1429 | 5903.9432
6280 | 1848.5894 | 6309.6062 | 1848.5894 | 6309.6062
6281 | 1864.3067 | 6775.9992 | 1864.3067 | 6775.9992
6282 | 1911.9572 | 7086.1785 | 1911.9572 | 7086.1785
6283 | 1983.6788 | 7301.3383 | 1983.6788 | 7301.3383
6284 | 2129.8932 | 7450.1642 | 2129.8932 | 7450.1642
6285 | 2243.4908 | 7558.3699 | 2243.4908 | 7558.3699
6286 | 2331.7142 | 7647.5495 | 2331.7142 | 7647.5495
6287 | 2455.5768 | 7708.5213 | 2455.5768 | 7708.5213
6288 | 2429.3907 | 7672.9803 | 2429.3907 | 7672.9803
6289 | 2328.8987 | 7521.7859 | 2328.8987 | 7521.7859
6290 | 2309.4613 | 7317.3131 | 2309.4613 | 7317.3131
6291 | 2317.9022 | 7082.3707 | 2317.9022 | 7082.3707
6292 | 2336.3799 | 6925.325 | 2336.3799 | 6925.325
6293 | 2378.7459 | 6778.3375 | 2378.7459 | 6778.3375
6294 | 2396.2645 | 6615.1066 | 2396.2645 | 6615.1066
6295 | 2405.9626 | 6487.4024 | 2405.9626 | 6487.4024
6296 | 2398.5116 | 6419.2971 | 2398.5116 | 6419.2971
6297 | 2335.3074 | 6367.2882 | 2335.3074 | 6367.2882
6298 | 2238.0188 | 6271.482 | 2238.0188 | 6271.482
6299 | 2131.8118 | 6243.8573 | 2131.8118 | 6243.8573
6300 | 2013.7782 | 6399.5845 | 2013.7782 | 6399.5845
6301 | 1927.5989 | 6699.6812 | 1927.5989 | 6699.6812
6302 | 1887.4024 | 6915.4316 | 1887.4024 | 6915.4316
6303 | 1861.5361 | 7032.0856 | 1861.5361 | 7032.0856
6304 | 1850.9616 | 7205.5209 | 1850.9616 | 7205.5209
6305 | 1863.9039 | 7472.1443 | 1863.9039 | 7472.1443
6306 | 1882.9066 | 7569.8218 | 1882.9066 | 7569.8218
6307 | 1918.1073 | 7597.9442 | 1918.1073 | 7597.9442
6308 | 2036.0881 | 7561.8846 | 2036.0881 | 7561.8846
6309 | 2151.1877 | 7447.3669 | 2151.1877 | 7447.3669
6310 | 2256.7766 | 7239.0439 | 2256.7766 | 7239.0439
6311 | 2371.8818 | 6955.5297 | 2371.8818 | 6955.5297
6312 | 2360.5108 | 6644.3641 | 2360.5108 | 6644.3641
6313 | 2298.281 | 6268.653 | 2298.281 | 6268.653
6314 | 2261.1348 | 5897.048 | 2261.1348 | 5897.048
6315 | 2262.6061 | 5624.2678 | 2262.6061 | 5624.2678
6316 | 2279.3338 | 5485.872 | 2279.3338 | 5485.872
6317 | 2334.3827 | 5342.471 | 2334.3827 | 5342.471
6318 | 2339.7051 | 5101.9504 | 2339.7051 | 5101.9504
6319 | 2363.7828 | 4855.7115 | 2363.7828 | 4855.7115
6320 | 2394.0586 | 4581.5601 | 2394.0586 | 4581.5601
6321 | 2324.0212 | 4456.2068 | 2324.0212 | 4456.2068
6322 | 2226.6444 | 4632.4387 | 2226.6444 | 4632.4387
6323 | 2117.8335 | 5059.7651 | 2117.8335 | 5059.7651
6324 | 2008.4756 | 5324.8813 | 2008.4756 | 5324.8813
6325 | 1934.834 | 5514.3337 | 1934.834 | 5514.3337
6326 | 1900.9153 | 5778.3229 | 1900.9153 | 5778.3229
6327 | 1867.9385 | 6125.4113 | 1867.9385 | 6125.4113
6328 | 1859.9184 | 6463.8269 | 1859.9184 | 6463.8269
6329 | 1866.6537 | 6802.3602 | 1866.6537 | 6802.3602
6330 | 1900.1734 | 7006.5576 | 1900.1734 | 7006.5576
6331 | 1946.4179 | 7201.9915 | 1946.4179 | 7201.9915
6332 | 2070.6439 | 7364.2669 | 2070.6439 | 7364.2669
6333 | 2179.2762 | 7496.6816 | 2179.2762 | 7496.6816
6334 | 2251.163 | 7616.8846 | 2251.163 | 7616.8846
6335 | 2369.7044 | 7735.0616 | 2369.7044 | 7735.0616
6336 | 2357.5017 | 7889.248 | 2357.5017 | 7889.248
6337 | 2274.0552 | 7965.7981 | 2274.0552 | 7965.7981
6338 | 2257.5024 | 7967.3713 | 2257.5024 | 7967.3713
6339 | 2270.7989 | 7909.4241 | 2270.7989 | 7909.4241
6340 | 2277.5946 | 7875.3963 | 2277.5946 | 7875.3963
6341 | 2325.0389 | 7835.2873 | 2325.0389 | 7835.2873
6342 | 2353.9442 | 7703.4385 | 2353.9442 | 7703.4385
6343 | 2375.9672 | 7523.7297 | 2375.9672 | 7523.7297
6344 | 2403.3996 | 7362.9126 | 2403.3996 | 7362.9126
6345 | 2335.9567 | 7261.7683 | 2335.9567 | 7261.7683
6346 | 2215.5206 | 7163.9895 | 2215.5206 | 7163.9895
6347 | 2108.2073 | 7129.5504 | 2108.2073 | 7129.5504
6348 | 1992.3554 | 7174.9918 | 1992.3554 | 7174.9918
6349 | 1921.8742 | 7285.7199 | 1921.8742 | 7285.7199
6350 | 1875.8066 | 7389.5706 | 1875.8066 | 7389.5706
6351 | 1857.3157 | 7467.6694 | 1857.3157 | 7467.6694
6352 | 1846.5179 | 7586.5895 | 1846.5179 | 7586.5895
6353 | 1851.9262 | 7803.1809 | 1851.9262 | 7803.1809
6354 | 1890.9656 | 7916.4598 | 1890.9656 | 7916.4598
6355 | 1958.5714 | 7967.7152 | 1958.5714 | 7967.7152
6356 | 2110.5703 | 7947.4363 | 2110.5703 | 7947.4363
6357 | 2201.6497 | 7911.6429 | 2201.6497 | 7911.6429
6358 | 2280.9058 | 7862.2032 | 2280.9058 | 7862.2032
6359 | 2418.9102 | 7829.9252 | 2418.9102 | 7829.9252
6360 | 2395.3945 | 7848.1822 | 2395.3945 | 7848.1822
6361 | 2284.4476 | 7828.2547 | 2284.4476 | 7828.2547
6362 | 2282.7428 | 7765.2704 | 2282.7428 | 7765.2704
6363 | 2303.0342 | 7632.0062 | 2303.0342 | 7632.0062
6364 | 2307.7211 | 7503.294 | 2307.7211 | 7503.294
6365 | 2365.3808 | 7395.579 | 2365.3808 | 7395.579
6366 | 2379.6216 | 7259.0677 | 2379.6216 | 7259.0677
6367 | 2376.4845 | 7137.9986 | 2376.4845 | 7137.9986
6368 | 2377.4574 | 7019.3232 | 2377.4574 | 7019.3232
6369 | 2339.9499 | 6896.4804 | 2339.9499 | 6896.4804
6370 | 2232.4976 | 6736.296 | 2232.4976 | 6736.296
6371 | 2114.8973 | 6661.1498 | 2114.8973 | 6661.1498
6372 | 1995.0903 | 6733.4902 | 1995.0903 | 6733.4902
6373 | 1910.5279 | 6895.147 | 1910.5279 | 6895.147
6374 | 1870.1883 | 7024.6414 | 1870.1883 | 7024.6414
6375 | 1855.1641 | 7172.4982 | 1855.1641 | 7172.4982
6376 | 1849.9869 | 7409.953 | 1849.9869 | 7409.953
6377 | 1867.481 | 7738.444 | 1867.481 | 7738.444
6378 | 1920.3419 | 7913.4112 | 1920.3419 | 7913.4112
6379 | 2023.1259 | 8003.9391 | 2023.1259 | 8003.9391
6380 | 2175.7464 | 8035.8442 | 2175.7464 | 8035.8442
6381 | 2276.0804 | 8048.469 | 2276.0804 | 8048.469
6382 | 2373.3755 | 8048.344 | 2373.3755 | 8048.344
6383 | 2481.2694 | 8092.8177 | 2481.2694 | 8092.8177
6384 | 2461.9535 | 8144.2501 | 2461.9535 | 8144.2501
6385 | 2345.4819 | 8067.8348 | 2345.4819 | 8067.8348
6386 | 2335.0784 | 7889.3643 | 2335.0784 | 7889.3643
6387 | 2336.0075 | 7683.4728 | 2336.0075 | 7683.4728
6388 | 2362.6312 | 7496.4796 | 2362.6312 | 7496.4796
6389 | 2414.9422 | 7338.5532 | 2414.9422 | 7338.5532
6390 | 2418.525 | 7127.0835 | 2418.525 | 7127.0835
6391 | 2421.165 | 6914.5579 | 2421.165 | 6914.5579
6392 | 2451.1606 | 6725.7659 | 2451.1606 | 6725.7659
6393 | 2376.6481 | 6567.2372 | 2376.6481 | 6567.2372
6394 | 2240.7291 | 6415.8397 | 2240.7291 | 6415.8397
6395 | 2103.4863 | 6376.9175 | 2103.4863 | 6376.9175
6396 | 1989.196 | 6437.0637 | 1989.196 | 6437.0637
6397 | 1913.0679 | 6461.1771 | 1913.0679 | 6461.1771
6398 | 1873.5347 | 6451.5142 | 1873.5347 | 6451.5142
6399 | 1846.9867 | 6433.6734 | 1846.9867 | 6433.6734
6400 | 1851.7302 | 6488.9326 | 1851.7302 | 6488.9326
6401 | 1863.4802 | 6633.4348 | 1863.4802 | 6633.4348
6402 | 1912.363 | 6631.0481 | 1912.363 | 6631.0481
6403 | 2009.0785 | 6561.6169 | 2009.0785 | 6561.6169
6404 | 2168.3447 | 6409.7124 | 2168.3447 | 6409.7124
6405 | 2272.5863 | 6233.3271 | 2272.5863 | 6233.3271
6406 | 2359.5501 | 6045.2681 | 2359.5501 | 6045.2681
6407 | 2476.3535 | 5862.7146 | 2476.3535 | 5862.7146
6408 | 2445.2683 | 5706.3077 | 2445.2683 | 5706.3077
6409 | 2333.1896 | 5533.7734 | 2333.1896 | 5533.7734
6410 | 2322.47 | 5385.6091 | 2322.47 | 5385.6091
6411 | 2339.37 | 5274.5813 | 2339.37 | 5274.5813
6412 | 2363.0912 | 5249.3405 | 2363.0912 | 5249.3405
6413 | 2404.6957 | 5260.3395 | 2404.6957 | 5260.3395
6414 | 2403.8002 | 5220.6645 | 2403.8002 | 5220.6645
6415 | 2392.3327 | 5171.1466 | 2392.3327 | 5171.1466
6416 | 2405.859 | 5127.9677 | 2405.859 | 5127.9677
6417 | 2373.6928 | 5082.5939 | 2373.6928 | 5082.5939
6418 | 2250.8949 | 4990.0155 | 2250.8949 | 4990.0155
6419 | 2108.7545 | 4960.5976 | 2108.7545 | 4960.5976
6420 | 1992.4805 | 5053.2018 | 1992.4805 | 5053.2018
6421 | 1908.4711 | 5131.8305 | 1908.4711 | 5131.8305
6422 | 1869.5963 | 5212.9068 | 1869.5963 | 5212.9068
6423 | 1852.4191 | 5359.1496 | 1852.4191 | 5359.1496
6424 | 1846.5211 | 5553.9247 | 1846.5211 | 5553.9247
6425 | 1865.3572 | 5861.9726 | 1865.3572 | 5861.9726
6426 | 1906.4567 | 6044.2921 | 1906.4567 | 6044.2921
6427 | 2011.3645 | 6173.7339 | 2011.3645 | 6173.7339
6428 | 2186.4693 | 6287.4118 | 2186.4693 | 6287.4118
6429 | 2291.6915 | 6446.9049 | 2291.6915 | 6446.9049
6430 | 2369.9283 | 6622.1611 | 2369.9283 | 6622.1611
6431 | 2480.4359 | 6773.1548 | 2480.4359 | 6773.1548
6432 | 2443.6861 | 6890.2206 | 2443.6861 | 6890.2206
6433 | 2328.5241 | 6900.4199 | 2328.5241 | 6900.4199
6434 | 2290.2646 | 6851.9611 | 2290.2646 | 6851.9611
6435 | 2316.5687 | 6762.2731 | 2316.5687 | 6762.2731
6436 | 2331.1769 | 6710.6713 | 2331.1769 | 6710.6713
6437 | 2386.464 | 6693.1575 | 2386.464 | 6693.1575
6438 | 2367.323 | 6638.0604 | 2367.323 | 6638.0604
6439 | 2353.4556 | 6607.5511 | 2353.4556 | 6607.5511
6440 | 2377.0497 | 6624.2672 | 2377.0497 | 6624.2672
6441 | 2331.0116 | 6668.5566 | 2331.0116 | 6668.5566
6442 | 2236.828 | 6679.0909 | 2236.828 | 6679.0909
6443 | 2103.8811 | 6713.1545 | 2103.8811 | 6713.1545
6444 | 1987.9711 | 6794.8198 | 1987.9711 | 6794.8198
6445 | 1910.3112 | 6920.97 | 1910.3112 | 6920.97
6446 | 1865.6362 | 7037.3736 | 1865.6362 | 7037.3736
6447 | 1839.8296 | 7133.5843 | 1839.8296 | 7133.5843
6448 | 1833.9817 | 7291.0596 | 1833.9817 | 7291.0596
6449 | 1839.5452 | 7588.7065 | 1839.5452 | 7588.7065
6450 | 1864.6375 | 7796.6697 | 1864.6375 | 7796.6697
6451 | 1941.7505 | 7952.2931 | 1941.7505 | 7952.2931
6452 | 2077.1732 | 8040.686 | 2077.1732 | 8040.686
6453 | 2190.7567 | 8140.4634 | 2190.7567 | 8140.4634
6454 | 2288.1218 | 8240.0439 | 2288.1218 | 8240.0439
6455 | 2417.4425 | 8309.2647 | 2417.4425 | 8309.2647
6456 | 2403.2311 | 8330.7496 | 2403.2311 | 8330.7496
6457 | 2300.0935 | 8268.8597 | 2300.0935 | 8268.8597
6458 | 2269.5288 | 8163.375 | 2269.5288 | 8163.375
6459 | 2241.3725 | 8006.2604 | 2241.3725 | 8006.2604
6460 | 2263.5816 | 7871.2718 | 2263.5816 | 7871.2718
6461 | 2303.4251 | 7764.9914 | 2303.4251 | 7764.9914
6462 | 2324.1641 | 7600.5052 | 2324.1641 | 7600.5052
6463 | 2310.031 | 7417.3891 | 2310.031 | 7417.3891
6464 | 2346.304 | 7263.3865 | 2346.304 | 7263.3865
6465 | 2270.6814 | 7152.3792 | 2270.6814 | 7152.3792
6466 | 2173.313 | 7008.1548 | 2173.313 | 7008.1548
6467 | 2076.0904 | 6938.2091 | 2076.0904 | 6938.2091
6468 | 1978.438 | 7002.3005 | 1978.438 | 7002.3005
6469 | 1909.0702 | 7197.1326 | 1909.0702 | 7197.1326
6470 | 1860.5502 | 7432.4296 | 1860.5502 | 7432.4296
6471 | 1825.5758 | 7671.7429 | 1825.5758 | 7671.7429
6472 | 1821.778 | 7947.3942 | 1821.778 | 7947.3942
6473 | 1821.0254 | 8317.3097 | 1821.0254 | 8317.3097
6474 | 1820.3939 | 8555.9377 | 1820.3939 | 8555.9377
6475 | 1849.7175 | 8707.4366 | 1849.7175 | 8707.4366
6476 | 1945.0881 | 8769.2892 | 1945.0881 | 8769.2892
6477 | 2039.6357 | 8758.6015 | 2039.6357 | 8758.6015
6478 | 2121.7005 | 8693.919 | 2121.7005 | 8693.919
6479 | 2217.9956 | 8646.9363 | 2217.9956 | 8646.9363
6480 | 2218.0358 | 8592.0281 | 2218.0358 | 8592.0281
6481 | 2164.9002 | 8416.9833 | 2164.9002 | 8416.9833
6482 | 2137.6589 | 8119.7987 | 2137.6589 | 8119.7987
6483 | 2132.7934 | 7782.1024 | 2132.7934 | 7782.1024
6484 | 2156.9626 | 7477.6503 | 2156.9626 | 7477.6503
6485 | 2187.9689 | 7230.4194 | 2187.9689 | 7230.4194
6486 | 2195.3535 | 6989.7194 | 2195.3535 | 6989.7194
6487 | 2218.3911 | 6788.3121 | 2218.3911 | 6788.3121
6488 | 2276.171 | 6640.5859 | 2276.171 | 6640.5859
6489 | 2233.5358 | 6520.2536 | 2233.5358 | 6520.2536
6490 | 2165.5704 | 6375.4913 | 2165.5704 | 6375.4913
6491 | 2048.528 | 6322.4023 | 2048.528 | 6322.4023
6492 | 1938.6668 | 6424.5108 | 1938.6668 | 6424.5108
6493 | 1869.1663 | 6687.1284 | 1869.1663 | 6687.1284
6494 | 1830.5813 | 6938.744 | 1830.5813 | 6938.744
6495 | 1808.6768 | 7124.2594 | 1808.6768 | 7124.2594
6496 | 1800.1537 | 7367.6319 | 1800.1537 | 7367.6319
6497 | 1804.8089 | 7759.4252 | 1804.8089 | 7759.4252
6498 | 1808.6467 | 8038.581 | 1808.6467 | 8038.581
6499 | 1863.6813 | 8224.3313 | 1863.6813 | 8224.3313
6500 | 1974.7613 | 8310.9309 | 1974.7613 | 8310.9309
6501 | 2087.4931 | 8358.1657 | 2087.4931 | 8358.1657
6502 | 2179.8886 | 8351.9436 | 2179.8886 | 8351.9436
6503 | 2322.1991 | 8293.3047 | 2322.1991 | 8293.3047
6504 | 2310.5783 | 8188.5437 | 2310.5783 | 8188.5437
6505 | 2234.4278 | 7953.0659 | 2234.4278 | 7953.0659
6506 | 2191.3506 | 7642.9698 | 2191.3506 | 7642.9698
6507 | 2200.9883 | 7293.0793 | 2200.9883 | 7293.0793
6508 | 2194.6015 | 6986.1167 | 2194.6015 | 6986.1167
6509 | 2259.2721 | 6697.282 | 2259.2721 | 6697.282
6510 | 2265.0889 | 6416.5923 | 2265.0889 | 6416.5923
6511 | 2271.6011 | 6172.1466 | 2271.6011 | 6172.1466
6512 | 2315.804 | 5947.4893 | 2315.804 | 5947.4893
6513 | 2264.4973 | 5758.2958 | 2264.4973 | 5758.2958
6514 | 2154.2249 | 5565.1153 | 2154.2249 | 5565.1153
6515 | 2034.7838 | 5458.9456 | 2034.7838 | 5458.9456
6516 | 1925.6831 | 5449.8718 | 1925.6831 | 5449.8718
6517 | 1849.4143 | 5457.1286 | 1849.4143 | 5457.1286
6518 | 1810.8246 | 5363.8996 | 1810.8246 | 5363.8996
6519 | 1792.4512 | 5207.2601 | 1792.4512 | 5207.2601
6520 | 1785.1224 | 5155.8201 | 1785.1224 | 5155.8201
6521 | 1787.6593 | 5285.9762 | 1787.6593 | 5285.9762
6522 | 1806.1633 | 5361.4172 | 1806.1633 | 5361.4172
6523 | 1879.2465 | 5424.5082 | 1879.2465 | 5424.5082
6524 | 2037.4396 | 5470.2214 | 2037.4396 | 5470.2214
6525 | 2156.9009 | 5562.2878 | 2156.9009 | 5562.2878
6526 | 2239.927 | 5693.4297 | 2239.927 | 5693.4297
6527 | 2363.2889 | 5838.8642 | 2363.2889 | 5838.8642
6528 | 2344.4881 | 5955.93 | 2344.4881 | 5955.93
6529 | 2263.3393 | 5955.5491 | 2263.3393 | 5955.5491
6530 | 2230.437 | 5882.5225 | 2230.437 | 5882.5225
6531 | 2261.8465 | 5764.8597 | 2261.8465 | 5764.8597
6532 | 2294.1396 | 5680.4411 | 2294.1396 | 5680.4411
6533 | 2333.3569 | 5649.8365 | 2333.3569 | 5649.8365
6534 | 2323.1338 | 5581.2899 | 2323.1338 | 5581.2899
6535 | 2306.6825 | 5540.3797 | 2306.6825 | 5540.3797
6536 | 2361.5712 | 5505.8084 | 2361.5712 | 5505.8084
6537 | 2316.7588 | 5481.0572 | 2316.7588 | 5481.0572
6538 | 2210.7547 | 5415.9157 | 2210.7547 | 5415.9157
6539 | 2076.9917 | 5397.4367 | 2076.9917 | 5397.4367
6540 | 1949.5608 | 3101.2678 | 1949.5608 | 3101.2678
6541 | 1868.317 | 3191.4602 | 1868.317 | 3191.4602
6542 | 1814.2978 | 3260.5065 | 1814.2978 | 3260.5065
6543 | 1790.3308 | 3326.1351 | 1790.3308 | 3326.1351
6544 | 1778.4751 | 3458.0981 | 1778.4751 | 3458.0981
6545 | 1788.4653 | 3718.3162 | 1788.4653 | 3718.3162
6546 | 1812.3298 | 3810.8481 | 1812.3298 | 3810.8481
6547 | 1916.7857 | 3850.4666 | 1916.7857 | 3850.4666
6548 | 2058.1058 | 3852.5443 | 2058.1058 | 3852.5443
6549 | 2172.5799 | 3862.28 | 2172.5799 | 3862.28
6550 | 2282.4557 | 3851.1986 | 2282.4557 | 3851.1986
6551 | 2436.6763 | 3869.6983 | 2436.6763 | 3869.6983
6552 | 2410.4978 | 3841.0799 | 2410.4978 | 3841.0799
6553 | 2292.898 | 3730.9696 | 2292.898 | 3730.9696
6554 | 2282.6587 | 3645.6196 | 2282.6587 | 3645.6196
6555 | 2313.0704 | 3499.2816 | 2313.0704 | 3499.2816
6556 | 2313.6104 | 3431.9057 | 2313.6104 | 3431.9057
6557 | 2371.6269 | 3437.8954 | 2371.6269 | 3437.8954
6558 | 2353.726 | 3399.3725 | 2353.726 | 3399.3725
6559 | 2341.1736 | 3350.6529 | 2341.1736 | 3350.6529
6560 | 2409.6253 | 3298.0283 | 2409.6253 | 3298.0283
6561 | 2336.571 | 3258.4877 | 2336.571 | 3258.4877
6562 | 2230.0433 | 3207.0008 | 2230.0433 | 3207.0008
6563 | 2102.5411 | 3192.3555 | 2102.5411 | 3192.3555
6564 | 1979.6879 | 3286.0558 | 1979.6879 | 3286.0558
6565 | 1896.974 | 3422.3195 | 1896.974 | 3422.3195
6566 | 1847.3173 | 3520.8393 | 1847.3173 | 3520.8393
6567 | 1818.3495 | 3603.6691 | 1818.3495 | 3603.6691
6568 | 1807.7939 | 3758.4665 | 1807.7939 | 3758.4665
6569 | 1822.5357 | 4041.8209 | 1822.5357 | 4041.8209
6570 | 1835.7096 | 4152.4594 | 1835.7096 | 4152.4594
6571 | 1947.1058 | 4207.4684 | 1947.1058 | 4207.4684
6572 | 2134.931 | 4218.1971 | 2134.931 | 4218.1971
6573 | 2233.6802 | 4230.4477 | 2233.6802 | 4230.4477
6574 | 2330.782 | 4227.9165 | 2330.782 | 4227.9165
6575 | 2458.7056 | 4261.1028 | 2458.7056 | 4261.1028
6576 | 2429.1649 | 4221.0168 | 2429.1649 | 4221.0168
6577 | 2311.5554 | 4088.2733 | 2311.5554 | 4088.2733
6578 | 2283.3209 | 4013.3849 | 2283.3209 | 4013.3849
6579 | 2312.8304 | 3881.6327 | 2312.8304 | 3881.6327
6580 | 2319.2463 | 3843.4286 | 2319.2463 | 3843.4286
6581 | 2359.5076 | 3774.6783 | 2359.5076 | 3774.6783
6582 | 2354.5684 | 3653.9715 | 2354.5684 | 3653.9715
6583 | 2332.5224 | 3550.6303 | 2332.5224 | 3550.6303
6584 | 2351.2632 | 3457.97 | 2351.2632 | 3457.97
6585 | 2314.9297 | 3370.8492 | 2314.9297 | 3370.8492
6586 | 2202.8752 | 3280.0308 | 2202.8752 | 3280.0308
6587 | 2060.0404 | 3227.261 | 2060.0404 | 3227.261
6588 | 1944.0117 | 3304.5648 | 1944.0117 | 3304.5648
6589 | 1857.1857 | 3441.2308 | 1857.1857 | 3441.2308
6590 | 1813.4343 | 3529.1884 | 1813.4343 | 3529.1884
6591 | 1773.9994 | 3595.4206 | 1773.9994 | 3595.4206
6592 | 1762.106 | 3736.0344 | 1762.106 | 3736.0344
6593 | 1767.1206 | 4014.3592 | 1767.1206 | 4014.3592
6594 | 1776.7622 | 4133.8498 | 1776.7622 | 4133.8498
6595 | 1883.6009 | 4215.0129 | 1883.6009 | 4215.0129
6596 | 2051.8536 | 4262.5583 | 2051.8536 | 4262.5583
6597 | 2141.6699 | 4317.8623 | 2141.6699 | 4317.8623
6598 | 2246.6846 | 4360.1953 | 2246.6846 | 4360.1953
6599 | 2394.3468 | 4434.222 | 2394.3468 | 4434.222
6600 | 2403.4423 | 4406.3077 | 2403.4423 | 4406.3077
6601 | 2291.8416 | 4311.4875 | 2291.8416 | 4311.4875
6602 | 2263.9431 | 4218.7942 | 2263.9431 | 4218.7942
6603 | 2261.8886 | 4055.4561 | 2261.8886 | 4055.4561
6604 | 2279.0937 | 4007.4945 | 2279.0937 | 4007.4945
6605 | 2318.5143 | 3939.3478 | 2318.5143 | 3939.3478
6606 | 2298.8884 | 3835.3393 | 2298.8884 | 3835.3393
6607 | 2265.3599 | 3741.4538 | 2265.3599 | 3741.4538
6608 | 2287.5884 | 3669.0125 | 2287.5884 | 3669.0125
6609 | 2267.9431 | 3599.093 | 2267.9431 | 3599.093
6610 | 2187.276 | 3511.2923 | 2187.276 | 3511.2923
6611 | 2044.6102 | 3446.1498 | 2044.6102 | 3446.1498
6612 | 1943.4287 | 3475.2698 | 1943.4287 | 3475.2698
6613 | 1860.9341 | 3576.628 | 1860.9341 | 3576.628
6614 | 1812.9945 | 3666.698 | 1812.9945 | 3666.698
6615 | 1791.2668 | 3731.9243 | 1791.2668 | 3731.9243
6616 | 1783.8945 | 3859.8635 | 1783.8945 | 3859.8635
6617 | 1783.8951 | 4129.4367 | 1783.8951 | 4129.4367
6618 | 1792.3354 | 4243.7972 | 1792.3354 | 4243.7972
6619 | 1890.969 | 4310.3743 | 1890.969 | 4310.3743
6620 | 2056.0017 | 4333.8782 | 2056.0017 | 4333.8782
6621 | 2184.9209 | 4360.1111 | 2184.9209 | 4360.1111
6622 | 2269.3285 | 4357.5799 | 2269.3285 | 4357.5799
6623 | 2405.492 | 4376.0797 | 2405.492 | 4376.0797
6624 | 2375.2869 | 4321.4078 | 2375.2869 | 4321.4078
6625 | 2274.8527 | 4213.3094 | 2274.8527 | 4213.3094
6626 | 2271.4016 | 4109.3499 | 2271.4016 | 4109.3499
6627 | 2273.2404 | 3971.864 | 2273.2404 | 3971.864
6628 | 2292.0507 | 3967.8612 | 2292.0507 | 3967.8612
6629 | 2320.7251 | 3956.1467 | 2320.7251 | 3956.1467
6630 | 2306.2612 | 3890.665 | 2306.2612 | 3890.665
6631 | 2296.1112 | 3829.5726 | 2296.1112 | 3829.5726
6632 | 2347.661 | 3773.1255 | 2347.661 | 3773.1255
6633 | 2324.9705 | 3724.2298 | 2324.9705 | 3724.2298
6634 | 2234.3379 | 3669.9263 | 2234.3379 | 3669.9263
6635 | 2098.2805 | 3633.4525 | 2098.2805 | 3633.4525
6636 | 1980.669 | 3674.2413 | 1980.669 | 3674.2413
6637 | 1893.6267 | 3773.1852 | 1893.6267 | 3773.1852
6638 | 1841.6851 | 3853.9002 | 1841.6851 | 3853.9002
6639 | 1815.6262 | 3907.5583 | 1815.6262 | 3907.5583
6640 | 1809.4093 | 4032.0774 | 1809.4093 | 4032.0774
6641 | 1810.3944 | 4303.1596 | 1810.3944 | 4303.1596
6642 | 1807.136 | 4412.5909 | 1807.136 | 4412.5909
6643 | 1877.6431 | 4477.3574 | 1877.6431 | 4477.3574
6644 | 2004.687 | 4510.82 | 2004.687 | 4510.82
6645 | 2099.4278 | 4561.8991 | 2099.4278 | 4561.8991
6646 | 2178.5643 | 4577.7764 | 2178.5643 | 4577.7764
6647 | 2311.2998 | 4579.8796 | 2311.2998 | 4579.8796
6648 | 2295.8305 | 4475.314 | 2295.8305 | 4475.314
6649 | 2192.8352 | 4280.1027 | 2192.8352 | 4280.1027
6650 | 2181.0955 | 4131.6814 | 2181.0955 | 4131.6814
6651 | 2197.9164 | 3976.0888 | 2197.9164 | 3976.0888
6652 | 2194.0859 | 3972.6896 | 2194.0859 | 3972.6896
6653 | 2210.8728 | 3977.4722 | 2210.8728 | 3977.4722
6654 | 2234.2084 | 3944.1801 | 2234.2084 | 3944.1801
6655 | 2217.3918 | 3914.7742 | 2217.3918 | 3914.7742
6656 | 2276.7889 | 3862.9544 | 2276.7889 | 3862.9544
6657 | 2278.8091 | 3795.2479 | 2278.8091 | 3795.2479
6658 | 2184.6085 | 3715.5952 | 2184.6085 | 3715.5952
6659 | 2074.5614 | 3655.281 | 2074.5614 | 3655.281
6660 | 1983.5113 | 3667.8034 | 1983.5113 | 3667.8034
6661 | 1900.5367 | 3751.2561 | 1900.5367 | 3751.2561
6662 | 1856.2133 | 3826.9415 | 1856.2133 | 3826.9415
6663 | 1829.3598 | 3878.4872 | 1829.3598 | 3878.4872
6664 | 1815.6926 | 4011.5566 | 1815.6926 | 4011.5566
6665 | 1808.5998 | 4293.4021 | 1808.5998 | 4293.4021
6666 | 1787.961 | 4416.1117 | 1787.961 | 4416.1117
6667 | 1853.9909 | 4492.2451 | 1853.9909 | 4492.2451
6668 | 1946.7517 | 4545.3231 | 1946.7517 | 4545.3231
6669 | 2061.502 | 4634.9291 | 2061.502 | 4634.9291
6670 | 2159.9007 | 4720.4162 | 2159.9007 | 4720.4162
6671 | 2283.5443 | 4825.7271 | 2283.5443 | 4825.7271
6672 | 2258.1199 | 4802.0376 | 2258.1199 | 4802.0376
6673 | 2178.4092 | 4692.3297 | 2178.4092 | 4692.3297
6674 | 2171.1705 | 4553.9676 | 2171.1705 | 4553.9676
6675 | 2182.5481 | 4323.7356 | 2182.5481 | 4323.7356
6676 | 2206.8901 | 4198.821 | 2206.8901 | 4198.821
6677 | 2229.8393 | 4091.4432 | 2229.8393 | 4091.4432
6678 | 2226.038 | 3961.1802 | 2226.038 | 3961.1802
6679 | 2203.4903 | 3868.0994 | 2203.4903 | 3868.0994
6680 | 2290.9059 | 3776.3445 | 2290.9059 | 3776.3445
6681 | 2255.7727 | 3698.7799 | 2255.7727 | 3698.7799
6682 | 2180.3618 | 3635.1214 | 2180.3618 | 3635.1214
6683 | 2058.9427 | 3602.2689 | 2058.9427 | 3602.2689
6684 | 1951.1195 | 3649.2944 | 1951.1195 | 3649.2944
6685 | 1869.2784 | 3739.8892 | 1869.2784 | 3739.8892
6686 | 1823.5249 | 3820.5036 | 1823.5249 | 3820.5036
6687 | 1801.5237 | 3889.6529 | 1801.5237 | 3889.6529
6688 | 1792.8407 | 4028.4561 | 1792.8407 | 4028.4561
6689 | 1787.9498 | 4305.4732 | 1787.9498 | 4305.4732
6690 | 1764.5391 | 4415.7093 | 1764.5391 | 4415.7093
6691 | 1865.7851 | 4479.4699 | 1865.7851 | 4479.4699
6692 | 2016.0754 | 4527.2165 | 2016.0754 | 4527.2165
6693 | 2118.9859 | 4595.0946 | 2118.9859 | 4595.0946
6694 | 2222.4462 | 4649.0963 | 2222.4462 | 4649.0963
6695 | 2365.0527 | 4715.7797 | 2365.0527 | 4715.7797
6696 | 2367.8361 | 4692.3921 | 2367.8361 | 4692.3921
6697 | 2249.8982 | 4628.1518 | 2249.8982 | 4628.1518
6698 | 2226.0055 | 4556.7842 | 2226.0055 | 4556.7842
6699 | 2241.6446 | 4425.032 | 2241.6446 | 4425.032
6700 | 2249.5878 | 4345.2833 | 2249.5878 | 4345.2833
6701 | 2302.8276 | 4294.9413 | 2302.8276 | 4294.9413
6702 | 2312.0787 | 4182.5837 | 2312.0787 | 4182.5837
6703 | 2250.1891 | 4069.2839 | 2250.1891 | 4069.2839
6704 | 2309.8349 | 3973.0023 | 2309.8349 | 3973.0023
6705 | 2295.8662 | 3875.3193 | 2295.8662 | 3875.3193
6706 | 2195.9191 | 3770.418 | 2195.9191 | 3770.418
6707 | 2059.0489 | 3698.2339 | 2059.0489 | 3698.2339
6708 | 1929.5847 | 3734.496 | 1929.5847 | 3734.496
6709 | 1859.5317 | 3804.6706 | 1859.5317 | 3804.6706
6710 | 1822.5276 | 3846.6576 | 1822.5276 | 3846.6576
6711 | 1794.2783 | 3898.8068 | 1794.2783 | 3898.8068
6712 | 1787.2657 | 4038.0124 | 1787.2657 | 4038.0124
6713 | 1791.3005 | 4301.8519 | 1791.3005 | 4301.8519
6714 | 1788.4048 | 4394.9873 | 1788.4048 | 4394.9873
6715 | 1910.9841 | 4433.7004 | 1910.9841 | 4433.7004
6716 | 2116.4298 | 4449.0564 | 2116.4298 | 4449.0564
6717 | 2244.6779 | 4460.0998 | 2244.6779 | 4460.0998
6718 | 2324.1246 | 4451.6337 | 2324.1246 | 4451.6337
6719 | 2468.8152 | 4478.6838 | 2468.8152 | 4478.6838
6720 | 2431.7018 | 4441.7162 | 2431.7018 | 4441.7162
6721 | 2299.2744 | 4297.8069 | 2299.2744 | 4297.8069
6722 | 2288.5156 | 4161.5572 | 2288.5156 | 4161.5572
6723 | 2299.279 | 4059.3792 | 2299.279 | 4059.3792
6724 | 2317.7693 | 4050.9504 | 2317.7693 | 4050.9504
6725 | 2382.8176 | 4012.8807 | 2382.8176 | 4012.8807
6726 | 2400.5573 | 3926.0735 | 2400.5573 | 3926.0735
6727 | 2293.0625 | 3849.3893 | 2293.0625 | 3849.3893
6728 | 2363.7558 | 3784.2913 | 2363.7558 | 3784.2913
6729 | 2342.3148 | 3707.5315 | 2342.3148 | 3707.5315
6730 | 2225.0297 | 3620.0326 | 2225.0297 | 3620.0326
6731 | 2078.7871 | 3575.109 | 2078.7871 | 3575.109
6732 | 1950.753 | 3684.6023 | 1950.753 | 3684.6023
6733 | 1857.203 | 3872.5703 | 1857.203 | 3872.5703
6734 | 1816.299 | 3996.6406 | 1816.299 | 3996.6406
6735 | 1795.0426 | 4063.5769 | 1795.0426 | 4063.5769
6736 | 1790.0131 | 4156.7112 | 1790.0131 | 4156.7112
6737 | 1783.0689 | 4361.9054 | 1783.0689 | 4361.9054
6738 | 1796.5468 | 4415.0052 | 1796.5468 | 4415.0052
6739 | 1915.7623 | 4431.6886 | 1915.7623 | 4431.6886
6740 | 2108.5158 | 4415.2574 | 2108.5158 | 4415.2574
6741 | 2259.8266 | 4401.6557 | 2259.8266 | 4401.6557
6742 | 2328.3068 | 4364.6214 | 2328.3068 | 4364.6214
6743 | 2477.699 | 4350.3281 | 2477.699 | 4350.3281
6744 | 2422.9115 | 4238.0169 | 2422.9115 | 4238.0169
6745 | 2284.4402 | 4086.7644 | 2284.4402 | 4086.7644
6746 | 2273.2266 | 4017.308 | 2273.2266 | 4017.308
6747 | 2280.0604 | 3915.2305 | 2280.0604 | 3915.2305
6748 | 2283.5445 | 3910.1212 | 2283.5445 | 3910.1212
6749 | 2321.5793 | 3885.8327 | 2321.5793 | 3885.8327
6750 | 2316.5393 | 3802.9486 | 2316.5393 | 3802.9486
6751 | 2248.6787 | 3731.1934 | 2248.6787 | 3731.1934
6752 | 2305.7702 | 3664.0835 | 2305.7702 | 3664.0835
6753 | 2293.2048 | 3591.7498 | 2293.2048 | 3591.7498
6754 | 2189.932 | 3503.1444 | 2189.932 | 3503.1444
6755 | 2045.1652 | 3446.4515 | 2045.1652 | 3446.4515
6756 | 1911 | 3517.9209 | 1911 | 3517.9209
6757 | 1830.1487 | 3693.0132 | 1830.1487 | 3693.0132
6758 | 1785.8256 | 3776.3436 | 1785.8256 | 3776.3436
6759 | 1768.6436 | 3772.4629 | 1768.6436 | 3772.4629
6760 | 1760.8737 | 3827.0704 | 1760.8737 | 3827.0704
6761 | 1751.3698 | 4010.1343 | 1751.3698 | 4010.1343
6762 | 1755.2107 | 4034.2635 | 1755.2107 | 4034.2635
6763 | 1883.0698 | 4027.1065 | 1883.0698 | 4027.1065
6764 | 2063.3134 | 3984.6219 | 2063.3134 | 3984.6219
6765 | 2189.1402 | 3947.5823 | 2189.1402 | 3947.5823
6766 | 2280.2978 | 3890.8319 | 2280.2978 | 3890.8319
6767 | 2411.6123 | 3860.5444 | 2411.6123 | 3860.5444
6768 | 2389.6341 | 3768.2511 | 2389.6341 | 3768.2511
6769 | 2259.224 | 3611.3654 | 2259.224 | 3611.3654
6770 | 2229.1313 | 3487.4886 | 2229.1313 | 3487.4886
6771 | 2228.8243 | 3324.3517 | 2228.8243 | 3324.3517
6772 | 2255.0142 | 3277.396 | 2255.0142 | 3277.396
6773 | 2301.2127 | 3236.9121 | 2301.2127 | 3236.9121
6774 | 2284.3351 | 3145.2765 | 2284.3351 | 3145.2765
6775 | 2224.4838 | 3042.1365 | 2224.4838 | 3042.1365
6776 | 2271.2576 | 2940.8253 | 2271.2576 | 2940.8253
6777 | 2279.4869 | 2832.7813 | 2279.4869 | 2832.7813
6778 | 2196.4672 | 2718.0219 | 2196.4672 | 2718.0219
6779 | 2056.896 | 2644.5301 | 2056.896 | 2644.5301
6780 | 1921.9087 | 2657.7566 | 1921.9087 | 2657.7566
6781 | 1840.4014 | 2702.8837 | 1840.4014 | 2702.8837
6782 | 1792.4818 | 2718.8173 | 1792.4818 | 2718.8173
6783 | 1770.9722 | 2744.8125 | 1770.9722 | 2744.8125
6784 | 1759.4245 | 2856.4558 | 1759.4245 | 2856.4558
6785 | 1742.9401 | 3082.9756 | 1742.9401 | 3082.9756
6786 | 1737.8605 | 3137.1819 | 1737.8605 | 3137.1819
6787 | 1848.1445 | 3159.096 | 1848.1445 | 3159.096
6788 | 2005.0801 | 3162.3809 | 2005.0801 | 3162.3809
6789 | 2121.9075 | 3191.7321 | 2121.9075 | 3191.7321
6790 | 2211.0249 | 3219.781 | 2211.0249 | 3219.781
6791 | 2336.4304 | 3266.9496 | 2336.4304 | 3266.9496
6792 | 2349.859 | 3214.5914 | 2349.859 | 3214.5914
6793 | 2220.0634 | 3111.5225 | 2220.0634 | 3111.5225
6794 | 2197.0371 | 3025.6696 | 2197.0371 | 3025.6696
6795 | 2223.6298 | 2880.941 | 2223.6298 | 2880.941
6796 | 2231.9524 | 2851.8908 | 2231.9524 | 2851.8908
6797 | 2267.2382 | 2822.1703 | 2267.2382 | 2822.1703
6798 | 2249.8191 | 2732.3453 | 2249.8191 | 2732.3453
6799 | 2205.3676 | 2641.6788 | 2205.3676 | 2641.6788
6800 | 2233.3327 | 2562.7996 | 2233.3327 | 2562.7996
6801 | 2253.601 | 2473.9688 | 2253.601 | 2473.9688
6802 | 2186.4949 | 2375.8071 | 2186.4949 | 2375.8071
6803 | 2064.4939 | 2306.9426 | 2064.4939 | 2306.9426
6804 | 1935.201 | 2324.3939 | 1935.201 | 2324.3939
6805 | 1857.19 | 2398.5922 | 1857.19 | 2398.5922
6806 | 1804.9956 | 2450.9401 | 1804.9956 | 2450.9401
6807 | 1777.0466 | 2479.0478 | 1777.0466 | 2479.0478
6808 | 1769.871 | 2573.691 | 1769.871 | 2573.691
6809 | 1754.8058 | 2793.9741 | 1754.8058 | 2793.9741
6810 | 1724.1709 | 2841.6418 | 1724.1709 | 2841.6418
6811 | 1807.2156 | 2840.7216 | 1807.2156 | 2840.7216
6812 | 1952.3288 | 2805.5802 | 1952.3288 | 2805.5802
6813 | 2071.7138 | 2774.7773 | 2071.7138 | 2774.7773
6814 | 2144.4554 | 2717.5239 | 2144.4554 | 2717.5239
6815 | 2267.0186 | 2686.9347 | 2267.0186 | 2686.9347
6816 | 2250.2255 | 2609.529 | 2250.2255 | 2609.529
6817 | 2168.9892 | 2521.2472 | 2168.9892 | 2521.2472
6818 | 2161.3842 | 2462.9566 | 2161.3842 | 2462.9566
6819 | 2174.5586 | 2363.4945 | 2174.5586 | 2363.4945
6820 | 2175.0764 | 2354.3615 | 2175.0764 | 2354.3615
6821 | 2207.9784 | 2351.5997 | 2207.9784 | 2351.5997
6822 | 2204.5953 | 2310.3608 | 2204.5953 | 2310.3608
6823 | 2156.6351 | 2268.4815 | 2156.6351 | 2268.4815
6824 | 2204.5992 | 2222.0937 | 2204.5992 | 2222.0937
6825 | 2217.5196 | 2158.2097 | 2217.5196 | 2158.2097
6826 | 2147.0772 | 2068.9001 | 2147.0772 | 2068.9001
6827 | 2029.4268 | 1990.8817 | 2029.4268 | 1990.8817
6828 | 1906.0795 | 1992.7413 | 1906.0795 | 1992.7413
6829 | 1821.8138 | 2058.2886 | 1821.8138 | 2058.2886
6830 | 1778.1152 | 2139.3054 | 1778.1152 | 2139.3054
6831 | 1740.3597 | 2202.7209 | 1740.3597 | 2202.7209
6832 | 1740.3576 | 2328.1454 | 1740.3576 | 2328.1454
6833 | 1705.8305 | 2586.5529 | 1705.8305 | 2586.5529
6834 | 1683.0685 | 2687.7357 | 1683.0685 | 2687.7357
6835 | 1761.3995 | 2737.5139 | 1761.3995 | 2737.5139
6836 | 1906.9694 | 2737.4793 | 1906.9694 | 2737.4793
6837 | 2001.6673 | 2736.6528 | 2001.6673 | 2736.6528
6838 | 2078.6119 | 2708.9736 | 2078.6119 | 2708.9736
6839 | 2237.8123 | 2700.8164 | 2237.8123 | 2700.8164
6840 | 2222.8478 | 2649.4641 | 2222.8478 | 2649.4641
6841 | 2143.4761 | 2577.2771 | 2143.4761 | 2577.2771
6842 | 2135.7896 | 2533.8741 | 2135.7896 | 2533.8741
6843 | 2128.6975 | 2423.1457 | 2128.6975 | 2423.1457
6844 | 2157.8378 | 2448.1135 | 2157.8378 | 2448.1135
6845 | 2180.0172 | 2468.0856 | 2180.0172 | 2468.0856
6846 | 2163.8956 | 2432.8822 | 2163.8956 | 2432.8822
6847 | 2118.477 | 2388.8904 | 2118.477 | 2388.8904
6848 | 2167.5394 | 2333.7511 | 2167.5394 | 2333.7511
6849 | 2171.7496 | 2258.3996 | 2171.7496 | 2258.3996
6850 | 2089.9466 | 2159.3326 | 2089.9466 | 2159.3326
6851 | 1963.8005 | 2080.0065 | 1963.8005 | 2080.0065
6852 | 1846.6144 | 2102.8898 | 1846.6144 | 2102.8898
6853 | 1772.4527 | 2234.2244 | 1772.4527 | 2234.2244
6854 | 1724.8279 | 2355.3775 | 1724.8279 | 2355.3775
6855 | 1712.9552 | 2453.8998 | 1712.9552 | 2453.8998
6856 | 1715.5056 | 2608.6971 | 1715.5056 | 2608.6971
6857 | 1689.0802 | 2881.5899 | 1689.0802 | 2881.5899
6858 | 1675.4038 | 2980.5597 | 1675.4038 | 2980.5597
6859 | 1764.1437 | 3023.7995 | 1764.1437 | 3023.7995
6860 | 1918.5578 | 3024.6701 | 1918.5578 | 3024.6701
6861 | 2036.7221 | 3027.7668 | 2036.7221 | 3027.7668
6862 | 2122.5755 | 3006.8272 | 2122.5755 | 3006.8272
6863 | 2269.8509 | 3010.54 | 2269.8509 | 3010.54
6864 | 2246.078 | 2970.0516 | 2246.078 | 2970.0516
6865 | 2150.8773 | 2930.0541 | 2150.8773 | 2930.0541
6866 | 2139.2046 | 2926.1839 | 2139.2046 | 2926.1839
6867 | 2139.9212 | 2890.0949 | 2139.9212 | 2890.0949
6868 | 2190.0963 | 2955.8026 | 2190.0963 | 2955.8026
6869 | 2207.7748 | 2998.4079 | 2207.7748 | 2998.4079
6870 | 2194.2563 | 2979.7016 | 2194.2563 | 2979.7016
6871 | 2149.8834 | 2956.5325 | 2149.8834 | 2956.5325
6872 | 2218.1945 | 2922.5175 | 2218.1945 | 2922.5175
6873 | 2236.6689 | 2870.101 | 2236.6689 | 2870.101
6874 | 2166.6705 | 2804.33 | 2166.6705 | 2804.33
6875 | 2007.3658 | 2762.2231 | 2007.3658 | 2762.2231
6876 | 1879.0092 | 2786.2129 | 1879.0092 | 2786.2129
6877 | 1795.4237 | 2844.3164 | 1795.4237 | 2844.3164
6878 | 1755.926 | 2904.5106 | 1755.926 | 2904.5106
6879 | 1738.6068 | 2964.7072 | 1738.6068 | 2964.7072
6880 | 1731.0047 | 3096.5695 | 1731.0047 | 3096.5695
6881 | 1704.1679 | 3359.7049 | 1704.1679 | 3359.7049
6882 | 1712.997 | 3463.0001 | 1712.997 | 3463.0001
6883 | 1845.6016 | 3516.8021 | 1845.6016 | 3516.8021
6884 | 2039.3009 | 3537.3888 | 2039.3009 | 3537.3888
6885 | 2159.3015 | 3562.5152 | 2159.3015 | 3562.5152
6886 | 2236.8403 | 3561.9959 | 2236.8403 | 3561.9959
6887 | 2408.1222 | 3572.1465 | 2408.1222 | 3572.1465
6888 | 2380.3575 | 3528.8415 | 2380.3575 | 3528.8415
6889 | 2250.0233 | 3473.9564 | 2250.0233 | 3473.9564
6890 | 2232.5705 | 3454.092 | 2232.5705 | 3454.092
6891 | 2252.1952 | 3413.7782 | 2252.1952 | 3413.7782
6892 | 2258.6167 | 3461.5804 | 2258.6167 | 3461.5804
6893 | 2319.1546 | 3474.7122 | 2319.1546 | 3474.7122
6894 | 2307.8101 | 3421.201 | 2307.8101 | 3421.201
6895 | 2227.2838 | 3350.6529 | 2227.2838 | 3350.6529
6896 | 2258.2511 | 3278.1111 | 2258.2511 | 3278.1111
6897 | 2275.2744 | 3176.8068 | 2275.2744 | 3176.8068
6898 | 2172.3628 | 3063.9586 | 2172.3628 | 3063.9586
6899 | 2033.1126 | 2989.3604 | 2033.1126 | 2989.3604
6900 | 1908.8145 | 2999.0661 | 1908.8145 | 2999.0661
6901 | 1817.0378 | 3060.8915 | 1817.0378 | 3060.8915
6902 | 1765.2218 | 3110.2217 | 1765.2218 | 3110.2217
6903 | 1743.955 | 3149.294 | 1743.955 | 3149.294
6904 | 1736.9387 | 3250.5763 | 1736.9387 | 3250.5763
6905 | 1714.2825 | 3477.2972 | 1714.2825 | 3477.2972
6906 | 1720.2909 | 3548.1012 | 1720.2909 | 3548.1012
6907 | 1852.3764 | 3583.2935 | 1852.3764 | 3583.2935
6908 | 2044.5627 | 3570.6849 | 2044.5627 | 3570.6849
6909 | 2163.6917 | 3554.166 | 2163.6917 | 3554.166
6910 | 2242.5282 | 3521.5578 | 2242.5282 | 3521.5578
6911 | 2385.6065 | 3525.2705 | 2385.6065 | 3525.2705
6912 | 2379.1119 | 3475.2259 | 2379.1119 | 3475.2259
6913 | 2253.9357 | 3376.6837 | 2253.9357 | 3376.6837
6914 | 2243.5217 | 3256.8306 | 2243.5217 | 3256.8306
6915 | 2242.7009 | 3080.2143 | 2242.7009 | 3080.2143
6916 | 2268.2396 | 3034.5663 | 2268.2396 | 3034.5663
6917 | 2313.8791 | 3017.7216 | 2313.8791 | 3017.7216
6918 | 2316.8306 | 2974.672 | 2316.8306 | 2974.672
6919 | 2207.9083 | 2942.9525 | 2207.9083 | 2942.9525
6920 | 2224.4993 | 2923.8252 | 2224.4993 | 2923.8252
6921 | 2263.3108 | 2892.7343 | 2263.3108 | 2892.7343
6922 | 2182.2179 | 2836.7207 | 2182.2179 | 2836.7207
6923 | 2046.0268 | 2797.2292 | 2046.0268 | 2797.2292
6924 | 1921.9803 | 2817.8995 | 1921.9803 | 2817.8995
6925 | 1827.4846 | 2874.5947 | 1827.4846 | 2874.5947
6926 | 1782.2623 | 2931.3687 | 1782.2623 | 2931.3687
6927 | 1760.0031 | 2981.5061 | 1760.0031 | 2981.5061
6928 | 1752.2618 | 3105.2205 | 1752.2618 | 3105.2205
6929 | 1724.827 | 3358.7995 | 1724.827 | 3358.7995
6930 | 1731.4046 | 3439.8639 | 1731.4046 | 3439.8639
6931 | 1861.2141 | 3464.7959 | 1861.2141 | 3464.7959
6932 | 2056.7709 | 3448.0629 | 2056.7709 | 3448.0629
6933 | 2169.9141 | 3441.7039 | 2169.9141 | 3441.7039
6934 | 2252.767 | 3418.3501 | 2252.767 | 3418.3501
6935 | 2407.5752 | 3418.6427 | 2407.5752 | 3418.6427
6936 | 2388.4482 | 3374.9354 | 2388.4482 | 3374.9354
6937 | 2250.278 | 3309.6893 | 2250.278 | 3309.6893
6938 | 2219.9279 | 3270.6117 | 2219.9279 | 3270.6117
6939 | 2260.4759 | 3215.8126 | 2260.4759 | 3215.8126
6940 | 2265.0255 | 3267.5379 | 2265.0255 | 3267.5379
6941 | 2302.1981 | 3298.2734 | 2302.1981 | 3298.2734
6942 | 2309.3148 | 3260.9576 | 2309.3148 | 3260.9576
6943 | 2204.8109 | 3221.0901 | 2204.8109 | 3221.0901
6944 | 2253.6048 | 3174.9034 | 2253.6048 | 3174.9034
6945 | 2268.6636 | 3109.6112 | 2268.6636 | 3109.6112
6946 | 2188.4727 | 3024.6271 | 2188.4727 | 3024.6271
6947 | 2065.5292 | 2960.088 | 2065.5292 | 2960.088
6948 | 1933.0089 | 2971.705 | 1933.0089 | 2971.705
6949 | 1843.5116 | 3057.069 | 1843.5116 | 3057.069
6950 | 1793.8519 | 3152.8728 | 1793.8519 | 3152.8728
6951 | 1763.6896 | 3237.9157 | 1763.6896 | 3237.9157
6952 | 1756.4205 | 3386.2752 | 1756.4205 | 3386.2752
6953 | 1704.2121 | 3654.5407 | 1704.2121 | 3654.5407
6954 | 1707.4112 | 3754.0135 | 1707.4112 | 3754.0135
6955 | 1793.926 | 3795.845 | 1793.926 | 3795.845
6956 | 1933.9122 | 3798.2245 | 1933.9122 | 3798.2245
6957 | 2041.1167 | 3805.1437 | 2041.1167 | 3805.1437
6958 | 2107.8472 | 3788.7308 | 2107.8472 | 3788.7308
6959 | 2254.3713 | 3790.7334 | 2254.3713 | 3790.7334
6960 | 2264.0831 | 3732.9432 | 2264.0831 | 3732.9432
6961 | 2156.404 | 3646.6733 | 2156.404 | 3646.6733
6962 | 2132.0829 | 3582.8501 | 2132.0829 | 3582.8501
6963 | 2142.1232 | 3493.1455 | 2142.1232 | 3493.1455
6964 | 2154.035 | 3489.8468 | 2154.035 | 3489.8468
6965 | 2216.0086 | 3462.2387 | 2216.0086 | 3462.2387
6966 | 2180.8346 | 3364.5676 | 2180.8346 | 3364.5676
6967 | 2132.6247 | 3272.2916 | 2132.6247 | 3272.2916
6968 | 2152.5402 | 3175.1046 | 2152.5402 | 3175.1046
6969 | 2193.0025 | 3075.5104 | 2193.0025 | 3075.5104
6970 | 2128.2554 | 2974.3309 | 2128.2554 | 2974.3309
6971 | 2000.1531 | 2903.4546 | 2000.1531 | 2903.4546
6972 | 1889.9386 | 2921.1071 | 1889.9386 | 2921.1071
6973 | 1810.2196 | 3033.9328 | 1810.2196 | 3033.9328
6974 | 1767.419 | 3163.8374 | 1767.419 | 3163.8374
6975 | 1741.7543 | 3266.6851 | 1741.7543 | 3266.6851
6976 | 1738.7616 | 3435.666 | 1738.7616 | 3435.666
6977 | 1685.5239 | 3725.0559 | 1685.5239 | 3725.0559
6978 | 1687.4137 | 3824.8304 | 1687.4137 | 3824.8304
6979 | 1776.8471 | 3854.9932 | 1776.8471 | 3854.9932
6980 | 1903.493 | 3841.1774 | 1903.493 | 3841.1774
6981 | 2017.1992 | 3841.6586 | 2017.1992 | 3841.6586
6982 | 2100.7433 | 3832.086 | 2100.7433 | 3832.086
6983 | 2269.4607 | 3839.0177 | 2269.4607 | 3839.0177
6984 | 2273.9045 | 3762.3161 | 2273.9045 | 3762.3161
6985 | 2177.7951 | 3646.0697 | 2177.7951 | 3646.0697
6986 | 2133.3418 | 3495.2342 | 2133.3418 | 3495.2342
6987 | 2152.0464 | 3363.6832 | 2152.0464 | 3363.6832
6988 | 2175.6334 | 3378.6924 | 2175.6334 | 3378.6924
6989 | 2210.2396 | 3376.5341 | 2210.2396 | 3376.5341
6990 | 2173.0148 | 3316.9874 | 2173.0148 | 3316.9874
6991 | 2124.3634 | 3260.5223 | 2124.3634 | 3260.5223
6992 | 2163.5448 | 3197.5367 | 2163.5448 | 3197.5367
6993 | 2199.6941 | 3146.1261 | 2199.6941 | 3146.1261
6994 | 2135.7125 | 3100.9766 | 2135.7125 | 3100.9766
6995 | 2026.3571 | 3077.7809 | 2026.3571 | 3077.7809
6996 | 1912.2046 | 3118.4691 | 1912.2046 | 3118.4691
6997 | 1825.204 | 3219.4249 | 1825.204 | 3219.4249
6998 | 1776.42 | 3329.8146 | 1776.42 | 3329.8146
6999 | 1758.6195 | 3400.4728 | 1758.6195 | 3400.4728
7000 | 1741.6736 | 3538.6725 | 1741.6736 | 3538.6725
7001 | 1691.8313 | 3802.9143 | 1691.8313 | 3802.9143
7002 | 1696.226 | 3885.4876 | 1696.226 | 3885.4876
7003 | 1783.8612 | 3911.9284 | 1783.8612 | 3911.9284
7004 | 1922.8964 | 3907.9707 | 1922.8964 | 3907.9707
7005 | 2027.0643 | 3920.523 | 2027.0643 | 3920.523
7006 | 2117.7193 | 3926.6427 | 2117.7193 | 3926.6427
7007 | 2238.8973 | 3930.8584 | 2238.8973 | 3930.8584
7008 | 2227.6131 | 3794.5057 | 2227.6131 | 3794.5057
7009 | 2181.4758 | 3655.0225 | 2181.4758 | 3655.0225
7010 | 2137.5343 | 3550.5599 | 2137.5343 | 3550.5599
7011 | 2150.4601 | 3427.6599 | 2150.4601 | 3427.6599
7012 | 2175.2864 | 3431.4027 | 2175.2864 | 3431.4027
7013 | 2209.7868 | 3465.3571 | 2209.7868 | 3465.3571
7014 | 2196.6588 | 3465.2604 | 2196.6588 | 3465.2604
7015 | 2125.3996 | 3460.902 | 2125.3996 | 3460.902
7016 | 2161.4603 | 3439.0587 | 2161.4603 | 3439.0587
7017 | 2192.1341 | 3401.3287 | 2192.1341 | 3401.3287
7018 | 2131.0253 | 3348.8359 | 2131.0253 | 3348.8359
7019 | 2000.4319 | 3314.4745 | 2000.4319 | 3314.4745
7020 | 1893.9724 | 3344.3993 | 1893.9724 | 3344.3993
7021 | 1801.0888 | 3423.9289 | 1801.0888 | 3423.9289
7022 | 1759.3062 | 3530.295 | 1759.3062 | 3530.295
7023 | 1740.1645 | 3638.2729 | 1740.1645 | 3638.2729
7024 | 1728.422 | 3828.0763 | 1728.422 | 3828.0763
7025 | 1686.5169 | 4168.3659 | 1686.5169 | 4168.3659
7026 | 1689.514 | 4357.8688 | 1689.514 | 4357.8688
7027 | 1785.8126 | 4503.5114 | 1785.8126 | 4503.5114
7028 | 1940.2072 | 4603.2643 | 1940.2072 | 4603.2643
7029 | 2033.2039 | 4687.3377 | 2033.2039 | 4687.3377
7030 | 2132.6302 | 4740.0317 | 2132.6302 | 4740.0317
7031 | 2268.4361 | 4760.4427 | 2268.4361 | 4760.4427
7032 | 2244.766 | 4628.3148 | 2244.766 | 4628.3148
7033 | 2168.5799 | 4475.654 | 2168.5799 | 4475.654
7034 | 2131.9431 | 4299.268 | 2131.9431 | 4299.268
7035 | 2135.4326 | 4096.7995 | 2135.4326 | 4096.7995
7036 | 2155.3577 | 4055.6782 | 2155.3577 | 4055.6782
7037 | 2205.1004 | 4014.4902 | 2205.1004 | 4014.4902
7038 | 2189.2867 | 3918.0261 | 2189.2867 | 3918.0261
7039 | 2120.6278 | 3812.9749 | 2120.6278 | 3812.9749
7040 | 2135.6852 | 3685.7109 | 2135.6852 | 3685.7109
7041 | 2208.93 | 3579.5781 | 2208.93 | 3579.5781
7042 | 2135.6256 | 3486.5467 | 2135.6256 | 3486.5467
7043 | 1992.5136 | 3417.1792 | 1992.5136 | 3417.1792
7044 | 1869.7115 | 3407.1689 | 1869.7115 | 3407.1689
7045 | 1792.704 | 3454.4084 | 1792.704 | 3454.4084
7046 | 1750.2688 | 3550.6146 | 1750.2688 | 3550.6146
7047 | 1733.0896 | 3628.3142 | 1733.0896 | 3628.3142
7048 | 1717.2567 | 3748.9102 | 1717.2567 | 3748.9102
7049 | 1688.6925 | 3965.4714 | 1688.6925 | 3965.4714
7050 | 1698.309 | 4007.2042 | 1698.309 | 4007.2042
7051 | 1838.0815 | 4004.8756 | 1838.0815 | 4004.8756
7052 | 2013.8513 | 3970.9414 | 2013.8513 | 3970.9414
7053 | 2170.2207 | 3941.5467 | 2170.2207 | 3941.5467
7054 | 2245.4846 | 3899.8852 | 2245.4846 | 3899.8852
7055 | 2418.6208 | 3873.2191 | 2418.6208 | 3873.2191
7056 | 2385.9153 | 3787.9672 | 2385.9153 | 3787.9672
7057 | 2251.4389 | 3695.2594 | 2251.4389 | 3695.2594
7058 | 2223.9126 | 3626.3059 | 2223.9126 | 3626.3059
7059 | 2234.4052 | 3552.3943 | 2234.4052 | 3552.3943
7060 | 2256.969 | 3561.2673 | 2256.969 | 3561.2673
7061 | 2306.9328 | 3532.0498 | 2306.9328 | 3532.0498
7062 | 2308.8105 | 3424.9229 | 2308.8105 | 3424.9229
7063 | 2209.4969 | 3307.2977 | 2209.4969 | 3307.2977
7064 | 2195.401 | 3195.1225 | 2195.401 | 3195.1225
7065 | 2225.2811 | 3084.5637 | 2225.2811 | 3084.5637
7066 | 2171.2827 | 2967.3901 | 2171.2827 | 2967.3901
7067 | 1983.5215 | 2879.916 | 1983.5215 | 2879.916
7068 | 1865.5758 | 2882.9827 | 1865.5758 | 2882.9827
7069 | 1764.0824 | 2973.4768 | 1764.0824 | 2973.4768
7070 | 1715.0583 | 3095.7364 | 1715.0583 | 3095.7364
7071 | 1693.5576 | 3192.7498 | 1693.5576 | 3192.7498
7072 | 1684.8167 | 3337.9909 | 1684.8167 | 3337.9909
7073 | 1640.2209 | 3579.9013 | 1640.2209 | 3579.9013
7074 | 1660.9427 | 3637.7289 | 1660.9427 | 3637.7289
7075 | 1793.4864 | 3655.4182 | 1793.4864 | 3655.4182
7076 | 2003.5678 | 3618.4662 | 2003.5678 | 3618.4662
7077 | 2116.0525 | 3563.2193 | 2116.0525 | 3563.2193
7078 | 2194.5357 | 3488.5635 | 2194.5357 | 3488.5635
7079 | 2345.0899 | 3437.5541 | 2345.0899 | 3437.5541
7080 | 2328.2058 | 3353.0063 | 2328.2058 | 3353.0063
7081 | 2188.7285 | 3267.2393 | 2188.7285 | 3267.2393
7082 | 2166.1053 | 3213.073 | 2166.1053 | 3213.073
7083 | 2186.264 | 3124.3743 | 2186.264 | 3124.3743
7084 | 2209.9846 | 3124.9987 | 2209.9846 | 3124.9987
7085 | 2254.2689 | 3089.3433 | 2254.2689 | 3089.3433
7086 | 2237.7497 | 2968.8377 | 2237.7497 | 2968.8377
7087 | 2153.6738 | 2857.5497 | 2153.6738 | 2857.5497
7088 | 2160.1901 | 2745.6763 | 2160.1901 | 2745.6763
7089 | 2216.0781 | 2610.6736 | 2216.0781 | 2610.6736
7090 | 2148.2087 | 2479.92 | 2148.2087 | 2479.92
7091 | 1994.8457 | 2390.7359 | 1994.8457 | 2390.7359
7092 | 1860.34 | 2381.128 | 1860.34 | 2381.128
7093 | 1752.7147 | 2397.1839 | 1752.7147 | 2397.1839
7094 | 1705.6163 | 2401.8511 | 1705.6163 | 2401.8511
7095 | 1690.0867 | 2413.9646 | 1690.0867 | 2413.9646
7096 | 1680.7023 | 2522.4896 | 1680.7023 | 2522.4896
7097 | 1645.3565 | 2777.7787 | 1645.3565 | 2777.7787
7098 | 1678.9716 | 2871.5177 | 1678.9716 | 2871.5177
7099 | 1821.7368 | 2896.5503 | 1821.7368 | 2896.5503
7100 | 2005.6768 | 2883.1369 | 2005.6768 | 2883.1369
7101 | 2115.1987 | 2858.5706 | 2115.1987 | 2858.5706
7102 | 2220.7829 | 2810.8736 | 2220.7829 | 2810.8736
7103 | 2360.8039 | 2796.882 | 2360.8039 | 2796.882
7104 | 2340.3146 | 2741.7072 | 2340.3146 | 2741.7072
7105 | 2191.523 | 2659.461 | 2191.523 | 2659.461
7106 | 2176.9095 | 2576.5252 | 2176.9095 | 2576.5252
7107 | 2183.0669 | 2458.2524 | 2183.0669 | 2458.2524
7108 | 2167.1442 | 2442.9833 | 2167.1442 | 2442.9833
7109 | 2228.2033 | 2406.5231 | 2228.2033 | 2406.5231
7110 | 2199.305 | 2341.3432 | 2199.305 | 2341.3432
7111 | 2108.1132 | 2312.038 | 2108.1132 | 2312.038
7112 | 2101.1156 | 2302.4669 | 2101.1156 | 2302.4669
7113 | 2167.7553 | 2316.7431 | 2167.7553 | 2316.7431
7114 | 2107.6675 | 2374.2982 | 2107.6675 | 2374.2982
7115 | 1957.3868 | 2514.3638 | 1957.3868 | 2514.3638
7116 | 1838.3978 | 2730.0825 | 1838.3978 | 2730.0825
7117 | 1753.4017 | 2925.6955 | 1753.4017 | 2925.6955
7118 | 1708.7557 | 3080.3458 | 1708.7557 | 3080.3458
7119 | 1690.6448 | 3257.1289 | 1690.6448 | 3257.1289
7120 | 1666.8612 | 3513.8262 | 1666.8612 | 3513.8262
7121 | 1617.5331 | 3858.8436 | 1617.5331 | 3858.8436
7122 | 1646.4879 | 4009.9202 | 1646.4879 | 4009.9202
7123 | 1761.6633 | 4100.3377 | 1761.6633 | 4100.3377
7124 | 1919.3649 | 4145.8713 | 1919.3649 | 4145.8713
7125 | 2019.8393 | 4195.6428 | 2019.8393 | 4195.6428
7126 | 2119.5401 | 4222.1828 | 2119.5401 | 4222.1828
7127 | 2265.4275 | 4241.8897 | 2265.4275 | 4241.8897
7128 | 2268.2181 | 4166.3952 | 2268.2181 | 4166.3952
7129 | 2170.3065 | 4031.5392 | 2170.3065 | 4031.5392
7130 | 2122.5857 | 3892.976 | 2122.5857 | 3892.976
7131 | 2126.032 | 3730.2414 | 2126.032 | 3730.2414
7132 | 2131.8966 | 3689.2206 | 2131.8966 | 3689.2206
7133 | 2176.7049 | 3649.3403 | 2176.7049 | 3649.3403
7134 | 2168.0914 | 3554.4857 | 2168.0914 | 3554.4857
7135 | 2087.4699 | 3452.3517 | 2087.4699 | 3452.3517
7136 | 2090.9438 | 3353.9576 | 2090.9438 | 3353.9576
7137 | 2144.7219 | 3255.2687 | 2144.7219 | 3255.2687
7138 | 2072.2985 | 3155.2964 | 2072.2985 | 3155.2964
7139 | 1943.1136 | 3080.6981 | 1943.1136 | 3080.6981
7140 | 1827.946 | 3083.6642 | 1827.946 | 3083.6642
7141 | 1736.1677 | 3158.0636 | 1736.1677 | 3158.0636
7142 | 1693.9071 | 3272.5776 | 1693.9071 | 3272.5776
7143 | 1673.1801 | 3365.1649 | 1673.1801 | 3365.1649
7144 | 1649.4907 | 3524.1872 | 1649.4907 | 3524.1872
7145 | 1600.2938 | 3813.3759 | 1600.2938 | 3813.3759
7146 | 1621.0326 | 3932.5647 | 1621.0326 | 3932.5647
7147 | 1704.8398 | 3995.2188 | 1704.8398 | 3995.2188
7148 | 1841.5751 | 4012.7878 | 1841.5751 | 4012.7878
7149 | 1935.1271 | 4034.9969 | 1935.1271 | 4034.9969
7150 | 2013.0889 | 4034.377 | 2013.0889 | 4034.377
7151 | 2181.4286 | 4017.9713 | 2181.4286 | 4017.9713
7152 | 2179.2047 | 3930.3052 | 2179.2047 | 3930.3052
7153 | 2099.9583 | 3821.7038 | 2099.9583 | 3821.7038
7154 | 2070.3241 | 3760.1942 | 2070.3241 | 3760.1942
7155 | 2067.4891 | 3699.9631 | 2067.4891 | 3699.9631
7156 | 2082.471 | 3733.1795 | 2082.471 | 3733.1795
7157 | 2107.0723 | 3749.0272 | 2107.0723 | 3749.0272
7158 | 2077.2099 | 3692.4983 | 2077.2099 | 3692.4983
7159 | 2016.7129 | 3641.5657 | 2016.7129 | 3641.5657
7160 | 2025.6215 | 3592.9648 | 2025.6215 | 3592.9648
7161 | 2084.9807 | 3539.5424 | 2084.9807 | 3539.5424
7162 | 2052.658 | 3465.6235 | 2052.658 | 3465.6235
7163 | 1928.2622 | 3404.2028 | 1928.2622 | 3404.2028
7164 | 1812.1172 | 3404.2517 | 1812.1172 | 3404.2517
7165 | 1726.738 | 3456.4202 | 1726.738 | 3456.4202
7166 | 1679.2828 | 3535.6263 | 1679.2828 | 3535.6263
7167 | 1649.4225 | 3593.7105 | 1649.4225 | 3593.7105
7168 | 1636.8648 | 3724.8687 | 1636.8648 | 3724.8687
7169 | 1588.2399 | 3987.2999 | 1588.2399 | 3987.2999
7170 | 1598.0045 | 4076.5122 | 1598.0045 | 4076.5122
7171 | 1692.7822 | 4118.7461 | 1692.7822 | 4118.7461
7172 | 1833.3665 | 4113.6818 | 1833.3665 | 4113.6818
7173 | 1946.3628 | 4107.2222 | 1946.3628 | 4107.2222
7174 | 2019.4995 | 4076.2234 | 2019.4995 | 4076.2234
7175 | 2162.476 | 4040.1016 | 2162.476 | 4040.1016
7176 | 2166.9066 | 3922.1572 | 2166.9066 | 3922.1572
7177 | 2078.3617 | 3729.7625 | 2078.3617 | 3729.7625
7178 | 2067.7585 | 3604.2762 | 2067.7585 | 3604.2762
7179 | 2064.6683 | 3519.903 | 2064.6683 | 3519.903
7180 | 2071.8124 | 3567.3028 | 2071.8124 | 3567.3028
7181 | 2103.2797 | 3598.9436 | 2103.2797 | 3598.9436
7182 | 2094.619 | 3567.4621 | 2094.619 | 3567.4621
7183 | 2010.4953 | 3527.6953 | 2010.4953 | 3527.6953
7184 | 2016.5436 | 3476.2778 | 2016.5436 | 3476.2778
7185 | 2087.7512 | 3407.7666 | 2087.7512 | 3407.7666
7186 | 2040.9525 | 3302.2617 | 2040.9525 | 3302.2617
7187 | 1906.5587 | 3213.6811 | 1906.5587 | 3213.6811
7188 | 1785.364 | 3201.4577 | 1785.364 | 3201.4577
7189 | 1712.728 | 3279.8808 | 1712.728 | 3279.8808
7190 | 1663.2986 | 3382.8267 | 1663.2986 | 3382.8267
7191 | 1647.3906 | 3467.3667 | 1647.3906 | 3467.3667
7192 | 1626.6861 | 3622.667 | 1626.6861 | 3622.667
7193 | 1581.4331 | 3915.98 | 1581.4331 | 3915.98
7194 | 1604.2422 | 4052.6719 | 1604.2422 | 4052.6719
7195 | 1720.5114 | 4120.7579 | 1720.5114 | 4120.7579
7196 | 1866.3459 | 4119.4156 | 1866.3459 | 4119.4156
7197 | 1983.7281 | 4123.2163 | 1983.7281 | 4123.2163
7198 | 2067.4441 | 4132.9574 | 2067.4441 | 4132.9574
7199 | 2235.3608 | 4134.4571 | 2235.3608 | 4134.4571
7200 | 2213.2482 | 4070.6314 | 2213.2482 | 4070.6314
7201 | 2106.3942 | 3981.5449 | 2106.3942 | 3981.5449
7202 | 2086.6138 | 3869.1356 | 2086.6138 | 3869.1356
7203 | 2095.6836 | 3668.3771 | 2095.6836 | 3668.3771
7204 | 2086.4758 | 3629.4688 | 2086.4758 | 3629.4688
7205 | 2127.6539 | 3608.8016 | 2127.6539 | 3608.8016
7206 | 2113.7948 | 3502.0772 | 2113.7948 | 3502.0772
7207 | 2052.9425 | 3399.1384 | 2052.9425 | 3399.1384
7208 | 2033.869 | 3313.5195 | 2033.869 | 3313.5195
7209 | 2093.5184 | 3238.3692 | 2093.5184 | 3238.3692
7210 | 2067.1284 | 3155.0952 | 2067.1284 | 3155.0952
7211 | 1905.5972 | 3097.0947 | 1905.5972 | 3097.0947
7212 | 1777.5213 | 3119.3744 | 1777.5213 | 3119.3744
7213 | 1692.0198 | 3200.2118 | 1692.0198 | 3200.2118
7214 | 1652.0527 | 3304.3648 | 1652.0527 | 3304.3648
7215 | 1630.5749 | 3407.4137 | 1630.5749 | 3407.4137
7216 | 1615.1665 | 3587.0573 | 1615.1665 | 3587.0573
7217 | 1578.1305 | 3887.9148 | 1578.1305 | 3887.9148
7218 | 1609.5405 | 4020.9853 | 1609.5405 | 4020.9853
7219 | 1759.6465 | 4108.2845 | 1759.6465 | 4108.2845
7220 | 1960.8427 | 4176.049 | 1960.8427 | 4176.049
7221 | 2091.0225 | 4264.8502 | 2091.0225 | 4264.8502
7222 | 2172.2106 | 4328.0058 | 2172.2106 | 4328.0058
7223 | 2345.8676 | 4368.8371 | 2345.8676 | 4368.8371
7224 | 2315.7826 | 4306.1178 | 2315.7826 | 4306.1178
7225 | 2201.3533 | 4162.0074 | 2201.3533 | 4162.0074
7226 | 2177.4827 | 4017.2074 | 2177.4827 | 4017.2074
7227 | 2173.8171 | 3888.5736 | 2173.8171 | 3888.5736
7228 | 2190.2534 | 3876.3222 | 2190.2534 | 3876.3222
7229 | 2226.4799 | 3841.7733 | 2226.4799 | 3841.7733
7230 | 2200.5225 | 3750.3388 | 2200.5225 | 3750.3388
7231 | 2076.0563 | 3659.3705 | 2076.0563 | 3659.3705
7232 | 2053.7657 | 3560.0711 | 2053.7657 | 3560.0711
7233 | 2113.4951 | 3469.1278 | 2113.4951 | 3469.1278
7234 | 2064.3378 | 3375.191 | 2064.3378 | 3375.191
7235 | 1913.3728 | 3294.3561 | 1913.3728 | 3294.3561
7236 | 1776.0835 | 3282.6357 | 1776.0835 | 3282.6357
7237 | 1682.0229 | 3342.8516 | 1682.0229 | 3342.8516
7238 | 1641.7447 | 3436.543 | 1641.7447 | 3436.543
7239 | 1623.0314 | 3514.645 | 1623.0314 | 3514.645
7240 | 1600.5702 | 3635.3416 | 1600.5702 | 3635.3416
7241 | 1559.9997 | 3875.4413 | 1559.9997 | 3875.4413
7242 | 1602.98 | 3939.405 | 1602.98 | 3939.405
7243 | 1714.2923 | 3936.5735 | 1714.2923 | 3936.5735
7244 | 1911.5677 | 3878.0948 | 1911.5677 | 3878.0948
7245 | 2027.7538 | 3819.8301 | 2027.7538 | 3819.8301
7246 | 2134.6871 | 3738.4347 | 2134.6871 | 3738.4347
7247 | 2281.9629 | 3653.0226 | 2281.9629 | 3653.0226
7248 | 2292.1059 | 3556.7056 | 2292.1059 | 3556.7056
7249 | 2145.9387 | 3473.2523 | 2145.9387 | 3473.2523
7250 | 2117.8231 | 3426.4291 | 2117.8231 | 3426.4291
7251 | 2123.9666 | 3348.2926 | 2123.9666 | 3348.2926
7252 | 2133.9457 | 3356.5621 | 2133.9457 | 3356.5621
7253 | 2179.0549 | 3340.9245 | 2179.0549 | 3340.9245
7254 | 2158.4193 | 3266.7919 | 2158.4193 | 3266.7919
7255 | 2085.663 | 3192.0189 | 2085.663 | 3192.0189
7256 | 2043.1107 | 3108.5125 | 2043.1107 | 3108.5125
7257 | 2100.3441 | 3014.7527 | 2100.3441 | 3014.7527
7258 | 2070.5974 | 2898.9873 | 2070.5974 | 2898.9873
7259 | 1925.3774 | 2794.9156 | 1925.3774 | 2794.9156
7260 | 1778.0559 | 960.613 | 1778.0559 | 960.613
7261 | 1687.9357 | 956.6827 | 1687.9357 | 956.6827
7262 | 1642.8278 | 967.9214 | 1642.8278 | 967.9214
7263 | 1631.7916 | 983.9522 | 1631.7916 | 983.9522
7264 | 1603.8124 | 1070.271 | 1603.8124 | 1070.271
7265 | 1550.5619 | 1313.8822 | 1550.5619 | 1313.8822
7266 | 1604.1435 | 1374.7671 | 1604.1435 | 1374.7671
7267 | 1741.8533 | 1404.5986 | 1741.8533 | 1404.5986
7268 | 1932.3277 | 1377.3507 | 1932.3277 | 1377.3507
7269 | 2055.1775 | 1354.5077 | 2055.1775 | 1354.5077
7270 | 2149.5993 | 1319.1201 | 2149.5993 | 1319.1201
7271 | 2323.2898 | 1289.021 | 2323.2898 | 1289.021
7272 | 2318.4521 | 1235.7483 | 2318.4521 | 1235.7483
7273 | 2184.4358 | 1162.68 | 2184.4358 | 1162.68
7274 | 2159.9707 | 1156.4394 | 2159.9707 | 1156.4394
7275 | 2157.7054 | 1100.1108 | 2157.7054 | 1100.1108
7276 | 2149.6518 | 1126.2646 | 2149.6518 | 1126.2646
7277 | 2164.914 | 1154.1712 | 2164.914 | 1154.1712
7278 | 2153.1003 | 1111.7156 | 2153.1003 | 1111.7156
7279 | 2060.6258 | 1067.1219 | 2060.6258 | 1067.1219
7280 | 2015.0796 | 1016.1465 | 2015.0796 | 1016.1465
7281 | 2063.7349 | 971.9299 | 2063.7349 | 971.9299
7282 | 2037.8552 | 883.5545 | 2037.8552 | 883.5545
7283 | 1932.0376 | 830.6136 | 1932.0376 | 830.6136
7284 | 1804.5729 | 833.393 | 1804.5729 | 833.393
7285 | 1709.8012 | 863.4014 | 1709.8012 | 863.4014
7286 | 1650.9954 | 913.0973 | 1650.9954 | 913.0973
7287 | 1625.7555 | 961.3598 | 1625.7555 | 961.3598
7288 | 1596.9117 | 1062.2047 | 1596.9117 | 1062.2047
7289 | 1561.9748 | 1317.8652 | 1561.9748 | 1317.8652
7290 | 1593.7263 | 1391.9707 | 1593.7263 | 1391.9707
7291 | 1707.3391 | 1435.8932 | 1707.3391 | 1435.8932
7292 | 1865.0974 | 1426.3175 | 1865.0974 | 1426.3175
7293 | 1989.0295 | 1417.8333 | 1989.0295 | 1417.8333
7294 | 2066.1499 | 1388.8384 | 2066.1499 | 1388.8384
7295 | 2213.151 | 1345.8199 | 2213.151 | 1345.8199
7296 | 2219.8647 | 1289.401 | 2219.8647 | 1289.401
7297 | 2117.7713 | 1218.5082 | 2117.7713 | 1218.5082
7298 | 2082.8961 | 1209.9247 | 2082.8961 | 1209.9247
7299 | 2074.5941 | 1155.6043 | 2074.5941 | 1155.6043
7300 | 2066.0036 | 1185.5068 | 2066.0036 | 1185.5068
7301 | 2101.4056 | 1217.0616 | 2101.4056 | 1217.0616
7302 | 2073.8171 | 1178.2877 | 2073.8171 | 1178.2877
7303 | 2000.394 | 1127.569 | 2000.394 | 1127.569
7304 | 1970.7355 | 1075.4222 | 1970.7355 | 1075.4222
7305 | 2031.0005 | 1026.9214 | 2031.0005 | 1026.9214
7306 | 2007.6837 | 931.0152 | 2007.6837 | 931.0152
7307 | 1908.0823 | 872.5517 | 1908.0823 | 872.5517
7308 | 1789.8402 | 874.0927 | 1789.8402 | 874.0927
7309 | 1692.6069 | 905.9085 | 1692.6069 | 905.9085
7310 | 1651.4112 | 956.575 | 1651.4112 | 956.575
7311 | 1621.7809 | 996.0349 | 1621.7809 | 996.0349
7312 | 1584.7386 | 1088.3114 | 1584.7386 | 1088.3114
7313 | 1545.3249 | 1330.6508 | 1545.3249 | 1330.6508
7314 | 1559.0404 | 1385.8122 | 1559.0404 | 1385.8122
7315 | 1642.78 | 1409.0501 | 1642.78 | 1409.0501
7316 | 1773.3363 | 1377.4511 | 1773.3363 | 1377.4511
7317 | 1876.5816 | 1347.8807 | 1876.5816 | 1347.8807
7318 | 1970.0195 | 1306.5354 | 1970.0195 | 1306.5354
7319 | 2113.047 | 1267.0646 | 2113.047 | 1267.0646
7320 | 2127.5572 | 1209.742 | 2127.5572 | 1209.742
7321 | 2047.3136 | 1139.117 | 2047.3136 | 1139.117
7322 | 2010.723 | 1135.1189 | 2010.723 | 1135.1189
7323 | 1986.918 | 1076.9495 | 1986.918 | 1076.9495
7324 | 2001.4199 | 1094.0329 | 2001.4199 | 1094.0329
7325 | 2036.1363 | 1110.3923 | 2036.1363 | 1110.3923
7326 | 2017.5395 | 1069.2754 | 2017.5395 | 1069.2754
7327 | 1961.7923 | 1025.1838 | 1961.7923 | 1025.1838
7328 | 1945.0484 | 966.276 | 1945.0484 | 966.276
7329 | 2011.0778 | 905.2909 | 2011.0778 | 905.2909
7330 | 1984.438 | 794.7248 | 1984.438 | 794.7248
7331 | 1873.2749 | 717.3171 | 1873.2749 | 717.3171
7332 | 1770.9972 | 704.5999 | 1770.9972 | 704.5999
7333 | 1688.8293 | 740.8337 | 1688.8293 | 740.8337
7334 | 1638.5949 | 796.5542 | 1638.5949 | 796.5542
7335 | 1618.4294 | 843.8461 | 1618.4294 | 843.8461
7336 | 1587.7755 | 946.967 | 1587.7755 | 946.967
7337 | 1542.448 | 1207.9492 | 1542.448 | 1207.9492
7338 | 1557.7454 | 1288.2467 | 1557.7454 | 1288.2467
7339 | 1646.9725 | 1336.6877 | 1646.9725 | 1336.6877
7340 | 1788.2509 | 1321.7902 | 1788.2509 | 1321.7902
7341 | 1895.5022 | 1305.7417 | 1895.5022 | 1305.7417
7342 | 1987.6182 | 1279.6254 | 1987.6182 | 1279.6254
7343 | 2142.3289 | 1250.8651 | 2142.3289 | 1250.8651
7344 | 2133.769 | 1217.7079 | 2133.769 | 1217.7079
7345 | 2040.3926 | 1147.0494 | 2040.3926 | 1147.0494
7346 | 2022.2538 | 1134.6838 | 2022.2538 | 1134.6838
7347 | 2011.9987 | 1081.2671 | 2011.9987 | 1081.2671
7348 | 2040.6412 | 1123.3192 | 2040.6412 | 1123.3192
7349 | 2073.7895 | 1165.7519 | 2073.7895 | 1165.7519
7350 | 2022.3569 | 1132.9356 | 2022.3569 | 1132.9356
7351 | 1960.0683 | 1089.1118 | 1960.0683 | 1089.1118
7352 | 1936.8681 | 1034.3878 | 1936.8681 | 1034.3878
7353 | 2002.4487 | 983.0085 | 2002.4487 | 983.0085
7354 | 1991.7462 | 883.8892 | 1991.7462 | 883.8892
7355 | 1871.8006 | 818.1627 | 1871.8006 | 818.1627
7356 | 1760.9669 | 807.052 | 1760.9669 | 807.052
7357 | 1672.5071 | 823.4046 | 1672.5071 | 823.4046
7358 | 1626.0204 | 869.1175 | 1626.0204 | 869.1175
7359 | 1600.6773 | 915.5392 | 1600.6773 | 915.5392
7360 | 1569.1621 | 1008.7863 | 1569.1621 | 1008.7863
7361 | 1529.4084 | 1249.9542 | 1529.4084 | 1249.9542
7362 | 1565.9171 | 1309.7011 | 1565.9171 | 1309.7011
7363 | 1679.4117 | 1343.5156 | 1679.4117 | 1343.5156
7364 | 1862.5911 | 1327.3463 | 1862.5911 | 1327.3463
7365 | 1959.6404 | 1317.8914 | 1959.6404 | 1317.8914
7366 | 2075.4889 | 1297.5654 | 2075.4889 | 1297.5654
7367 | 2255.353 | 1282.9295 | 2255.353 | 1282.9295
7368 | 2235.5321 | 1255.3283 | 2235.5321 | 1255.3283
7369 | 2114.2134 | 1196.9869 | 2114.2134 | 1196.9869
7370 | 2090.0242 | 1208.5859 | 2090.0242 | 1208.5859
7371 | 2086.2346 | 1163.9718 | 2086.2346 | 1163.9718
7372 | 2113.7351 | 1201.7733 | 2113.7351 | 1201.7733
7373 | 2133.5053 | 1250.5653 | 2133.5053 | 1250.5653
7374 | 2109.8516 | 1227.6561 | 2109.8516 | 1227.6561
7375 | 2030.7388 | 1193.4717 | 2030.7388 | 1193.4717
7376 | 2000.6108 | 1146.3119 | 2000.6108 | 1146.3119
7377 | 2060.4792 | 1095.669 | 2060.4792 | 1095.669
7378 | 2039.3719 | 990.6255 | 2039.3719 | 990.6255
7379 | 1888.7526 | 917.0669 | 1888.7526 | 917.0669
7380 | 1783.0695 | 896.4507 | 1783.0695 | 896.4507
7381 | 1684.6722 | 902.5615 | 1684.6722 | 902.5615
7382 | 1636.0277 | 937.0954 | 1636.0277 | 937.0954
7383 | 1617.7031 | 971.769 | 1617.7031 | 971.769
7384 | 1586.4668 | 1058.5899 | 1586.4668 | 1058.5899
7385 | 1543.7758 | 1298.6198 | 1543.7758 | 1298.6198
7386 | 1594.3841 | 1356.0238 | 1594.3841 | 1356.0238
7387 | 1722.2073 | 1384.7843 | 1722.2073 | 1384.7843
7388 | 1938.2567 | 1363.7618 | 1938.2567 | 1363.7618
7389 | 2072.1451 | 1351.7297 | 2072.1451 | 1351.7297
7390 | 2136.4418 | 1330.1318 | 2136.4418 | 1330.1318
7391 | 2309.4043 | 1306.5259 | 2309.4043 | 1306.5259
7392 | 2275.3169 | 1266.6078 | 2275.3169 | 1266.6078
7393 | 2152.154 | 1192.937 | 2152.154 | 1192.937
7394 | 2126.2265 | 1182.0775 | 2126.2265 | 1182.0775
7395 | 2139.8652 | 1122.9374 | 2139.8652 | 1122.9374
7396 | 2149.3472 | 1153.9779 | 2149.3472 | 1153.9779
7397 | 2196.936 | 1186.6038 | 2196.936 | 1186.6038
7398 | 2159.8158 | 1152.6161 | 2159.8158 | 1152.6161
7399 | 2050.5725 | 1113.4446 | 2050.5725 | 1113.4446
7400 | 2027.9376 | 1063.0717 | 2027.9376 | 1063.0717
7401 | 2069.2618 | 1015.7089 | 2069.2618 | 1015.7089
7402 | 2034.7138 | 916.8908 | 2034.7138 | 916.8908
7403 | 1889.9072 | 849.4907 | 1889.9072 | 849.4907
7404 | 1784.818 | 836.2714 | 1784.818 | 836.2714
7405 | 1708.7177 | 849.6452 | 1708.7177 | 849.6452
7406 | 1660.9466 | 888.7979 | 1660.9466 | 888.7979
7407 | 1624.0812 | 927.8897 | 1624.0812 | 927.8897
7408 | 1590.2947 | 1016.9196 | 1590.2947 | 1016.9196
7409 | 1550.6911 | 1255.0752 | 1550.6911 | 1255.0752
7410 | 1608.1368 | 1308.9982 | 1608.1368 | 1308.9982
7411 | 1734.2092 | 1333.7088 | 1734.2092 | 1333.7088
7412 | 1947.161 | 1306.1931 | 1947.161 | 1306.1931
7413 | 2083.7675 | 1285.7601 | 2083.7675 | 1285.7601
7414 | 2183.5911 | 1256.4305 | 2183.5911 | 1256.4305
7415 | 2339.2093 | 1234.2304 | 2339.2093 | 1234.2304
7416 | 2320.1951 | 1201.9769 | 2320.1951 | 1201.9769
7417 | 2171.7957 | 1136.5063 | 2171.7957 | 1136.5063
7418 | 2157.7133 | 1134.3156 | 2157.7133 | 1134.3156
7419 | 2145.4707 | 1076.7486 | 2145.4707 | 1076.7486
7420 | 2145.8802 | 1100.4591 | 2145.8802 | 1100.4591
7421 | 2183.8327 | 1129.8719 | 2183.8327 | 1129.8719
7422 | 2160.5028 | 1086.2782 | 2160.5028 | 1086.2782
7423 | 2053.5388 | 1028.5308 | 2053.5388 | 1028.5308
7424 | 2013.2223 | 961.3224 | 2013.2223 | 961.3224
7425 | 2057.8972 | 904.2198 | 2057.8972 | 904.2198
7426 | 2037.3168 | 803.3266 | 2037.3168 | 803.3266
7427 | 1907.1944 | 734.822 | 1907.1944 | 734.822
7428 | 1771.9322 | 718.6573 | 1771.9322 | 718.6573
7429 | 1691.2584 | 722.8937 | 1691.2584 | 722.8937
7430 | 1656.3169 | 744.3073 | 1656.3169 | 744.3073
7431 | 1626.6442 | 768.4714 | 1626.6442 | 768.4714
7432 | 1592.7381 | 857.3674 | 1592.7381 | 857.3674
7433 | 1562.8953 | 1108.2082 | 1562.8953 | 1108.2082
7434 | 1616.8284 | 1178.2304 | 1616.8284 | 1178.2304
7435 | 1739.2189 | 1217.9356 | 1739.2189 | 1217.9356
7436 | 1942.7415 | 1203.5402 | 1942.7415 | 1203.5402
7437 | 2080.83 | 1192.8135 | 2080.83 | 1192.8135
7438 | 2182.1595 | 1165.7599 | 2182.1595 | 1165.7599
7439 | 2313.463 | 1133.0167 | 2313.463 | 1133.0167
7440 | 2273.3078 | 1083.4591 | 2273.3078 | 1083.4591
7441 | 2128.386 | 1016.8506 | 2128.386 | 1016.8506
7442 | 2118.4976 | 1005.3886 | 2118.4976 | 1005.3886
7443 | 2139.1842 | 952.9091 | 2139.1842 | 952.9091
7444 | 2143.7261 | 995.162 | 2143.7261 | 995.162
7445 | 2149.0136 | 1043.3516 | 2149.0136 | 1043.3516
7446 | 2155.6975 | 1018.3673 | 2155.6975 | 1018.3673
7447 | 2043.4384 | 982.8441 | 2043.4384 | 982.8441
7448 | 2003.5281 | 933.9773 | 2003.5281 | 933.9773
7449 | 2043.3322 | 885.2422 | 2043.3322 | 885.2422
7450 | 2022.3924 | 785.4535 | 2022.3924 | 785.4535
7451 | 1910.4361 | 713.535 | 1910.4361 | 713.535
7452 | 1790.0863 | 690.2077 | 1790.0863 | 690.2077
7453 | 1706.4369 | 687.7501 | 1706.4369 | 687.7501
7454 | 1660.7076 | 716.1924 | 1660.7076 | 716.1924
7455 | 1630.9087 | 752.573 | 1630.9087 | 752.573
7456 | 1585.5183 | 845.7533 | 1585.5183 | 845.7533
7457 | 1558.4686 | 1093.4478 | 1558.4686 | 1093.4478
7458 | 1584.274 | 1158.0813 | 1584.274 | 1158.0813
7459 | 1690.2736 | 1190.2223 | 1690.2736 | 1190.2223
7460 | 1855.2054 | 1168.2627 | 1855.2054 | 1168.2627
7461 | 1988.3259 | 1149.3357 | 1988.3259 | 1149.3357
7462 | 2094.4167 | 1116.86 | 2094.4167 | 1116.86
7463 | 2243.0541 | 1094.3252 | 2243.0541 | 1094.3252
7464 | 2222.8618 | 1064.4816 | 2222.8618 | 1064.4816
7465 | 2104.0804 | 1005.5042 | 2104.0804 | 1005.5042
7466 | 2087.2576 | 1013.388 | 2087.2576 | 1013.388
7467 | 2092.2749 | 977.8778 | 2092.2749 | 977.8778
7468 | 2099.1285 | 1029.971 | 2099.1285 | 1029.971
7469 | 2120.5674 | 1086.3607 | 2120.5674 | 1086.3607
7470 | 2088.1458 | 1067.5684 | 2088.1458 | 1067.5684
7471 | 2005.7782 | 1037.4673 | 2005.7782 | 1037.4673
7472 | 1956.1147 | 994.0228 | 1956.1147 | 994.0228
7473 | 1998.3144 | 949.4714 | 1998.3144 | 949.4714
7474 | 2020.7272 | 852.5946 | 2020.7272 | 852.5946
7475 | 1924.336 | 787.1358 | 1924.336 | 787.1358
7476 | 1810.2014 | 775.9247 | 1810.2014 | 775.9247
7477 | 1713.2927 | 786.3866 | 1713.2927 | 786.3866
7478 | 1663.7536 | 820.5523 | 1663.7536 | 820.5523
7479 | 1628.1259 | 858.3722 | 1628.1259 | 858.3722
7480 | 1577.1427 | 950.314 | 1577.1427 | 950.314
7481 | 1540.0538 | 1192.7538 | 1540.0538 | 1192.7538
7482 | 1566.4476 | 1250.2916 | 1566.4476 | 1250.2916
7483 | 1651.4491 | 1277.4455 | 1651.4491 | 1277.4455
7484 | 1785.5052 | 1252.6074 | 1785.5052 | 1252.6074
7485 | 1900.454 | 1236.4251 | 1900.454 | 1236.4251
7486 | 1995.5271 | 1210.5095 | 1995.5271 | 1210.5095
7487 | 2137.8819 | 1188.2759 | 2137.8819 | 1188.2759
7488 | 2136.7231 | 1144.107 | 2136.7231 | 1144.107
7489 | 2060.639 | 1073.7163 | 2060.639 | 1073.7163
7490 | 2042.1978 | 1077.7176 | 2042.1978 | 1077.7176
7491 | 2044.8745 | 1034.3085 | 2044.8745 | 1034.3085
7492 | 2061.6004 | 1074.1181 | 2061.6004 | 1074.1181
7493 | 2083.101 | 1120.0317 | 2083.101 | 1120.0317
7494 | 2059.9996 | 1093.4743 | 2059.9996 | 1093.4743
7495 | 1992.7937 | 1053.9346 | 1992.7937 | 1053.9346
7496 | 1964.3754 | 999.5119 | 1964.3754 | 999.5119
7497 | 1997.5106 | 941.4386 | 1997.5106 | 941.4386
7498 | 2012.6572 | 832.4791 | 2012.6572 | 832.4791
7499 | 1920.8395 | 752.5612 | 1920.8395 | 752.5612
7500 | 1801.9515 | 730.5392 | 1801.9515 | 730.5392
7501 | 1718.133 | 741.8378 | 1718.133 | 741.8378
7502 | 1674.171 | 778.1456 | 1674.171 | 778.1456
7503 | 1655.4226 | 819.4129 | 1655.4226 | 819.4129
7504 | 1583.7935 | 918.0488 | 1583.7935 | 918.0488
7505 | 1553.1644 | 1169.2577 | 1553.1644 | 1169.2577
7506 | 1582.7105 | 1236.0668 | 1582.7105 | 1236.0668
7507 | 1662.2193 | 1267.1702 | 1662.2193 | 1267.1702
7508 | 1800.1797 | 1237.1442 | 1800.1797 | 1237.1442
7509 | 1906.9794 | 1209.1134 | 1906.9794 | 1209.1134
7510 | 2003.9717 | 1165.4922 | 2003.9717 | 1165.4922
7511 | 2157.171 | 1125.2181 | 2157.171 | 1125.2181
7512 | 2155.6236 | 1085.6012 | 2155.6236 | 1085.6012
7513 | 2064.189 | 1018.591 | 2064.189 | 1018.591
7514 | 2042.398 | 1016.8689 | 2042.398 | 1016.8689
7515 | 2018.8906 | 972.3218 | 2018.8906 | 972.3218
7516 | 2025.8867 | 1013.7714 | 2025.8867 | 1013.7714
7517 | 2056.4895 | 1060.9234 | 2056.4895 | 1060.9234
7518 | 2015.399 | 1034.1987 | 2015.399 | 1034.1987
7519 | 1926.9402 | 996.0313 | 1926.9402 | 996.0313
7520 | 1910.6725 | 944.4535 | 1910.6725 | 944.4535
7521 | 1952.6551 | 891.9363 | 1952.6551 | 891.9363
7522 | 1975.9811 | 789.3695 | 1975.9811 | 789.3695
7523 | 1893.1558 | 717.4175 | 1893.1558 | 717.4175
7524 | 1774.939 | 703.0937 | 1774.939 | 703.0937
7525 | 1691.6956 | 709.8404 | 1691.6956 | 709.8404
7526 | 1643.5309 | 734.1659 | 1643.5309 | 734.1659
7527 | 1604.3299 | 758.7316 | 1604.3299 | 758.7316
7528 | 1551.4588 | 845.2177 | 1551.4588 | 845.2177
7529 | 1520.5833 | 1094.0503 | 1520.5833 | 1094.0503
7530 | 1563.6856 | 1161.83 | 1563.6856 | 1161.83
7531 | 1678.1154 | 1198.6568 | 1678.1154 | 1198.6568
7532 | 1830.0697 | 1182.8891 | 1830.0697 | 1182.8891
7533 | 1948.1731 | 1170.0538 | 1948.1731 | 1170.0538
7534 | 2044.814 | 1143.3684 | 2044.814 | 1143.3684
7535 | 2193.9429 | 1127.1259 | 2193.9429 | 1127.1259
7536 | 2163.9878 | 1102.0016 | 2163.9878 | 1102.0016
7537 | 2048.8165 | 1046.3378 | 2048.8165 | 1046.3378
7538 | 2060.1298 | 1053.9203 | 2060.1298 | 1053.9203
7539 | 2064.2374 | 1009.8084 | 2064.2374 | 1009.8084
7540 | 2051.6349 | 1045.4342 | 2051.6349 | 1045.4342
7541 | 2081.6375 | 1083.8839 | 2081.6375 | 1083.8839
7542 | 2056.7773 | 1048.7247 | 2056.7773 | 1048.7247
7543 | 1962.5161 | 1003.7964 | 1962.5161 | 1003.7964
7544 | 1933.1039 | 947.7001 | 1933.1039 | 947.7001
7545 | 1959.2157 | 897.5592 | 1959.2157 | 897.5592
7546 | 1982.7059 | 802.7241 | 1982.7059 | 802.7241
7547 | 1883.0112 | 738.6041 | 1883.0112 | 738.6041
7548 | 1755.3543 | 724.8828 | 1755.3543 | 724.8828
7549 | 1668.6186 | 729.0188 | 1668.6186 | 729.0188
7550 | 1618.8337 | 748.6584 | 1618.8337 | 748.6584
7551 | 1598.8713 | 772.3204 | 1598.8713 | 772.3204
7552 | 1531.217 | 861.183 | 1531.217 | 861.183
7553 | 1518.8715 | 1110.0156 | 1518.8715 | 1110.0156
7554 | 1560.6537 | 1176.8246 | 1560.6537 | 1176.8246
7555 | 1701.4789 | 1211.4759 | 1701.4789 | 1211.4759
7556 | 1901.197 | 1191.6248 | 1901.197 | 1191.6248
7557 | 2046.0783 | 1174.0367 | 2046.0783 | 1174.0367
7558 | 2154.5911 | 1140.3226 | 2154.5911 | 1140.3226
7559 | 2309.0318 | 1115.1102 | 2309.0318 | 1115.1102
7560 | 2269.5397 | 1084.3963 | 2269.5397 | 1084.3963
7561 | 2133.7158 | 1026.6573 | 2133.7158 | 1026.6573
7562 | 2111.9278 | 1040.7666 | 2111.9278 | 1040.7666
7563 | 2131.2387 | 1008.6369 | 2131.2387 | 1008.6369
7564 | 2136.3179 | 1056.2451 | 2136.3179 | 1056.2451
7565 | 2171.8734 | 1104.7024 | 2171.8734 | 1104.7024
7566 | 2129.4396 | 1077.4756 | 2129.4396 | 1077.4756
7567 | 2016.1536 | 1037.9359 | 2016.1536 | 1037.9359
7568 | 1973.513 | 986.7263 | 1973.513 | 986.7263
7569 | 2010.8959 | 939.2296 | 2010.8959 | 939.2296
7570 | 2008.9906 | 845.0639 | 2008.9906 | 845.0639
7571 | 1899.8511 | 781.2451 | 1899.8511 | 781.2451
7572 | 1762.5892 | 766.7539 | 1762.5892 | 766.7539
7573 | 1676.4915 | 772.8647 | 1676.4915 | 772.8647
7574 | 1639.8401 | 800.4702 | 1639.8401 | 800.4702
7575 | 1599.8239 | 830.3911 | 1599.8239 | 830.3911
7576 | 1546.9676 | 911.4886 | 1546.9676 | 911.4886
7577 | 1517.3675 | 1149.1087 | 1517.3675 | 1149.1087
7578 | 1578.0966 | 1209.1568 | 1578.0966 | 1209.1568
7579 | 1705.9931 | 1240.8626 | 1705.9931 | 1240.8626
7580 | 1902.3737 | 1220.4426 | 1902.3737 | 1220.4426
7581 | 2039.5665 | 1202.2855 | 2039.5665 | 1202.2855
7582 | 2139.5796 | 1168.0024 | 2139.5796 | 1168.0024
7583 | 2280.7914 | 1141.8528 | 2280.7914 | 1141.8528
7584 | 2264.8252 | 1107.3903 | 2264.8252 | 1107.3903
7585 | 2110.5942 | 1042.2879 | 2110.5942 | 1042.2879
7586 | 2104.2224 | 1041.8711 | 2104.2224 | 1041.8711
7587 | 2115.3882 | 998.462 | 2115.3882 | 998.462
7588 | 2123.7631 | 1044.9656 | 2123.7631 | 1044.9656
7589 | 2165.8994 | 1097.6736 | 2165.8994 | 1097.6736
7590 | 2146.1714 | 1074.4633 | 2146.1714 | 1074.4633
7591 | 2035.4663 | 1035.8273 | 2035.4663 | 1035.8273
7592 | 1983.8421 | 980.5343 | 1983.8421 | 980.5343
7593 | 2019.3311 | 921.2561 | 2019.3311 | 921.2561
7594 | 2022.1089 | 810.5227 | 2022.1089 | 810.5227
7595 | 1907.1439 | 730.7721 | 1907.1439 | 730.7721
7596 | 1797.0917 | 702.3908 | 1797.0917 | 702.3908
7597 | 1691.4084 | 692.6367 | 1691.4084 | 692.6367
7598 | 1658.0399 | 698.5536 | 1658.0399 | 698.5536
7599 | 1622.9687 | 713.2791 | 1622.9687 | 713.2791
7600 | 1567.763 | 798.0583 | 1567.763 | 798.0583
7601 | 1538.4405 | 1043.6108 | 1538.4405 | 1043.6108
7602 | 1590.7686 | 1107.9431 | 1590.7686 | 1107.9431
7603 | 1716.7569 | 1140.9877 | 1716.7569 | 1140.9877
7604 | 1897.4717 | 1122.4086 | 1897.4717 | 1122.4086
7605 | 2055.5465 | 1109.8744 | 2055.5465 | 1109.8744
7606 | 2153.5196 | 1079.3735 | 2153.5196 | 1079.3735
7607 | 2298.9112 | 1055.1651 | 2298.9112 | 1055.1651
7608 | 2264.5382 | 1018.7613 | 2264.5382 | 1018.7613
7609 | 2129.5731 | 955.1985 | 2129.5731 | 955.1985
7610 | 2090.0212 | 965.2244 | 2090.0212 | 965.2244
7611 | 2108.3385 | 930.6515 | 2108.3385 | 930.6515
7612 | 2109.1852 | 980.5356 | 2109.1852 | 980.5356
7613 | 2120.5184 | 1030.8672 | 2120.5184 | 1030.8672
7614 | 2095.1161 | 1004.3433 | 2095.1161 | 1004.3433
7615 | 2000.3797 | 965.1049 | 2000.3797 | 965.1049
7616 | 1940.1031 | 913.1254 | 1940.1031 | 913.1254
7617 | 1959.1817 | 860.1396 | 1959.1817 | 860.1396
7618 | 1983.9916 | 755.9329 | 1983.9916 | 755.9329
7619 | 1890.9648 | 681.3702 | 1890.9648 | 681.3702
7620 | 1783.6309 | 656.2355 | 1783.6309 | 656.2355
7621 | 1694.5703 | 647.1843 | 1694.5703 | 647.1843
7622 | 1631.8959 | 652.4318 | 1631.8959 | 652.4318
7623 | 1616.1462 | 677.1648 | 1616.1462 | 677.1648
7624 | 1548.7301 | 770.2446 | 1548.7301 | 770.2446
7625 | 1529.1046 | 1021.9891 | 1529.1046 | 1021.9891
7626 | 1573.5635 | 1092.0782 | 1573.5635 | 1092.0782
7627 | 1675.5058 | 1130.4112 | 1675.5058 | 1130.4112
7628 | 1829.6671 | 1116.6517 | 1829.6671 | 1116.6517
7629 | 1956.6671 | 1105.7241 | 1956.6671 | 1105.7241
7630 | 2055.6226 | 1080.5784 | 2055.6226 | 1080.5784
7631 | 2185.1466 | 1064.3694 | 2185.1466 | 1064.3694
7632 | 2184.5272 | 1039.8475 | 2184.5272 | 1039.8475
7633 | 2076.3858 | 982.8449 | 2076.3858 | 982.8449
7634 | 2036.8543 | 987.4152 | 2036.8543 | 987.4152
7635 | 2033.0765 | 944.4412 | 2033.0765 | 944.4412
7636 | 2039.3833 | 991.9489 | 2039.3833 | 991.9489
7637 | 2048.2306 | 1044.7573 | 2048.2306 | 1044.7573
7638 | 2015.7808 | 1020.8776 | 2015.7808 | 1020.8776
7639 | 1939.5981 | 984.4172 | 1939.5981 | 984.4172
7640 | 1892.6769 | 934.6467 | 1892.6769 | 934.6467
7641 | 1930.4409 | 882.3973 | 1930.4409 | 882.3973
7642 | 1949.0292 | 778.224 | 1949.0292 | 778.224
7643 | 1856.3046 | 704.5985 | 1856.3046 | 704.5985
7644 | 1752.518 | 683.0116 | 1752.518 | 683.0116
7645 | 1655.0429 | 691.4987 | 1655.0429 | 691.4987
7646 | 1601.9815 | 724.6269 | 1601.9815 | 724.6269
7647 | 1571.9933 | 772.0192 | 1571.9933 | 772.0192
7648 | 1510.3483 | 873.7343 | 1510.3483 | 873.7343
7649 | 1485.5098 | 1123.4036 | 1485.5098 | 1123.4036
7650 | 1512.9912 | 1188.8739 | 1512.9912 | 1188.8739
7651 | 1597.9596 | 1224.8974 | 1597.9596 | 1224.8974
7652 | 1718.3276 | 1208.9289 | 1718.3276 | 1208.9289
7653 | 1834.2084 | 1193.5833 | 1834.2084 | 1193.5833
7654 | 1934.8106 | 1154.7482 | 1934.8106 | 1154.7482
7655 | 2071.1718 | 1117.3192 | 2071.1718 | 1117.3192
7656 | 2077.5597 | 1072.1462 | 2077.5597 | 1072.1462
7657 | 1988.8423 | 988.5348 | 1988.8423 | 988.5348
7658 | 1979.1037 | 977.4076 | 1979.1037 | 977.4076
7659 | 1969.5398 | 935.4042 | 1969.5398 | 935.4042
7660 | 1988.3684 | 981.5397 | 1988.3684 | 981.5397
7661 | 1989.3145 | 1029.7292 | 1989.3145 | 1029.7292
7662 | 1952.1718 | 1005.0797 | 1952.1718 | 1005.0797
7663 | 1905.2079 | 969.7572 | 1905.2079 | 969.7572
7664 | 1873.7069 | 921.1917 | 1873.7069 | 921.1917
7665 | 1887.1668 | 870.6158 | 1887.1668 | 870.6158
7666 | 1914.3909 | 767.9486 | 1914.3909 | 767.9486
7667 | 1842.5952 | 694.5239 | 1842.5952 | 694.5239
7668 | 1750.3687 | 670.3934 | 1750.3687 | 670.3934
7669 | 1667.83 | 663.4842 | 1667.83 | 663.4842
7670 | 1608.6983 | 680.9818 | 1608.6983 | 680.9818
7671 | 1580.4803 | 730.4493 | 1580.4803 | 730.4493
7672 | 1517.5665 | 834.6077 | 1517.5665 | 834.6077
7673 | 1483.6485 | 1086.8208 | 1483.6485 | 1086.8208
7674 | 1509.1012 | 1150.2158 | 1509.1012 | 1150.2158
7675 | 1565.8029 | 1181.8883 | 1565.8029 | 1181.8883
7676 | 1671.2458 | 1160.6315 | 1671.2458 | 1160.6315
7677 | 1782.9958 | 1142.1062 | 1782.9958 | 1142.1062
7678 | 1903.1113 | 1102.5348 | 1903.1113 | 1102.5348
7679 | 2038.2141 | 1066.7123 | 2038.2141 | 1066.7123
7680 | 2050.0266 | 1028.0326 | 2050.0266 | 1028.0326
7681 | 1987.991 | 956.2361 | 1987.991 | 956.2361
7682 | 1967.3183 | 964.7224 | 1967.3183 | 964.7224
7683 | 1947.1158 | 930.6515 | 1947.1158 | 930.6515
7684 | 1957.2544 | 981.2385 | 1957.2544 | 981.2385
7685 | 1994.1991 | 1033.7122 | 1994.1991 | 1033.7122
7686 | 1951.3599 | 1009.9998 | 1951.3599 | 1009.9998
7687 | 1892.8728 | 975.4472 | 1892.8728 | 975.4472
7688 | 1861.7944 | 926.6808 | 1861.7944 | 926.6808
7689 | 1896.2642 | 875.1008 | 1896.2642 | 875.1008
7690 | 1921.864 | 769.8899 | 1921.864 | 769.8899
7691 | 1844.1472 | 694.3901 | 1844.1472 | 694.3901
7692 | 1729.9518 | 669.724 | 1729.9518 | 669.724
7693 | 1645.1077 | 663.4173 | 1645.1077 | 663.4173
7694 | 1597.7732 | 685.3329 | 1597.7732 | 685.3329
7695 | 1557.279 | 736.6078 | 1557.279 | 736.6078
7696 | 1497.6983 | 838.0217 | 1497.6983 | 838.0217
7697 | 1483.8442 | 1089.7996 | 1483.8442 | 1089.7996
7698 | 1512.763 | 1158.3826 | 1512.763 | 1158.3826
7699 | 1594.3653 | 1197.5857 | 1594.3653 | 1197.5857
7700 | 1737.242 | 1183.592 | 1737.242 | 1183.592
7701 | 1833.6138 | 1173.0326 | 1833.6138 | 1173.0326
7702 | 1950.4093 | 1144.908 | 1950.4093 | 1144.908
7703 | 2099.1091 | 1108.7843 | 2099.1091 | 1108.7843
7704 | 2098.2412 | 1052.2315 | 2098.2412 | 1052.2315
7705 | 2000.8405 | 970.1262 | 2000.8405 | 970.1262
7706 | 1967.3035 | 969.4082 | 1967.3035 | 969.4082
7707 | 2004.4589 | 928.2416 | 2004.4589 | 928.2416
7708 | 2009.6491 | 973.4399 | 2009.6491 | 973.4399
7709 | 2032.2071 | 1023.5373 | 2032.2071 | 1023.5373
7710 | 1991.5374 | 1000.0591 | 1991.5374 | 1000.0591
7711 | 1922.612 | 966.3433 | 1922.612 | 966.3433
7712 | 1890.9428 | 919.5517 | 1890.9428 | 919.5517
7713 | 1902.8863 | 869.779 | 1902.8863 | 869.779
7714 | 1943.0615 | 765.84 | 1943.0615 | 765.84
7715 | 1854.3688 | 691.1435 | 1854.3688 | 691.1435
7716 | 1739.1916 | 667.2806 | 1739.1916 | 667.2806
7717 | 1644.5899 | 660.2711 | 1644.5899 | 660.2711
7718 | 1600.0426 | 671.1081 | 1600.0426 | 671.1081
7719 | 1551.4112 | 702.8029 | 1551.4112 | 702.8029
7720 | 1494.8694 | 802.0412 | 1494.8694 | 802.0412
7721 | 1480.9885 | 1063.5255 | 1480.9885 | 1063.5255
7722 | 1511.124 | 1144.6933 | 1511.124 | 1144.6933
7723 | 1630.6977 | 1191.3603 | 1630.6977 | 1191.3603
7724 | 1815.2544 | 1180.4458 | 1815.2544 | 1180.4458
7725 | 1934.1932 | 1173.6016 | 1934.1932 | 1173.6016
7726 | 2049.9475 | 1149.46 | 2049.9475 | 1149.46
7727 | 2216.7012 | 1122.5071 | 2216.7012 | 1122.5071
7728 | 2198.7654 | 1075.5602 | 2198.7654 | 1075.5602
7729 | 2075.7488 | 1004.9352 | 2075.7488 | 1004.9352
7730 | 2050.3659 | 1000.9036 | 2050.3659 | 1000.9036
7731 | 2064.1713 | 958.2309 | 2064.1713 | 958.2309
7732 | 2082.3977 | 1003.2953 | 2082.3977 | 1003.2953
7733 | 2099.4273 | 1052.7567 | 2099.4273 | 1052.7567
7734 | 2077.4597 | 1028.9104 | 2077.4597 | 1028.9104
7735 | 1973.325 | 995.8305 | 1973.325 | 995.8305
7736 | 1942.2574 | 950.545 | 1942.2574 | 950.545
7737 | 1952.5662 | 902.4794 | 1952.5662 | 902.4794
7738 | 1961.0142 | 805.4687 | 1961.0142 | 805.4687
7739 | 1854.1839 | 744.0598 | 1854.1839 | 744.0598
7740 | 1735.9453 | 731.4764 | 1735.9453 | 731.4764
7741 | 1638.0238 | 732.9348 | 1638.0238 | 732.9348
7742 | 1595.4794 | 744.2404 | 1595.4794 | 744.2404
7743 | 1556.9392 | 760.7063 | 1556.9392 | 760.7063
7744 | 1503.7895 | 843.5442 | 1503.7895 | 843.5442
7745 | 1480.7502 | 1086.3522 | 1480.7502 | 1086.3522
7746 | 1529.7114 | 1148.1072 | 1529.7114 | 1148.1072
7747 | 1654.2165 | 1178.7086 | 1654.2165 | 1178.7086
7748 | 1875.0383 | 1155.4436 | 1875.0383 | 1155.4436
7749 | 2017.4807 | 1137.9224 | 2017.4807 | 1137.9224
7750 | 2127.0526 | 1106.7855 | 2127.0526 | 1106.7855
7751 | 2298.8487 | 1082.9119 | 2298.8487 | 1082.9119
7752 | 2272.6476 | 1050.0894 | 2272.6476 | 1050.0894
7753 | 2133.043 | 991.1455 | 2133.043 | 991.1455
7754 | 2085.1703 | 999.4644 | 2085.1703 | 999.4644
7755 | 2092.1122 | 964.6237 | 2092.1122 | 964.6237
7756 | 2109.5074 | 1017.4866 | 2109.5074 | 1017.4866
7757 | 2116.6198 | 1071.1987 | 2116.6198 | 1071.1987
7758 | 2081.3439 | 1046.9843 | 2081.3439 | 1046.9843
7759 | 1974.6027 | 1009.6871 | 1974.6027 | 1009.6871
7760 | 1907.1708 | 957.8081 | 1907.1708 | 957.8081
7761 | 1935.0194 | 903.3161 | 1935.0194 | 903.3161
7762 | 1953.7212 | 797.235 | 1953.7212 | 797.235
7763 | 1850.5904 | 723.074 | 1850.5904 | 723.074
7764 | 1726.7731 | 707.5787 | 1726.7731 | 707.5787
7765 | 1634.4257 | 716.3671 | 1634.4257 | 716.3671
7766 | 1589.1685 | 743.8722 | 1589.1685 | 743.8722
7767 | 1551.0434 | 781.7255 | 1551.0434 | 781.7255
7768 | 1497.9995 | 891.3731 | 1497.9995 | 891.3731
7769 | 1478.3891 | 1164.2037 | 1478.3891 | 1164.2037
7770 | 1518.3662 | 1252.4671 | 1518.3662 | 1252.4671
7771 | 1641.9246 | 1302.1465 | 1641.9246 | 1302.1465
7772 | 1845.7929 | 1290.094 | 1845.7929 | 1290.094
7773 | 2013.4098 | 1270.096 | 2013.4098 | 1270.096
7774 | 2125.0517 | 1230.6585 | 2125.0517 | 1230.6585
7775 | 2276.6685 | 1196.0744 | 2276.6685 | 1196.0744
7776 | 2261.491 | 1150.3994 | 2261.491 | 1150.3994
7777 | 2124.306 | 1074.5196 | 2124.306 | 1074.5196
7778 | 2106.5055 | 1068.1117 | 2106.5055 | 1068.1117
7779 | 2097.2429 | 1014.9293 | 2097.2429 | 1014.9293
7780 | 2078.1358 | 1045.7689 | 2078.1358 | 1045.7689
7781 | 2102.3264 | 1084.6537 | 2102.3264 | 1084.6537
7782 | 2084.039 | 1051.2015 | 2084.039 | 1051.2015
7783 | 1967.31 | 1008.7499 | 1967.31 | 1008.7499
7784 | 1897.4885 | 954.9631 | 1897.4885 | 954.9631
7785 | 1896.5257 | 905.6925 | 1896.5257 | 905.6925
7786 | 1913.699 | 807.6777 | 1913.699 | 807.6777
7787 | 1840.7773 | 741.7168 | 1840.7773 | 741.7168
7788 | 1727.4956 | 729.7025 | 1727.4956 | 729.7025
7789 | 1631.2798 | 739.1937 | 1631.2798 | 739.1937
7790 | 1584.2417 | 765.1927 | 1584.2417 | 765.1927
7791 | 1543.1569 | 797.7912 | 1543.1569 | 797.7912
7792 | 1479.8615 | 893.8833 | 1479.8615 | 893.8833
7793 | 1461.5489 | 1144.9919 | 1461.5489 | 1144.9919
7794 | 1498.4454 | 1207.9184 | 1498.4454 | 1207.9184
7795 | 1596.8054 | 1234.6707 | 1596.8054 | 1234.6707
7796 | 1773.181 | 1205.9166 | 1773.181 | 1205.9166
7797 | 1905.3573 | 1181.3667 | 1905.3573 | 1181.3667
7798 | 2023.7839 | 1144.4729 | 2023.7839 | 1144.4729
7799 | 2171.4771 | 1117.018 | 2171.4771 | 1117.018
7800 | 2163.2428 | 1082.6559 | 2163.2428 | 1082.6559
7801 | 2073.0382 | 1018.591 | 2073.0382 | 1018.591
7802 | 2048.4535 | 1019.0444 | 2048.4535 | 1019.0444
7803 | 2045.5247 | 969.7111 | 2045.5247 | 969.7111
7804 | 2051.287 | 1004.9019 | 2051.287 | 1004.9019
7805 | 2062.3125 | 1044.1214 | 2062.3125 | 1044.1214
7806 | 2025.9919 | 1012.1084 | 2025.9919 | 1012.1084
7807 | 1941.6851 | 973.5059 | 1941.6851 | 973.5059
7808 | 1885.8175 | 924.5053 | 1885.8175 | 924.5053
7809 | 1887.8732 | 874.833 | 1887.8732 | 874.833
7810 | 1910.4554 | 772.3667 | 1910.4554 | 772.3667
7811 | 1838.7471 | 698.8751 | 1838.7471 | 698.8751
7812 | 1737.6387 | 674.3094 | 1737.6387 | 674.3094
7813 | 1650.9505 | 667.1659 | 1650.9505 | 667.1659
7814 | 1595.1406 | 680.3793 | 1595.1406 | 680.3793
7815 | 1549.1817 | 710.4676 | 1549.1817 | 710.4676
7816 | 1489.7902 | 806.7605 | 1489.7902 | 806.7605
7817 | 1468.8511 | 1060.212 | 1468.8511 | 1060.212
7818 | 1491.4734 | 1127.9247 | 1491.4734 | 1127.9247
7819 | 1568.1429 | 1160.7351 | 1568.1429 | 1160.7351
7820 | 1700.1459 | 1137.3697 | 1700.1459 | 1137.3697
7821 | 1833.6973 | 1118.4093 | 1833.6973 | 1118.4093
7822 | 1949.846 | 1085.1973 | 1949.846 | 1085.1973
7823 | 2092.9596 | 1060.0518 | 2092.9596 | 1060.0518
7824 | 2106.4832 | 1021.0373 | 2106.4832 | 1021.0373
7825 | 2013.0676 | 952.5879 | 2013.0676 | 952.5879
7826 | 2004.916 | 958.2292 | 2004.916 | 958.2292
7827 | 2000.814 | 919.9075 | 2000.814 | 919.9075
7828 | 2016.1654 | 965.2397 | 2016.1654 | 965.2397
7829 | 2019.464 | 1016.3412 | 2019.464 | 1016.3412
7830 | 1981.8959 | 993.7333 | 1981.8959 | 993.7333
7831 | 1897.2624 | 959.7162 | 1897.2624 | 959.7162
7832 | 1865.3911 | 913.1589 | 1865.3911 | 913.1589
7833 | 1876.5589 | 864.4907 | 1876.5589 | 864.4907
7834 | 1900.9393 | 763.3967 | 1900.9393 | 763.3967
7835 | 1828.8223 | 691.7125 | 1828.8223 | 691.7125
7836 | 1723.0679 | 669.1215 | 1723.0679 | 669.1215
7837 | 1634.2828 | 671.7513 | 1634.2828 | 671.7513
7838 | 1581.3946 | 708.5947 | 1581.3946 | 708.5947
7839 | 1536.0717 | 759.2001 | 1536.0717 | 759.2001
7840 | 1488.0448 | 869.6844 | 1488.0448 | 869.6844
7841 | 1465.9425 | 1131.336 | 1465.9425 | 1131.336
7842 | 1492.3636 | 1208.7551 | 1492.3636 | 1208.7551
7843 | 1573.9502 | 1253.9495 | 1573.9502 | 1253.9495
7844 | 1713.9562 | 1248.6245 | 1713.9562 | 1248.6245
7845 | 1830.5498 | 1246.7004 | 1830.5498 | 1246.7004
7846 | 1937.6776 | 1220.7514 | 1937.6776 | 1220.7514
7847 | 2088.2966 | 1201.3292 | 2088.2966 | 1201.3292
7848 | 2088.9888 | 1164.9589 | 2088.9888 | 1164.9589
7849 | 2005.8523 | 1097.5471 | 2005.8523 | 1097.5471
7850 | 1977.5287 | 1093.5825 | 1977.5287 | 1093.5825
7851 | 1982.3515 | 1038.4588 | 1982.3515 | 1038.4588
7852 | 2010.8632 | 1065.6502 | 2010.8632 | 1065.6502
7853 | 2028.3842 | 1099.1128 | 2028.3842 | 1099.1128
7854 | 1988.2599 | 1059.1005 | 1988.2599 | 1059.1005
7855 | 1935.7172 | 1011.461 | 1935.7172 | 1011.461
7856 | 1881.1428 | 955.666 | 1881.1428 | 955.666
7857 | 1885.0178 | 902.1447 | 1885.0178 | 902.1447
7858 | 1916.8645 | 797.0677 | 1916.8645 | 797.0677
7859 | 1833.613 | 723.7099 | 1833.613 | 723.7099
7860 | 1725.4696 | 704.6668 | 1725.4696 | 704.6668
7861 | 1631.0781 | 705.0876 | 1631.0781 | 705.0876
7862 | 1582.6907 | 727.9404 | 1582.6907 | 727.9404
7863 | 1538.4796 | 770.0445 | 1538.4796 | 770.0445
7864 | 1488.2942 | 878.7548 | 1488.2942 | 878.7548
7865 | 1487.251 | 1136.7247 | 1487.251 | 1136.7247
7866 | 1516.1963 | 1204.7722 | 1516.1963 | 1204.7722
7867 | 1619.1426 | 1241.2978 | 1619.1426 | 1241.2978
7868 | 1796.6539 | 1222.7855 | 1796.6539 | 1222.7855
7869 | 1915.0491 | 1205.8334 | 1915.0491 | 1205.8334
7870 | 2030.9174 | 1166.6301 | 2030.9174 | 1166.6301
7871 | 2193.9509 | 1129.0003 | 2193.9509 | 1129.0003
7872 | 2169.792 | 1088.145 | 2169.792 | 1088.145
7873 | 2051.2204 | 1009.7549 | 2051.2204 | 1009.7549
7874 | 2013.9578 | 994.2431 | 2013.9578 | 994.2431
7875 | 2034.825 | 946.0477 | 2034.825 | 946.0477
7876 | 2045.8488 | 989.2044 | 2045.8488 | 989.2044
7877 | 2085.2762 | 1036.1555 | 2085.2762 | 1036.1555
7878 | 2035.2317 | 1006.954 | 2035.2317 | 1006.954
7879 | 1947.3965 | 965.3392 | 1947.3965 | 965.3392
7880 | 1888.5035 | 911.0503 | 1888.5035 | 911.0503
7881 | 1907.9421 | 857.7298 | 1907.9421 | 857.7298
7882 | 1939.0668 | 753.9916 | 1939.0668 | 753.9916
7883 | 1859.9464 | 678.3244 | 1859.9464 | 678.3244
7884 | 1725.8743 | 651.5831 | 1725.8743 | 651.5831
7885 | 1632.3868 | 641.8625 | 1632.3868 | 641.8625
7886 | 1580.2734 | 647.6455 | 1580.2734 | 647.6455
7887 | 1534.5527 | 658.6223 | 1534.5527 | 658.6223
7888 | 1479.1505 | 740.5566 | 1479.1505 | 740.5566
7889 | 1477.7013 | 982.1596 | 1477.7013 | 982.1596
7890 | 1512.7662 | 1040.4003 | 1512.7662 | 1040.4003
7891 | 1642.6089 | 1067.8555 | 1642.6089 | 1067.8555
7892 | 1844.9129 | 1042.348 | 1844.9129 | 1042.348
7893 | 1984.8084 | 1022.9859 | 1984.8084 | 1022.9859
7894 | 2098.2639 | 992.2842 | 2098.2639 | 992.2842
7895 | 2265.796 | 970.2179 | 2265.796 | 970.2179
7896 | 2227.7667 | 944.9262 | 2227.7667 | 944.9262
7897 | 2088.2678 | 897.2283 | 2088.2678 | 897.2283
7898 | 2058.9683 | 916.7262 | 2058.9683 | 916.7262
7899 | 2078.3876 | 889.8848 | 2078.3876 | 889.8848
7900 | 2084.1002 | 946.5634 | 2084.1002 | 946.5634
7901 | 2114.056 | 1004.1246 | 2114.056 | 1004.1246
7902 | 2063.5837 | 986.1356 | 2063.5837 | 986.1356
7903 | 1955.959 | 957.4067 | 1955.959 | 957.4067
7904 | 1897.1029 | 918.0455 | 1897.1029 | 918.0455
7905 | 1908.7313 | 881.025 | 1908.7313 | 881.025
7906 | 1927.5426 | 792.2145 | 1927.5426 | 792.2145
7907 | 1848.4795 | 737.4327 | 1848.4795 | 737.4327
7908 | 1716.6683 | 730.4388 | 1716.6683 | 730.4388
7909 | 1620.4454 | 731.7298 | 1620.4454 | 731.7298
7910 | 1575.0575 | 740.4248 | 1575.0575 | 740.4248
7911 | 1524.5346 | 750.9665 | 1524.5346 | 750.9665
7912 | 1478.2641 | 825.2695 | 1478.2641 | 825.2695
7913 | 1464.021 | 1059.6095 | 1464.021 | 1059.6095
7914 | 1506.1118 | 1115.273 | 1506.1118 | 1115.273
7915 | 1636.1002 | 1144.4352 | 1636.1002 | 1144.4352
7916 | 1849.3276 | 1123.8478 | 1849.3276 | 1123.8478
7917 | 1999.8263 | 1107.4646 | 1999.8263 | 1107.4646
7918 | 2116.5133 | 1077.2983 | 2116.5133 | 1077.2983
7919 | 2287.2133 | 1054.5961 | 2287.2133 | 1054.5961
7920 | 2238.674 | 1022.51 | 2238.674 | 1022.51
7921 | 2100.9394 | 958.2443 | 2100.9394 | 958.2443
7922 | 2100.7056 | 955.4846 | 2100.7056 | 955.4846
7923 | 2107.1705 | 911.9416 | 2107.1705 | 911.9416
7924 | 2111.0881 | 958.9808 | 2111.0881 | 958.9808
7925 | 2138.4694 | 1010.2161 | 2138.4694 | 1010.2161
7926 | 2098.9205 | 986.9723 | 2098.9205 | 986.9723
7927 | 1993.5673 | 952.654 | 1993.5673 | 952.654
7928 | 1931.8481 | 905.5277 | 1931.8481 | 905.5277
7929 | 1937.0468 | 856.0897 | 1937.0468 | 856.0897
7930 | 1964.475 | 754.2259 | 1964.475 | 754.2259
7931 | 1861.5499 | 680.8681 | 1861.5499 | 680.8681
7932 | 1743.2191 | 656.7041 | 1743.2191 | 656.7041
7933 | 1646.727 | 648.9582 | 1646.727 | 648.9582
7934 | 1587.3716 | 655.7788 | 1587.3716 | 655.7788
7935 | 1546.1794 | 677.5664 | 1546.1794 | 677.5664
7936 | 1488.1022 | 776.2358 | 1488.1022 | 776.2358
7937 | 1483.4217 | 1033.0008 | 1483.4217 | 1033.0008
7938 | 1525.3824 | 1111.0223 | 1525.3824 | 1111.0223
7939 | 1645.7756 | 1159.9653 | 1645.7756 | 1159.9653
7940 | 1857.0442 | 1153.4354 | 1857.0442 | 1153.4354
7941 | 2003.652 | 1142.1731 | 2003.652 | 1142.1731
7942 | 2093.224 | 1100.2588 | 2093.224 | 1100.2588
7943 | 2265.678 | 1056.4035 | 2265.678 | 1056.4035
7944 | 2240.7418 | 1008.2852 | 2240.7418 | 1008.2852
7945 | 2098.0082 | 929.7612 | 2098.0082 | 929.7612
7946 | 2070.5984 | 935.1013 | 2070.5984 | 935.1013
7947 | 2081.0421 | 900.7961 | 2081.0421 | 900.7961
7948 | 2073.1593 | 952.7554 | 2073.1593 | 952.7554
7949 | 2095.9452 | 1007.6724 | 2095.9452 | 1007.6724
7950 | 2053.6385 | 985.2653 | 2053.6385 | 985.2653
7951 | 1955.5057 | 948.9388 | 1955.5057 | 948.9388
7952 | 1892.2806 | 898.0973 | 1892.2806 | 898.0973
7953 | 1908.037 | 845.9483 | 1908.037 | 845.9483
7954 | 1928.7608 | 743.6493 | 1928.7608 | 743.6493
7955 | 1862.571 | 671.7642 | 1862.571 | 671.7642
7956 | 1741.7813 | 650.1105 | 1741.7813 | 650.1105
7957 | 1643.1712 | 647.2512 | 1643.1712 | 647.2512
7958 | 1581.813 | 660.9666 | 1581.813 | 660.9666
7959 | 1531.2123 | 684.3609 | 1531.2123 | 684.3609
7960 | 1470.2332 | 783.4653 | 1470.2332 | 783.4653
7961 | 1457.7923 | 1035.3437 | 1457.7923 | 1035.3437
7962 | 1489.6424 | 1102.2866 | 1489.6424 | 1102.2866
7963 | 1585.6598 | 1137.8415 | 1585.6598 | 1137.8415
7964 | 1764.0711 | 1117.5554 | 1764.0711 | 1117.5554
7965 | 1910.2828 | 1095.0472 | 1910.2828 | 1095.0472
7966 | 2027.679 | 1050.6226 | 2027.679 | 1050.6226
7967 | 2187.3316 | 1013.1266 | 2187.3316 | 1013.1266
7968 | 2146.9617 | 975.3506 | 2146.9617 | 975.3506
7969 | 2042.7014 | 915.8377 | 2042.7014 | 915.8377
7970 | 2023.7121 | 928.4408 | 2023.7121 | 928.4408
7971 | 2031.9146 | 896.8131 | 2031.9146 | 896.8131
7972 | 2034.4412 | 949.0402 | 2034.4412 | 949.0402
7973 | 2055.0437 | 1002.9196 | 2055.0437 | 1002.9196
7974 | 2022.2455 | 980.7469 | 2022.2455 | 980.7469
7975 | 1944.9461 | 946.0938 | 1944.9461 | 946.0938
7976 | 1885.6873 | 899.001 | 1885.6873 | 899.001
7977 | 1860.5936 | 853.3452 | 1860.5936 | 853.3452
7978 | 1887.4838 | 757.0708 | 1887.4838 | 757.0708
7979 | 1835.5173 | 688.6667 | 1835.5173 | 688.6667
7980 | 1725.255 | 667.7827 | 1725.255 | 667.7827
7981 | 1630.6385 | 661.5764 | 1630.6385 | 661.5764
7982 | 1574.4772 | 669.7693 | 1574.4772 | 669.7693
7983 | 1526.4318 | 692.0925 | 1526.4318 | 692.0925
7984 | 1462.0988 | 780.1183 | 1462.0988 | 780.1183
7985 | 1449.6422 | 1026.4741 | 1449.6422 | 1026.4741
7986 | 1475.0431 | 1088.6977 | 1475.0431 | 1088.6977
7987 | 1543.4744 | 1116.9896 | 1543.4744 | 1116.9896
7988 | 1678.1329 | 1092.1181 | 1678.1329 | 1092.1181
7989 | 1802.1683 | 1069.6433 | 1802.1683 | 1069.6433
7990 | 1921.16 | 1028.298 | 1921.16 | 1028.298
7991 | 2090.6323 | 997.1614 | 2090.6323 | 997.1614
7992 | 2094.8182 | 965.0083 | 2094.8182 | 965.0083
7993 | 2012.9275 | 909.2775 | 2012.9275 | 909.2775
7994 | 1991.6298 | 924.0896 | 1991.6298 | 924.0896
7995 | 1987.631 | 894.5037 | 1987.631 | 894.5037
7996 | 2003.7501 | 948.8059 | 2003.7501 | 948.8059
7997 | 2017.0281 | 1004.158 | 2017.0281 | 1004.158
7998 | 1961.6936 | 982.0857 | 1961.6936 | 982.0857
7999 | 1898.4851 | 947.5665 | 1898.4851 | 947.5665
8000 | 1855.5512 | 900.8084 | 1855.5512 | 900.8084
8001 | 1854.5764 | 852.6088 | 1854.5764 | 852.6088
8002 | 1875.25 | 752.4854 | 1875.25 | 752.4854
8003 | 1816.5504 | 682.5751 | 1816.5504 | 682.5751
8004 | 1720.7293 | 176.6815 | 1720.7293 | 176.6815
8005 | 1612.147 | 147.7705 | 1612.147 | 147.7705
8006 | 1557.919 | 162.5377 | 1557.919 | 162.5377
8007 | 1511.2042 | 181.9785 | 1511.2042 | 181.9785
8008 | 1449.5574 | 243.4753 | 1449.5574 | 243.4753
8009 | 1433.4903 | 478.7217 | 1433.4903 | 478.7217
8010 | 1455.0296 | 545.8574 | 1455.0296 | 545.8574
8011 | 1530.3979 | 556.7456 | 1530.3979 | 556.7456
8012 | 1665.3083 | 528.4089 | 1665.3083 | 528.4089
8013 | 1792.0882 | 509.5988 | 1792.0882 | 509.5988
8014 | 1904.4032 | 481.4412 | 1904.4032 | 481.4412
8015 | 2057.652 | 456.8913 | 2057.652 | 456.8913
8016 | 2057.1512 | 428.7905 | 2057.1512 | 428.7905
8017 | 1978.9865 | 394.6562 | 1978.9865 | 394.6562
8018 | 1966.6228 | 392.0108 | 1966.6228 | 392.0108
8019 | 1957.575 | 379.0193 | 1957.575 | 379.0193
8020 | 1977.5333 | 450.838 | 1977.5333 | 450.838
8021 | 1995.0632 | 490.8108 | 1995.0632 | 490.8108
8022 | 1949.4496 | 466.9421 | 1949.4496 | 466.9421
8023 | 1882.0073 | 441.4363 | 1882.0073 | 441.4363
8024 | 1829.0459 | 398.3471 | 1829.0459 | 398.3471
8025 | 1835.9724 | 344.0684 | 1835.9724 | 344.0684
8026 | 1857.0195 | 249.8672 | 1857.0195 | 249.8672
8027 | 1813.0714 | 184.6229 | 1813.0714 | 184.6229
8028 | 1704.3022 | 168.7813 | 1704.3022 | 168.7813
8029 | 1619.3544 | 139.772 | 1619.3544 | 139.772
8030 | 1564.792 | 154.5024 | 1564.792 | 154.5024
8031 | 1515.8852 | 173.7284 | 1515.8852 | 173.7284
8032 | 1452.2901 | 234.2307 | 1452.2901 | 234.2307
8033 | 1440.3543 | 467.6909 | 1440.3543 | 467.6909
8034 | 1472.6301 | 532.7885 | 1472.6301 | 532.7885
8035 | 1556.5271 | 541.3195 | 1556.5271 | 541.3195
8036 | 1729.8052 | 511.2764 | 1729.8052 | 511.2764
8037 | 1844.6889 | 492.5706 | 1844.6889 | 492.5706
8038 | 1965.1437 | 466.8745 | 1965.1437 | 466.8745
8039 | 2125.3186 | 445.0195 | 2125.3186 | 445.0195
8040 | 2130.7427 | 419.2513 | 2130.7427 | 419.2513
8041 | 2016.1192 | 386.9586 | 2016.1192 | 386.9586
8042 | 1977.096 | 385.6943 | 1977.096 | 385.6943
8043 | 1985.2753 | 374.1699 | 1985.2753 | 374.1699
8044 | 1981.7128 | 448.1984 | 1981.7128 | 448.1984
8045 | 2003.0699 | 490.4487 | 2003.0699 | 490.4487
8046 | 1965.0243 | 468.1207 | 1965.0243 | 468.1207
8047 | 1873.6903 | 442.2281 | 1873.6903 | 442.2281
8048 | 1835.3053 | 398.6233 | 1835.3053 | 398.6233
8049 | 1839.1923 | 345.2715 | 1839.1923 | 345.2715
8050 | 1867.824 | 252.7462 | 1867.824 | 252.7462
8051 | 1822.0316 | 189.3312 | 1822.0316 | 189.3312
8052 | 1703.0827 | 176.3623 | 1703.0827 | 176.3623
8053 | 1602.2994 | 151.6377 | 1602.2994 | 151.6377
8054 | 1541.4533 | 170.2661 | 1541.4533 | 170.2661
8055 | 1486.3999 | 191.4686 | 1486.3999 | 191.4686
8056 | 1431.9627 | 253.4995 | 1431.9627 | 253.4995
8057 | 1434.6511 | 488.3039 | 1434.6511 | 488.3039
8058 | 1465.5291 | 553.8497 | 1465.5291 | 553.8497
8059 | 1583.2999 | 562.3316 | 1583.2999 | 562.3316
8060 | 1791.512 | 532.0797 | 1791.512 | 532.0797
8061 | 1960.5629 | 512.9504 | 1960.5629 | 512.9504
8062 | 2058.7122 | 485.8302 | 2058.7122 | 485.8302
8063 | 2225.0217 | 462.2686 | 2225.0217 | 462.2686
8064 | 2213.158 | 434.6589 | 2213.158 | 434.6589
8065 | 2059.5286 | 400.2054 | 2059.5286 | 400.2054
8066 | 2028.6108 | 397.0014 | 2028.6108 | 397.0014
8067 | 2058.8672 | 383.1812 | 2058.8672 | 383.1812
8068 | 2053.4529 | 454.2264 | 2053.4529 | 454.2264
8069 | 2081.0886 | 493.7021 | 2081.0886 | 493.7021
8070 | 2048.5756 | 468.9249 | 2048.5756 | 468.9249
8071 | 1947.5674 | 442.7867 | 1947.5674 | 442.7867
8072 | 1902.7239 | 399.7773 | 1902.7239 | 399.7773
8073 | 1888.3089 | 346.487 | 1888.3089 | 346.487
8074 | 1896.3871 | 253.6363 | 1896.3871 | 253.6363
8075 | 1807.0111 | 189.7486 | 1807.0111 | 189.7486
8076 | 1682.4716 | 175.6564 | 1682.4716 | 175.6564
8077 | 1590.656 | 149.9803 | 1590.656 | 149.9803
8078 | 1541.0644 | 168.8236 | 1541.0644 | 168.8236
8079 | 1495.0454 | 191.3643 | 1495.0454 | 191.3643
8080 | 1443.7985 | 254.9911 | 1443.7985 | 254.9911
8081 | 1444.6234 | 491.367 | 1444.6234 | 491.367
8082 | 1474.4603 | 558.9815 | 1474.4603 | 558.9815
8083 | 1598.1705 | 569.5075 | 1598.1705 | 569.5075
8084 | 1820.2918 | 540.8885 | 1820.2918 | 540.8885
8085 | 1975.621 | 523.0728 | 1975.621 | 523.0728
8086 | 2085.6084 | 496.7751 | 2085.6084 | 496.7751
8087 | 2268.8289 | 473.5205 | 2268.8289 | 473.5205
8088 | 2232.3633 | 446.0581 | 2232.3633 | 446.0581
8089 | 2105.4383 | 411.089 | 2105.4383 | 411.089
8090 | 2081.3047 | 406.5406 | 2081.3047 | 406.5406
8091 | 2098.0013 | 390.1607 | 2098.0013 | 390.1607
8092 | 2109.6739 | 458.3822 | 2109.6739 | 458.3822
8093 | 2129.7669 | 495.2735 | 2129.7669 | 495.2735
8094 | 2091.3732 | 469.9561 | 2091.3732 | 469.9561
8095 | 1975.5049 | 443.9408 | 1975.5049 | 443.9408
8096 | 1908.4 | 400.9252 | 1908.4 | 400.9252
8097 | 1894.2683 | 347.9541 | 1894.2683 | 347.9541
8098 | 1906.2476 | 256.2697 | 1906.2476 | 256.2697
8099 | 1825.2011 | 193.137 | 1825.2011 | 193.137
8100 | 1707.5299 | 178.7134 | 1707.5299 | 178.7134
8101 | 1612.5661 | 151.2817 | 1612.5661 | 151.2817
8102 | 1554.3226 | 167.5467 | 1554.3226 | 167.5467
8103 | 1495.6285 | 187.9083 | 1495.6285 | 187.9083
8104 | 1446.29 | 249.3928 | 1446.29 | 249.3928
8105 | 1450.1138 | 483.1046 | 1450.1138 | 483.1046
8106 | 1495.412 | 548.0243 | 1495.412 | 548.0243
8107 | 1615.8317 | 556.1808 | 1615.8317 | 556.1808
8108 | 1828.6278 | 525.3949 | 1828.6278 | 525.3949
8109 | 1969.0229 | 505.4062 | 1969.0229 | 505.4062
8110 | 2082.9987 | 477.2977 | 2082.9987 | 477.2977
8111 | 2237.8378 | 452.5759 | 2237.8378 | 452.5759
8112 | 2216.2847 | 423.272 | 2216.2847 | 423.272
8113 | 2089.5275 | 388.3213 | 2089.5275 | 388.3213
8114 | 2049.8342 | 384.6999 | 2049.8342 | 384.6999
8115 | 2073.6156 | 371.1129 | 2073.6156 | 371.1129
8116 | 2079.7008 | 443.1219 | 2079.7008 | 443.1219
8117 | 2092.4635 | 482.8799 | 2092.4635 | 482.8799
8118 | 2060.6484 | 459.4347 | 2060.6484 | 459.4347
8119 | 1952.0378 | 434.9847 | 1952.0378 | 434.9847
8120 | 1881.8572 | 392.8224 | 1881.8572 | 392.8224
8121 | 1875.4268 | 339.2006 | 1875.4268 | 339.2006
8122 | 1910.0335 | 245.4537 | 1910.0335 | 245.4537
8123 | 1840.0701 | 180.4058 | 1840.0701 | 180.4058
8124 | 1725.8483 | 164.9202 | 1725.8483 | 164.9202
8125 | 1629.2382 | 136.6046 | 1629.2382 | 136.6046
8126 | 1558.5236 | 152.3969 | 1558.5236 | 152.3969
8127 | 1500.7967 | 172.826 | 1500.7967 | 172.826
8128 | 1441.8036 | 233.132 | 1441.8036 | 233.132
8129 | 1443.5147 | 465.7204 | 1443.5147 | 465.7204
8130 | 1477.4443 | 529.928 | 1477.4443 | 529.928
8131 | 1571.1876 | 537.9741 | 1571.1876 | 537.9741
8132 | 1730.3618 | 507.8511 | 1730.3618 | 507.8511
8133 | 1896.9869 | 489.3663 | 1896.9869 | 489.3663
8134 | 2006.6056 | 464.014 | 2006.6056 | 464.014
8135 | 2157.8851 | 441.9011 | 2157.8851 | 441.9011
8136 | 2138.8325 | 414.6229 | 2138.8325 | 414.6229
8137 | 2037.5777 | 380.0773 | 2037.5777 | 380.0773
8138 | 2013.4595 | 377.1925 | 2013.4595 | 377.1925
8139 | 2010.9088 | 363.2004 | 2010.9088 | 363.2004
8140 | 2006.8194 | 434.264 | 2006.8194 | 434.264
8141 | 2012.2739 | 473.6844 | 2012.2739 | 473.6844
8142 | 1971.9969 | 449.4106 | 1971.9969 | 449.4106
8143 | 1890.2798 | 423.8188 | 1890.2798 | 423.8188
8144 | 1842.1855 | 381.2084 | 1842.1855 | 381.2084
8145 | 1819.9875 | 328.4827 | 1819.9875 | 328.4827
8146 | 1849.8527 | 236.3073 | 1849.8527 | 236.3073
8147 | 1808.2332 | 173.236 | 1808.2332 | 173.236
8148 | 1717.3166 | 160.568 | 1717.3166 | 160.568
8149 | 1613.5211 | 136.0153 | 1613.5211 | 136.0153
8150 | 1545.5103 | 155.3557 | 1545.5103 | 155.3557
8151 | 1471.9467 | 178.1297 | 1471.9467 | 178.1297
8152 | 1427.4063 | 239.9273 | 1427.4063 | 239.9273
8153 | 1423.1097 | 473.4733 | 1423.1097 | 473.4733
8154 | 1442.2563 | 538.2886 | 1442.2563 | 538.2886
8155 | 1509.0217 | 546.6109 | 1509.0217 | 546.6109
8156 | 1640.5694 | 516.8685 | 1640.5694 | 516.8685
8157 | 1775.2227 | 498.3469 | 1775.2227 | 498.3469
8158 | 1905.1561 | 470.9075 | 1905.1561 | 470.9075
8159 | 2044.9321 | 447.0145 | 2044.9321 | 447.0145
8160 | 2062.1435 | 417.2686 | 2062.1435 | 417.2686
8161 | 1967.2133 | 380.0712 | 1967.2133 | 380.0712
8162 | 1954.0264 | 374.6327 | 1954.0264 | 374.6327
8163 | 1952.2939 | 360.1434 | 1952.2939 | 360.1434
8164 | 1952.5599 | 431.8086 | 1952.5599 | 431.8086
8165 | 1946.4701 | 471.3088 | 1946.4701 | 471.3088
8166 | 1904.5932 | 447.17 | 1904.5932 | 447.17
8167 | 1843.2167 | 422.0693 | 1843.2167 | 422.0693
8168 | 1790.0088 | 381.1347 | 1790.0088 | 381.1347
8169 | 1774.3704 | 329.4649 | 1774.3704 | 329.4649
8170 | 1806.4586 | 237.3017 | 1806.4586 | 237.3017
8171 | 1781.3102 | 174.1629 | 1781.3102 | 174.1629
8172 | 1691.5605 | 161.2862 | 1691.5605 | 161.2862
8173 | 1597.4472 | 135.4996 | 1597.4472 | 135.4996
8174 | 1537.2769 | 152.3355 | 1537.2769 | 152.3355
8175 | 1476.9173 | 173.4153 | 1476.9173 | 173.4153
8176 | 1429.5939 | 236.0293 | 1429.5939 | 236.0293
8177 | 1424.6525 | 471.1898 | 1424.6525 | 471.1898
8178 | 1446.3146 | 537.4477 | 1446.3146 | 537.4477
8179 | 1520.9648 | 547.0897 | 1520.9648 | 547.0897
8180 | 1653.1338 | 517.9305 | 1653.1338 | 517.9305
8181 | 1772.831 | 499.4703 | 1772.831 | 499.4703
8182 | 1866.7304 | 473.6207 | 1866.7304 | 473.6207
8183 | 2029.0884 | 451.0168 | 2029.0884 | 451.0168
8184 | 2045.9793 | 424.1437 | 2045.9793 | 424.1437
8185 | 1956.2072 | 389.8314 | 1956.2072 | 389.8314
8186 | 1900.666 | 385.1418 | 1900.666 | 385.1418
8187 | 1888.2421 | 372.3713 | 1888.2421 | 372.3713
8188 | 1879.2841 | 446.2034 | 1879.2841 | 446.2034
8189 | 1879.9249 | 485.544 | 1879.9249 | 485.544
8190 | 1835.6642 | 458.5631 | 1835.6642 | 458.5631
8191 | 1785.2969 | 433.1247 | 1785.2969 | 433.1247
8192 | 1762.8126 | 396.0328 | 1762.8126 | 396.0328
8193 | 1772.8765 | 346.0388 | 1772.8765 | 346.0388
8194 | 1790.4766 | 252.6296 | 1790.4766 | 252.6296
8195 | 1736.5698 | 187.6124 | 1736.5698 | 187.6124
8196 | 1641.8101 | 172.5381 | 1641.8101 | 172.5381
8197 | 1548.6809 | 143.3569 | 1548.6809 | 143.3569
8198 | 1491.3465 | 158.3329 | 1491.3465 | 158.3329
8199 | 1430.7642 | 178.1113 | 1430.7642 | 178.1113
8200 | 1382.3837 | 238.7978 | 1382.3837 | 238.7978
8201 | 1382.3118 | 471.374 | 1382.3118 | 471.374
8202 | 1418.0137 | 536.0972 | 1418.0137 | 536.0972
8203 | 1512.0677 | 544.5484 | 1512.0677 | 544.5484
8204 | 1679.0738 | 513.5415 | 1679.0738 | 513.5415
8205 | 1813.8217 | 494.093 | 1813.8217 | 494.093
8206 | 1915.2174 | 468.0592 | 1915.2174 | 468.0592
8207 | 2093.3963 | 445.9341 | 2093.3963 | 445.9341
8208 | 2081.8582 | 420.2335 | 2081.8582 | 420.2335
8209 | 1961.7025 | 388.174 | 1961.7025 | 388.174
8210 | 1919.4134 | 386.7747 | 1919.4134 | 386.7747
8211 | 1942.1144 | 374.8144 | 1942.1144 | 374.8144
8212 | 1949.7272 | 448.3212 | 1949.7272 | 448.3212
8213 | 1994.4428 | 489.6322 | 1994.4428 | 489.6322
8214 | 1951.2497 | 466.4081 | 1951.2497 | 466.4081
8215 | 1862.7694 | 439.9998 | 1862.7694 | 439.9998
8216 | 1813.6256 | 394.756 | 1813.6256 | 394.756
8217 | 1793.9328 | 336.4628 | 1793.9328 | 336.4628
8218 | 1820.5009 | 238.8732 | 1820.5009 | 238.8732
8219 | 1771.7314 | 171.6155 | 1771.7314 | 171.6155
8220 | 1658.6853 | 154.8408 | 1658.6853 | 154.8408
8221 | 1555.6027 | 126.3164 | 1555.6027 | 126.3164
8222 | 1485.716 | 142.4342 | 1485.716 | 142.4342
8223 | 1429.4395 | 164.1953 | 1429.4395 | 164.1953
8224 | 1374.9881 | 228.6079 | 1374.9881 | 228.6079
8225 | 1389.1549 | 464.6093 | 1389.1549 | 464.6093
8226 | 1429.7396 | 530.7935 | 1429.7396 | 530.7935
8227 | 1547.8715 | 540.098 | 1547.8715 | 540.098
8228 | 1750.2779 | 510.8528 | 1750.2779 | 510.8528
8229 | 1915.3668 | 492.7609 | 1915.3668 | 492.7609
8230 | 2009.0301 | 466.8254 | 2009.0301 | 466.8254
8231 | 2162.5897 | 444.3013 | 2162.5897 | 444.3013
8232 | 2158.915 | 417.422 | 2158.915 | 417.422
8233 | 2032.5071 | 383.1281 | 2032.5071 | 383.1281
8234 | 2003.504 | 379.5865 | 2003.504 | 379.5865
8235 | 2007.8856 | 365.0542 | 2007.8856 | 365.0542
8236 | 2001.7604 | 435.6759 | 2001.7604 | 435.6759
8237 | 2018.3747 | 474.3658 | 2018.3747 | 474.3658
8238 | 1975.9362 | 449.0545 | 1975.9362 | 449.0545
8239 | 1862.4351 | 422.6831 | 1862.4351 | 422.6831
8240 | 1790.1163 | 379.0231 | 1790.1163 | 379.0231
8241 | 1771.1065 | 324.2472 | 1771.1065 | 324.2472
8242 | 1801.1162 | 229.8803 | 1801.1162 | 229.8803
8243 | 1755.2552 | 164.9613 | 1755.2552 | 164.9613
8244 | 1664.3136 | 150.2185 | 1664.3136 | 150.2185
8245 | 1567.5518 | 122.8543 | 1567.5518 | 122.8543
8246 | 1501.9564 | 139.7209 | 1501.9564 | 139.7209
8247 | 1435.2634 | 161.5864 | 1435.2634 | 161.5864
8248 | 1380.8673 | 225.4097 | 1380.8673 | 225.4097
8249 | 1393.265 | 461.8225 | 1393.265 | 461.8225
8250 | 1443.7803 | 529.4124 | 1443.7803 | 529.4124
8251 | 1564.7625 | 539.9936 | 1564.7625 | 539.9936
8252 | 1778.3635 | 511.0554 | 1778.3635 | 511.0554
8253 | 1919.0726 | 492.8591 | 1919.0726 | 492.8591
8254 | 2030.6582 | 466.3466 | 2030.6582 | 466.3466
8255 | 2189.1188 | 442.2571 | 2189.1188 | 442.2571
8256 | 2190.248 | 414.1564 | 2190.248 | 414.1564
8257 | 2039.8031 | 379.5924 | 2039.8031 | 379.5924
8258 | 2022.4343 | 376.3761 | 2022.4343 | 376.3761
8259 | 2038.1135 | 362.5129 | 2038.1135 | 362.5129
8260 | 2025.9716 | 433.2573 | 2025.9716 | 433.2573
8261 | 2044.9817 | 471.8367 | 2044.9817 | 471.8367
8262 | 2010.4512 | 446.3413 | 2010.4512 | 446.3413
8263 | 1897.8975 | 419.5341 | 1897.8975 | 419.5341
8264 | 1840.3896 | 375.8679 | 1840.3896 | 375.8679
8265 | 1833.543 | 321.6383 | 1833.543 | 321.6383
8266 | 1853.9489 | 227.6459 | 1853.9489 | 227.6459
8267 | 1788.2805 | 162.9602 | 1788.2805 | 162.9602
8268 | 1674.4668 | 147.5482 | 1674.4668 | 147.5482
8269 | 1572.8068 | 119.8342 | 1572.8068 | 119.8342
8270 | 1504.1988 | 137.4865 | 1504.1988 | 137.4865
8271 | 1443.7163 | 161.6785 | 1443.7163 | 161.6785
8272 | 1398.7905 | 226.22 | 1398.7905 | 226.22
8273 | 1405.2179 | 462.3933 | 1405.2179 | 462.3933
8274 | 1440.3585 | 530.149 | 1440.3585 | 530.149
8275 | 1552.8365 | 540.718 | 1552.8365 | 540.718
8276 | 1760.6229 | 511.215 | 1760.6229 | 511.215
8277 | 1927.3908 | 493.1415 | 1927.3908 | 493.1415
8278 | 2019.7427 | 468.0408 | 2019.7427 | 468.0408
8279 | 2195.0393 | 445.7868 | 2195.0393 | 445.7868
8280 | 2212.1001 | 417.0169 | 2212.1001 | 417.0169
8281 | 2064.7965 | 379.1197 | 2064.7965 | 379.1197
8282 | 2034.9788 | 374.1846 | 2034.9788 | 374.1846
8283 | 2027.8328 | 358.087 | 2027.8328 | 358.087
8284 | 2043.5232 | 428.5798 | 2043.5232 | 428.5798
8285 | 2063.697 | 468.4053 | 2063.697 | 468.4053
8286 | 2005.6571 | 443.5176 | 2005.6571 | 443.5176
8287 | 1898.6925 | 417.0726 | 1898.6925 | 417.0726
8288 | 1829.5934 | 373.3634 | 1829.5934 | 373.3634
8289 | 1805.624 | 319.6494 | 1805.624 | 319.6494
8290 | 1842.2578 | 225.1168 | 1842.2578 | 225.1168
8291 | 1804.0508 | 159.3078 | 1804.0508 | 159.3078
8292 | 1693.9423 | 143.6442 | 1693.9423 | 143.6442
8293 | 1592.3345 | 115.8258 | 1592.3345 | 115.8258
8294 | 1517.3557 | 134.5892 | 1517.3557 | 134.5892
8295 | 1457.8345 | 160.0211 | 1457.8345 | 160.0211
8296 | 1411.2442 | 224.5135 | 1411.2442 | 224.5135
8297 | 1409.5416 | 459.3486 | 1409.5416 | 459.3486
8298 | 1447.3004 | 525.7538 | 1447.3004 | 525.7538
8299 | 1532.5827 | 535.4941 | 1532.5827 | 535.4941
8300 | 1703.633 | 506.9426 | 1703.633 | 506.9426
8301 | 1855.872 | 487.2117 | 1855.872 | 487.2117
8302 | 1971.7774 | 458.5261 | 1971.7774 | 458.5261
8303 | 2115.7727 | 434.627 | 2115.7727 | 434.627
8304 | 2107.3861 | 405.5441 | 2107.3861 | 405.5441
8305 | 2014.4354 | 369.4884 | 2014.4354 | 369.4884
8306 | 1996.6653 | 365.3636 | 1996.6653 | 365.3636
8307 | 2005.7503 | 350.9418 | 2005.7503 | 350.9418
8308 | 1986.724 | 421.4039 | 1986.724 | 421.4039
8309 | 2012.1714 | 459.8114 | 2012.1714 | 459.8114
8310 | 1975.6736 | 434.4633 | 1975.6736 | 434.4633
8311 | 1877.3913 | 408.1656 | 1877.3913 | 408.1656
8312 | 1823.5113 | 364.7879 | 1823.5113 | 364.7879
8313 | 1811.5668 | 310.5952 | 1811.5668 | 310.5952
8314 | 1834.5327 | 216.5107 | 1834.5327 | 216.5107
8315 | 1790.1967 | 151.3462 | 1790.1967 | 151.3462
8316 | 1698.171 | 136.2841 | 1698.171 | 136.2841
8317 | 1600.1358 | 109.8653 | 1600.1358 | 109.8653
8318 | 1528.7052 | 130.0589 | 1528.7052 | 130.0589
8319 | 1461.2859 | 155.7242 | 1461.2859 | 155.7242
8320 | 1418.3547 | 220.8918 | 1418.3547 | 220.8918
8321 | 1411.2162 | 457.3107 | 1411.2162 | 457.3107
8322 | 1440.1426 | 524.7041 | 1440.1426 | 524.7041
8323 | 1511.0818 | 535.0214 | 1511.0818 | 535.0214
8324 | 1629.5218 | 505.7333 | 1629.5218 | 505.7333
8325 | 1738.2026 | 485.6709 | 1738.2026 | 485.6709
8326 | 1859.9729 | 455.7945 | 1859.9729 | 455.7945
8327 | 2017.7579 | 429.2312 | 2017.7579 | 429.2312
8328 | 2032.6374 | 396.2749 | 2032.6374 | 396.2749
8329 | 1956.9046 | 357.6411 | 1956.9046 | 357.6411
8330 | 1939.5723 | 353.5777 | 1939.5723 | 353.5777
8331 | 1935.9539 | 339.4628 | 1935.9539 | 339.4628
8332 | 1962.0729 | 410.2625 | 1962.0729 | 410.2625
8333 | 1954.4446 | 450.4748 | 1954.4446 | 450.4748
8334 | 1903.8909 | 426.9744 | 1903.8909 | 426.9744
8335 | 1838.3776 | 401.536 | 1838.3776 | 401.536
8336 | 1787.8717 | 359.2264 | 1787.8717 | 359.2264
8337 | 1781.1197 | 306.9428 | 1781.1197 | 306.9428
8338 | 1793.0139 | 215.8477 | 1793.0139 | 215.8477
8339 | 1771.0498 | 154.0471 | 1771.0498 | 154.0471
8340 | 1687.6248 | 142.1832 | 1687.6248 | 142.1832
8341 | 1580.9285 | 118.0479 | 1580.9285 | 118.0479
8342 | 1522.6505 | 138.2416 | 1522.6505 | 138.2416
8343 | 1459.654 | 163.3052 | 1459.654 | 163.3052
8344 | 1405.7238 | 228.5895 | 1405.7238 | 228.5895
8345 | 1406.1872 | 465.0145 | 1406.1872 | 465.0145
8346 | 1423.6654 | 532.3466 | 1423.6654 | 532.3466
8347 | 1494.2145 | 542.2587 | 1494.2145 | 542.2587
8348 | 1636.4739 | 512.6637 | 1636.4739 | 512.6637
8349 | 1753.8366 | 493.43 | 1753.8366 | 493.43
8350 | 1869.9872 | 466.4632 | 1869.9872 | 466.4632
8351 | 2021.5466 | 441.7661 | 2021.5466 | 441.7661
8352 | 2037.6898 | 413.1128 | 2037.6898 | 413.1128
8353 | 1952.3158 | 378.2296 | 1952.3158 | 378.2296
8354 | 1934.3664 | 372.8955 | 1934.3664 | 372.8955
8355 | 1930.8078 | 357.5162 | 1930.8078 | 357.5162
8356 | 1950.7085 | 427.4871 | 1950.7085 | 427.4871
8357 | 1949.8302 | 466.4103 | 1949.8302 | 466.4103
8358 | 1913.9569 | 441.6883 | 1913.9569 | 441.6883
8359 | 1834.8787 | 415.231 | 1834.8787 | 415.231
8360 | 1795.7547 | 371.3008 | 1795.7547 | 371.3008
8361 | 1789.8068 | 316.8871 | 1789.8068 | 316.8871
8362 | 1794.4883 | 223.3981 | 1794.4883 | 223.3981
8363 | 1762.9417 | 159.8418 | 1762.9417 | 159.8418
8364 | 1694.4489 | 146.0075 | 1694.4489 | 146.0075
8365 | 1586.513 | 119.0976 | 1586.513 | 119.0976
8366 | 1525.2534 | 137.0077 | 1525.2534 | 137.0077
8367 | 1476.6493 | 160.4631 | 1476.6493 | 160.4631
8368 | 1407.0458 | 225.0782 | 1407.0458 | 225.0782
8369 | 1405.7948 | 461.89 | 1405.7948 | 461.89
8370 | 1447.5458 | 529.664 | 1447.5458 | 529.664
8371 | 1524.8933 | 539.7788 | 1524.8933 | 539.7788
8372 | 1696.9305 | 509.6128 | 1696.9305 | 509.6128
8373 | 1824.1564 | 487.9974 | 1824.1564 | 487.9974
8374 | 1932.975 | 457.1266 | 1932.975 | 457.1266
8375 | 2071.3242 | 430.8273 | 2071.3242 | 430.8273
8376 | 2102.0944 | 399.4178 | 2102.0944 | 399.4178
8377 | 1992.0091 | 360.1702 | 1992.0091 | 360.1702
8378 | 1972.7464 | 352.9393 | 1972.7464 | 352.9393
8379 | 1985.3693 | 336.7803 | 1985.3693 | 336.7803
8380 | 1991.4788 | 405.941 | 1991.4788 | 405.941
8381 | 2028.1225 | 443.3541 | 2028.1225 | 443.3541
8382 | 1976.4451 | 417.2326 | 1976.4451 | 417.2326
8383 | 1893.1953 | 389.9895 | 1893.1953 | 389.9895
8384 | 1846.9465 | 345.5683 | 1846.9465 | 345.5683
8385 | 1818.9768 | 290.0864 | 1818.9768 | 290.0864
8386 | 1826.4249 | 193.9824 | 1826.4249 | 193.9824
8387 | 1795.4724 | 127.8848 | 1795.4724 | 127.8848
8388 | 1697.2793 | 114.2408 | 1697.2793 | 114.2408
8389 | 1580.495 | 92.2294 | 1580.495 | 92.2294
8390 | 1516.683 | 115.8974 | 1516.683 | 115.8974
8391 | 1458.6785 | 144.1838 | 1458.6785 | 144.1838
8392 | 1408.1698 | 211.3648 | 1408.1698 | 211.3648
8393 | 1417.3649 | 449.5639 | 1417.3649 | 449.5639
8394 | 1460.8802 | 518.3876 | 1460.8802 | 518.3876
8395 | 1571.5023 | 528.6006 | 1571.5023 | 528.6006
8396 | 1776.0297 | 498.9871 | 1776.0297 | 498.9871
8397 | 1909.9991 | 479.4526 | 1909.9991 | 479.4526
8398 | 2010.3595 | 451.8966 | 2010.3595 | 451.8966
8399 | 2163.9646 | 427.2915 | 2163.9646 | 427.2915
8400 | 2163.4365 | 396.6739 | 2163.4365 | 396.6739
8401 | 2035.9342 | 356.2108 | 2035.9342 | 356.2108
8402 | 2008.5211 | 346.4632 | 2008.5211 | 346.4632
8403 | 2032.1104 | 326.6088 | 2032.1104 | 326.6088
8404 | 2032.2854 | 391.3252 | 2032.2854 | 391.3252
8405 | 2045.3124 | 428.898 | 2045.3124 | 428.898
8406 | 2007.4428 | 402.979 | 2007.4428 | 402.979
8407 | 1913.699 | 375.5395 | 1913.699 | 375.5395
8408 | 1831.7644 | 331.6953 | 1831.7644 | 331.6953
8409 | 1817.2646 | 277.1097 | 1817.2646 | 277.1097
8410 | 1825.9789 | 182.9945 | 1825.9789 | 182.9945
8411 | 1766.3608 | 118.5236 | 1766.3608 | 118.5236
8412 | 1679.0947 | 105.8556 | 1679.0947 | 105.8556
8413 | 1562.7252 | 84.501 | 1562.7252 | 84.501
8414 | 1507.9538 | 108.8197 | 1507.9538 | 108.8197
8415 | 1449.2923 | 137.7507 | 1449.2923 | 137.7507
8416 | 1403.0019 | 207.0126 | 1403.0019 | 207.0126
8417 | 1416.7184 | 447.0594 | 1416.7184 | 447.0594
8418 | 1463.9932 | 517.4791 | 1463.9932 | 517.4791
8419 | 1579.4205 | 530.3316 | 1579.4205 | 530.3316
8420 | 1765.7256 | 503.2165 | 1765.7256 | 503.2165
8421 | 1916.0381 | 483.8601 | 1916.0381 | 483.8601
8422 | 2011.4078 | 456.4943 | 2011.4078 | 456.4943
8423 | 2146.789 | 431.1158 | 2146.789 | 431.1158
8424 | 2146.8656 | 399.737 | 2146.8656 | 399.737
8425 | 2039.0994 | 360.7533 | 2039.0994 | 360.7533
8426 | 2009.2615 | 353.5715 | 2009.2615 | 353.5715
8427 | 2018.9747 | 337.5906 | 2018.9747 | 337.5906
8428 | 2042.5868 | 408.1938 | 2042.5868 | 408.1938
8429 | 2050.5098 | 448.8235 | 2050.5098 | 448.8235
8430 | 2002.6576 | 426.1641 | 2002.6576 | 426.1641
8431 | 1891.1211 | 400.3083 | 1891.1211 | 400.3083
8432 | 1845.9306 | 355.9423 | 1845.9306 | 355.9423
8433 | 1836.2469 | 301.0682 | 1836.2469 | 301.0682
8434 | 1850.9448 | 207.1863 | 1850.9448 | 207.1863
8435 | 1775.4001 | 143.1881 | 1775.4001 | 143.1881
8436 | 1678.124 | 130.2377 | 1678.124 | 130.2377
8437 | 1573.3071 | 105.685 | 1573.3071 | 105.685
8438 | 1514.2832 | 124.4729 | 1514.2832 | 124.4729
8439 | 1453.9486 | 146.2832 | 1453.9486 | 146.2832
8440 | 1405.5152 | 209.2041 | 1405.5152 | 209.2041
8441 | 1419.3114 | 444.1559 | 1419.3114 | 444.1559
8442 | 1466.4268 | 510.2848 | 1466.4268 | 510.2848
8443 | 1568.4806 | 519.1227 | 1568.4806 | 519.1227
8444 | 1759.1927 | 488.0728 | 1759.1927 | 488.0728
8445 | 1906.9189 | 466.9976 | 1906.9189 | 466.9976
8446 | 1999.0482 | 438.1095 | 1999.0482 | 438.1095
8447 | 2136.5978 | 413.0072 | 2136.5978 | 413.0072
8448 | 2133.5711 | 383.5068 | 2133.5711 | 383.5068
8449 | 2016.7986 | 345.0449 | 2016.7986 | 345.0449
8450 | 1994.6783 | 335.8067 | 1994.6783 | 335.8067
8451 | 2018.5595 | 316.2532 | 2018.5595 | 316.2532
8452 | 2012.7543 | 385.1131 | 2012.7543 | 385.1131
8453 | 2012.2794 | 425.5525 | 2012.2794 | 425.5525
8454 | 1977.1713 | 405.7843 | 1977.1713 | 405.7843
8455 | 1876.1486 | 385.3672 | 1876.1486 | 385.3672
8456 | 1814.4505 | 348.0789 | 1814.4505 | 348.0789
8457 | 1815.7921 | 299.4722 | 1815.7921 | 299.4722
8458 | 1838.2746 | 210.2003 | 1838.2746 | 210.2003
8459 | 1780.881 | 148.946 | 1780.881 | 148.946
8460 | 1677.1339 | 135.9096 | 1677.1339 | 135.9096
8461 | 1558.1902 | 109.5399 | 1558.1902 | 109.5399
8462 | 1495.4466 | 126.6705 | 1495.4466 | 126.6705
8463 | 1446.9445 | 149.2788 | 1446.9445 | 149.2788
8464 | 1404.8111 | 213.2494 | 1404.8111 | 213.2494
8465 | 1404.8442 | 448.2134 | 1404.8442 | 448.2134
8466 | 1443.2813 | 514.2135 | 1443.2813 | 514.2135
8467 | 1520.4483 | 523.6775 | 1520.4483 | 523.6775
8468 | 1692.9066 | 493.886 | 1692.9066 | 493.886
8469 | 1835.8128 | 474.0446 | 1835.8128 | 474.0446
8470 | 1947.2539 | 446.685 | 1947.2539 | 446.685
8471 | 2098.402 | 422.9884 | 2098.402 | 422.9884
8472 | 2103.0587 | 395.1945 | 2103.0587 | 395.1945
8473 | 2009.9797 | 360.8393 | 2009.9797 | 360.8393
8474 | 1999.7445 | 358.1263 | 1999.7445 | 358.1263
8475 | 2010.9405 | 346.6203 | 2010.9405 | 346.6203
8476 | 1993.4856 | 420.391 | 1993.4856 | 420.391
8477 | 1986.7864 | 461.7696 | 1986.7864 | 461.7696
8478 | 1971.9853 | 437.9623 | 1971.9853 | 437.9623
8479 | 1896.7715 | 411.198 | 1896.7715 | 411.198
8480 | 1822.8755 | 366.3839 | 1822.8755 | 366.3839
8481 | 1801.5368 | 309.8585 | 1801.5368 | 309.8585
8482 | 1816.8645 | 213.644 | 1816.8645 | 213.644
8483 | 1769.9348 | 146.4722 | 1769.9348 | 146.4722
8484 | 1691.433 | 128.1629 | 1691.433 | 128.1629
8485 | 1576.1392 | 98.5643 | 1576.1392 | 98.5643
8486 | 1508.6339 | 115.6887 | 1508.6339 | 115.6887
8487 | 1438.8861 | 139.7211 | 1438.8861 | 139.7211
8488 | 1394.2156 | 204.1398 | 1394.2156 | 204.1398
8489 | 1389.1461 | 439.7853 | 1389.1461 | 439.7853
8490 | 1419.5563 | 506.0247 | 1419.5563 | 506.0247
8491 | 1488.1446 | 514.9854 | 1488.1446 | 514.9854
8492 | 1615.7715 | 485.1264 | 1615.7715 | 485.1264
8493 | 1732.0048 | 465.107 | 1732.0048 | 465.107
8494 | 1843.2389 | 436.6485 | 1843.2389 | 436.6485
8495 | 1996.8129 | 411.3437 | 1996.8129 | 411.3437
8496 | 2015.3991 | 382.2362 | 2015.3991 | 382.2362
8497 | 1912.1563 | 346.9601 | 1912.1563 | 346.9601
8498 | 1873.4762 | 345.2293 | 1873.4762 | 345.2293
8499 | 1875.8294 | 334.9142 | 1875.8294 | 334.9142
8500 | 1890.0595 | 409.2988 | 1890.0595 | 409.2988
8501 | 1907.6872 | 450.5853 | 1907.6872 | 450.5853
8502 | 1866.9274 | 427.4041 | 1866.9274 | 427.4041
8503 | 1792.9135 | 401.536 | 1792.9135 | 401.536
8504 | 1728.4278 | 357.5445 | 1728.4278 | 357.5445
8505 | 1723.2716 | 301.2401 | 1723.2716 | 301.2401
8506 | 1755.3255 | 204.2705 | 1755.3255 | 204.2705
8507 | 1734.0775 | 137.0066 | 1734.0775 | 137.0066
8508 | 1650.8167 | 119.8882 | 1650.8167 | 119.8882
8509 | 1549.8887 | 91.5112 | 1549.8887 | 91.5112
8510 | 1491.6212 | 111.0357 | 1491.6212 | 111.0357
8511 | 1428.3935 | 136.6519 | 1428.3935 | 136.6519
8512 | 1374.3471 | 203.1454 | 1374.3471 | 203.1454
8513 | 1378.375 | 441.6023 | 1378.375 | 441.6023
8514 | 1406.6747 | 509.9411 | 1406.6747 | 509.9411
8515 | 1473.9381 | 520.5407 | 1473.9381 | 520.5407
8516 | 1594.8961 | 493.5484 | 1594.8961 | 493.5484
8517 | 1701.3217 | 476.2729 | 1701.3217 | 476.2729
8518 | 1809.9454 | 449.5578 | 1809.9454 | 449.5578
8519 | 1964.6089 | 425.1553 | 1964.6089 | 425.1553
8520 | 1992.4217 | 395.1577 | 1992.4217 | 395.1577
8521 | 1905.6391 | 358.7644 | 1905.6391 | 358.7644
8522 | 1873.2396 | 351.773 | 1873.2396 | 351.773
8523 | 1879.3107 | 330.5191 | 1879.3107 | 330.5191
8524 | 1901.4605 | 399.6982 | 1901.4605 | 399.6982
8525 | 1895.0287 | 439.7263 | 1895.0287 | 439.7263
8526 | 1863.6141 | 415.655 | 1863.6141 | 415.655
8527 | 1802.2637 | 390.1859 | 1802.2637 | 390.1859
8528 | 1765.3777 | 348.0298 | 1765.3777 | 348.0298
8529 | 1768.779 | 294.7087 | 1768.779 | 294.7087
8530 | 1773.7676 | 200.1454 | 1773.7676 | 200.1454
8531 | 1740.7866 | 134.5512 | 1740.7866 | 134.5512
8532 | 1650.2346 | 119.1516 | 1650.2346 | 119.1516
8533 | 1549.998 | 93.4018 | 1549.998 | 93.4018
8534 | 1485.8612 | 112.5151 | 1485.8612 | 112.5151
8535 | 1432.2846 | 137.4928 | 1432.2846 | 137.4928
8536 | 1378.8094 | 204.1398 | 1378.8094 | 204.1398
8537 | 1380.3356 | 442.3757 | 1380.3356 | 442.3757
8538 | 1411.659 | 511.3161 | 1411.659 | 511.3161
8539 | 1481.519 | 522.9102 | 1481.519 | 522.9102
8540 | 1627.5788 | 495.568 | 1627.5788 | 495.568
8541 | 1758.6582 | 475.2785 | 1758.6582 | 475.2785
8542 | 1865.0941 | 446.0466 | 1865.0941 | 446.0466
8543 | 2022.6367 | 419.557 | 2022.6367 | 419.557
8544 | 2024.5415 | 386.6866 | 2024.5415 | 386.6866
8545 | 1938.2184 | 346.7637 | 1938.2184 | 346.7637
8546 | 1918.8151 | 342.5591 | 1918.8151 | 342.5591
8547 | 1909.4987 | 329.5553 | 1909.4987 | 329.5553
8548 | 1912.269 | 402.1536 | 1912.269 | 402.1536
8549 | 1930.9503 | 442.9121 | 1930.9503 | 442.9121
8550 | 1893.1327 | 420.4246 | 1893.1327 | 420.4246
8551 | 1821.3894 | 396.3122 | 1821.3894 | 396.3122
8552 | 1762.83 | 354.9786 | 1762.83 | 354.9786
8553 | 1758.2567 | 303.229 | 1758.2567 | 303.229
8554 | 1776.3693 | 212.7355 | 1776.3693 | 212.7355
8555 | 1740.4625 | 152.2915 | 1740.4625 | 152.2915
8556 | 1667.0494 | 142.042 | 1667.0494 | 142.042
8557 | 1558.9108 | 118.8213 | 1558.9108 | 118.8213
8558 | 1495.167 | 137.9592 | 1495.167 | 137.9592
8559 | 1430.4708 | 160.414 | 1430.4708 | 160.414
8560 | 1392.1794 | 223.3165 | 1392.1794 | 223.3165
8561 | 1399.4616 | 458.434 | 1399.4616 | 458.434
8562 | 1421.4968 | 524.9558 | 1421.4968 | 524.9558
8563 | 1500.093 | 534.9539 | 1500.093 | 534.9539
8564 | 1618.9827 | 506.0648 | 1618.9827 | 506.0648
8565 | 1755.811 | 487.5677 | 1755.811 | 487.5677
8566 | 1857.04 | 461.2701 | 1857.04 | 461.2701
8567 | 2003.8606 | 438.4451 | 2003.8606 | 438.4451
8568 | 2000.5008 | 411.5168 | 2000.5008 | 411.5168
8569 | 1921.8346 | 377.7263 | 1921.8346 | 377.7263
8570 | 1901.568 | 374.5284 | 1901.568 | 374.5284
8571 | 1891.3072 | 359.9838 | 1891.3072 | 359.9838
8572 | 1896.1547 | 431.4403 | 1896.1547 | 431.4403
8573 | 1889.9803 | 471.5421 | 1889.9803 | 471.5421
8574 | 1852.0536 | 448.1338 | 1852.0536 | 448.1338
8575 | 1786.0815 | 422.9287 | 1786.0815 | 422.9287
8576 | 1761.1537 | 380.9137 | 1761.1537 | 380.9137
8577 | 1763.3621 | 327.5436 | 1763.3621 | 327.5436
8578 | 1781.6578 | 233.3363 | 1781.6578 | 233.3363
8579 | 1744.6071 | 168.0981 | 1744.6071 | 168.0981
8580 | 1658.4789 | 152.9378 | 1658.4789 | 152.9378
8581 | 1547.1285 | 125.5614 | 1547.1285 | 125.5614
8582 | 1489.0195 | 141.188 | 1489.0195 | 141.188
8583 | 1429.1268 | 161.0708 | 1429.1268 | 161.0708
8584 | 1385.6546 | 222.6228 | 1385.6546 | 222.6228
8585 | 1391.8952 | 456.6661 | 1391.8952 | 456.6661
8586 | 1423.0886 | 522.1689 | 1423.0886 | 522.1689
8587 | 1506.5138 | 530.7552 | 1506.5138 | 530.7552
8588 | 1682.6343 | 500.8716 | 1682.6343 | 500.8716
8589 | 1810.0125 | 481.6441 | 1810.0125 | 481.6441
8590 | 1914.0619 | 453.5049 | 1914.0619 | 453.5049
8591 | 2063.7868 | 429.4093 | 2063.7868 | 429.4093
8592 | 2090.7917 | 401.0445 | 2090.7917 | 401.0445
8593 | 1961.4275 | 364.7495 | 1961.4275 | 364.7495
8594 | 1941.064 | 359.133 | 1941.064 | 359.133
8595 | 1972.3406 | 343.4836 | 1972.3406 | 343.4836
8596 | 1968.6679 | 414.3385 | 1968.6679 | 414.3385
8597 | 1953.7667 | 454.25 | 1953.7667 | 454.25
8598 | 1928.7839 | 428.9264 | 1928.7839 | 428.9264
8599 | 1825.9175 | 401.223 | 1825.9175 | 401.223
8600 | 1758.3432 | 357.9128 | 1758.3432 | 357.9128
8601 | 1740.8372 | 303.9165 | 1740.8372 | 303.9165
8602 | 1764.4276 | 210.3906 | 1764.4276 | 210.3906
8603 | 1736.7062 | 147.129 | 1736.7062 | 147.129
8604 | 1647.6307 | 135.8483 | 1647.6307 | 135.8483
8605 | 1538.9096 | 111.7498 | 1538.9096 | 111.7498
8606 | 1471.7975 | 129.0952 | 1471.7975 | 129.0952
8607 | 1400.1517 | 149.9478 | 1400.1517 | 149.9478
8608 | 1356.9519 | 212.4821 | 1356.9519 | 212.4821
8609 | 1370.4346 | 447.1883 | 1370.4346 | 447.1883
8610 | 1403.713 | 512.9244 | 1403.713 | 512.9244
8611 | 1498.3546 | 521.4185 | 1498.3546 | 521.4185
8612 | 1670.519 | 491.1851 | 1670.519 | 491.1851
8613 | 1794.4647 | 472.3381 | 1794.4647 | 472.3381
8614 | 1882.7445 | 446.4272 | 1882.7445 | 446.4272
8615 | 2054.3351 | 423.0252 | 2054.3351 | 423.0252
8616 | 2064.2864 | 395.4585 | 2064.2864 | 395.4585
8617 | 1952.6237 | 361.6925 | 1952.6237 | 361.6925
8618 | 1919.1957 | 359.4645 | 1919.1957 | 359.4645
8619 | 1935.5807 | 347.4613 | 1935.5807 | 347.4613
8620 | 1936.0351 | 420.2683 | 1936.0351 | 420.2683
8621 | 1931.64 | 459.7194 | 1931.64 | 459.7194
8622 | 1919.5737 | 433.7144 | 1919.5737 | 433.7144
8623 | 1819.1179 | 405.4524 | 1819.1179 | 405.4524
8624 | 1768.4426 | 361.6266 | 1768.4426 | 361.6266
8625 | 1752.7772 | 306.8016 | 1752.7772 | 306.8016
8626 | 1776.1052 | 212.6618 | 1776.1052 | 212.6618
8627 | 1736.2373 | 146.9142 | 1736.2373 | 146.9142
8628 | 1649.2176 | 129.9308 | 1649.2176 | 129.9308
8629 | 1530.8769 | 100.3874 | 1530.8769 | 100.3874
8630 | 1464.2403 | 116.0693 | 1464.2403 | 116.0693
8631 | 1395.2759 | 136.9711 | 1395.2759 | 136.9711
8632 | 1346.9253 | 198.7195 | 1346.9253 | 198.7195
8633 | 1342.3054 | 433.1373 | 1342.3054 | 433.1373
8634 | 1383.2665 | 499.8187 | 1383.2665 | 499.8187
8635 | 1463.4463 | 509.9702 | 1463.4463 | 509.9702
8636 | 1617.2933 | 481.1916 | 1617.2933 | 481.1916
8637 | 1759.6083 | 463.8793 | 1759.6083 | 463.8793
8638 | 1872.6521 | 438.7479 | 1872.6521 | 438.7479
8639 | 2030.7112 | 416.3281 | 2030.7112 | 416.3281
8640 | 2058.6813 | 388.8473 | 2058.6813 | 388.8473
8641 | 1954.5528 | 352.6014 | 1954.5528 | 352.6014
8642 | 1918.8576 | 346.5061 | 1918.8576 | 346.5061
8643 | 1916.7393 | 330.8751 | 1916.7393 | 330.8751
8644 | 1914.3559 | 400.5391 | 1914.3559 | 400.5391
8645 | 1932.845 | 438.2101 | 1932.845 | 438.2101
8646 | 1898.2416 | 412.9233 | 1898.2416 | 412.9233
8647 | 1819.6183 | 386.9264 | 1819.6183 | 386.9264
8648 | 1763.5376 | 344.4326 | 1763.5376 | 344.4326
8649 | 1737.6648 | 290.7003 | 1737.6648 | 290.7003
8650 | 1768.6261 | 197.6532 | 1768.6261 | 197.6532
8651 | 1743.869 | 134.318 | 1743.869 | 134.318
8652 | 1644.8757 | 120.8949 | 1644.8757 | 120.8949
8653 | 1542.6816 | 94.8996 | 1542.6816 | 94.8996
8654 | 1477.9219 | 112.8343 | 1477.9219 | 112.8343
8655 | 1409.4125 | 136.4984 | 1409.4125 | 136.4984
8656 | 1354.3179 | 200.6286 | 1354.3179 | 200.6286
8657 | 1353.1117 | 435.6663 | 1353.1117 | 435.6663
8658 | 1382.1526 | 502.2557 | 1382.1526 | 502.2557
8659 | 1448.8245 | 511.8425 | 1448.8245 | 511.8425
8660 | 1581.2273 | 482.1185 | 1581.2273 | 482.1185
8661 | 1712.6638 | 462.7007 | 1712.6638 | 462.7007
8662 | 1808.9862 | 435.9426 | 1808.9862 | 435.9426
8663 | 1951.2509 | 413.2466 | 1951.2509 | 413.2466
8664 | 1979.2246 | 386.2201 | 1979.2246 | 386.2201
8665 | 1914.3316 | 352.1901 | 1914.3316 | 352.1901
8666 | 1872.0002 | 348.2126 | 1872.0002 | 348.2126
8667 | 1854.7122 | 333.2323 | 1854.7122 | 333.2323
8668 | 1854.1081 | 404.2529 | 1854.1081 | 404.2529
8669 | 1862.8143 | 442.4702 | 1862.8143 | 442.4702
8670 | 1832.5604 | 417.1221 | 1832.5604 | 417.1221
8671 | 1757.2696 | 391.0392 | 1757.2696 | 391.0392
8672 | 1706.6802 | 348.7787 | 1706.6802 | 348.7787
8673 | 1711.5202 | 295.5006 | 1711.5202 | 295.5006
8674 | 1758.985 | 202.1343 | 1758.985 | 202.1343
8675 | 1728.4556 | 138.1729 | 1728.4556 | 138.1729
8676 | 1636.0578 | 124.1483 | 1636.0578 | 124.1483
8677 | 1534.7371 | 97.2752 | 1534.7371 | 97.2752
8678 | 1474.6614 | 114.4119 | 1474.6614 | 114.4119
8679 | 1412.3018 | 136.9158 | 1412.3018 | 136.9158
8680 | 1349.8872 | 200.248 | 1349.8872 | 200.248
8681 | 1344.9937 | 437.9683 | 1344.9937 | 437.9683
8682 | 1369.5055 | 506.3378 | 1369.5055 | 506.3378
8683 | 1438.2054 | 516.5937 | 1438.2054 | 516.5937
8684 | 1556.7823 | 487.7107 | 1556.7823 | 487.7107
8685 | 1671.6083 | 469.453 | 1671.6083 | 469.453
8686 | 1783.0624 | 444.6286 | 1783.0624 | 444.6286
8687 | 1928.5499 | 422.5157 | 1928.5499 | 422.5157
8688 | 1956.4019 | 395.0718 | 1956.4019 | 395.0718
8689 | 1883.369 | 359.7712 | 1883.369 | 359.7712
8690 | 1858.1504 | 355.8735 | 1858.1504 | 355.8735
8691 | 1873.8774 | 340.7765 | 1873.8774 | 340.7765
8692 | 1881.8924 | 412.1286 | 1881.8924 | 412.1286
8693 | 1887.964 | 453.5624 | 1887.964 | 453.5624
8694 | 1851.3616 | 431.3388 | 1851.3616 | 431.3388
8695 | 1778.3481 | 407.3492 | 1778.3481 | 407.3492
8696 | 1744.4948 | 366.5865 | 1744.4948 | 366.5865
8697 | 1739.0868 | 313.9591 | 1739.0868 | 313.9591
8698 | 1746.2582 | 219.7886 | 1746.2582 | 219.7886
8699 | 1719.4046 | 154.6609 | 1719.4046 | 154.6609
8700 | 1634.3629 | 140.2005 | 1634.3629 | 140.2005
8701 | 1525.7058 | 112.9161 | 1525.7058 | 112.9161
8702 | 1460.3929 | 129.7213 | 1460.3929 | 129.7213
8703 | 1399.8316 | 151.6728 | 1399.8316 | 151.6728
8704 | 1344.882 | 215.1093 | 1344.882 | 215.1093
8705 | 1342.7146 | 450.6074 | 1342.7146 | 450.6074
8706 | 1372.9278 | 517.1968 | 1372.9278 | 517.1968
8707 | 1450.021 | 526.7406 | 1450.021 | 526.7406
8708 | 1590.6236 | 497.6919 | 1590.6236 | 497.6919
8709 | 1711.5196 | 479.6982 | 1711.5196 | 479.6982
8710 | 1825.7411 | 454.53 | 1825.7411 | 454.53
8711 | 1990.9297 | 432.7977 | 1990.9297 | 432.7977
8712 | 2021.5838 | 406.4587 | 2021.5838 | 406.4587
8713 | 1931.5228 | 372.797 | 1931.5228 | 372.797
8714 | 1900.7425 | 370.3174 | 1900.7425 | 370.3174
8715 | 1911.324 | 356.6629 | 1911.324 | 356.6629
8716 | 1913.7794 | 428.4754 | 1913.7794 | 428.4754
8717 | 1901.1082 | 468.8166 | 1901.1082 | 468.8166
8718 | 1882.7618 | 445.132 | 1882.7618 | 445.132
8719 | 1823.9542 | 420.6943 | 1823.9542 | 420.6943
8720 | 1777.0484 | 379.1643 | 1777.0484 | 379.1643
8721 | 1774.2144 | 325.9107 | 1774.2144 | 325.9107
8722 | 1777.5758 | 231.9121 | 1777.5758 | 231.9121
8723 | 1740.0192 | 166.6126 | 1740.0192 | 166.6126
8724 | 1650.0153 | 144.5859 | 1650.0153 | 144.5859
8725 | 1569.1611 | 123.555 | 1569.1611 | 123.555
8726 | 1504.4806 | 126.4749 | 1504.4806 | 126.4749
8727 | 1441.1933 | 149.2577 | 1441.1933 | 149.2577
8728 | 1384.0108 | 210.8175 | 1384.0108 | 210.8175
8729 | 1378.4511 | 436.3582 | 1378.4511 | 436.3582
8730 | 1404.6633 | 494.2272 | 1404.6633 | 494.2272
8731 | 1466.599 | 501.8384 | 1466.599 | 501.8384
8732 | 1585.8121 | 463.5087 | 1585.8121 | 463.5087
8733 | 1677.9992 | 450.097 | 1677.9992 | 450.097
8734 | 1766.7168 | 404.4971 | 1766.7168 | 404.4971
8735 | 1930.9703 | 390.3647 | 1930.9703 | 390.3647
8736 | 1935.8424 | 360.3239 | 1935.8424 | 360.3239
8737 | 1836.1994 | 338.4469 | 1836.1994 | 338.4469
8738 | 1806.6286 | 340.1641 | 1806.6286 | 340.1641
8739 | 1787.8251 | 347.9832 | 1787.8251 | 347.9832
8740 | 1796.6119 | 399.2411 | 1796.6119 | 399.2411
8741 | 1823.0219 | 457.6322 | 1823.0219 | 457.6322
8742 | 1784.4888 | 431.5447 | 1784.4888 | 431.5447
8743 | 1750.4723 | 402.8263 | 1750.4723 | 402.8263
8744 | 1712.8516 | 353.7454 | 1712.8516 | 353.7454
8745 | 1720.2505 | 321.6528 | 1720.2505 | 321.6528
8746 | 1758.4605 | 217.1619 | 1758.4605 | 217.1619
8747 | 1717.2545 | 156.2697 | 1717.2545 | 156.2697
8748 | 1645.4248 | 139.2508 | 1645.4248 | 139.2508
8749 | 1554.588 | 117.1934 | 1554.588 | 117.1934
8750 | 1477.6323 | 121.4273 | 1477.6323 | 121.4273
8751 | 1427.4146 | 143.5334 | 1427.4146 | 143.5334
8752 | 1377.084 | 204.3318 | 1377.084 | 204.3318
8753 | 1376.0798 | 430.1095 | 1376.0798 | 430.1095
8754 | 1404.6472 | 488.3111 | 1404.6472 | 488.3111
8755 | 1482.5473 | 496.2889 | 1482.5473 | 496.2889
8756 | 1639.5947 | 459.2056 | 1639.5947 | 459.2056
8757 | 1786.3307 | 447.3956 | 1786.3307 | 447.3956
8758 | 1913.4454 | 402.6811 | 1913.4454 | 402.6811
8759 | 2097.3716 | 389.6654 | 2097.3716 | 389.6654