## Summary Scalars
Parameter | Value
Total Cost ($) | 4237058.4281
Capital Cost (CAPEX) | 74333.5232
Operating Cost (OPEX) | 4162724.9049
Annual Fuel Consumption Genset (L) | 1212368.4211
Annual Fuel Consumption Diesel Furnace (L) | 711692.4775

## Generator Summary
Size | Built | Capacity (kW) | Capital Cost ($) | Operating Cost ($)
100 kW | 8 | 800 | 51085.7693 | 119200
500 kW | 0 | 0 | 0 | 0
1000 kW | 0 | 0 | 0 | 0
2000 kW | 0 | 0 | 0 | 0
Total | 8 | 800 | 51085.7693 | 119200

## Diesel Furnace Summary
Size | Built | Capacity (MW) | Capital Cost ($) | Operating Cost ($)
17.58 kW | 103 | 1810.74 | 23247.754 | 28971.84
Total | 103 | 1810.74 | 23247.754 | 28971.84

## Time Series
Time | Electric Load (kW) | Thermal Load (kW) | Diesel Generation (kW) | Thermal Generation (kW)
0 | 542.6052 | 72.0946 | 542.6052 | 72.0946
1 | 515.1115 | 69.4074 | 515.1115 | 69.4074
2 | 512.6963 | 68.8656 | 512.6963 | 68.8656
3 | 516.2373 | 44.239 | 516.2373 | 44.239
4 | 510.76 | 53.919 | 510.76 | 53.919
5 | 520.8057 | 66.8946 | 520.8057 | 66.8946
6 | 516.2737 | 58.132 | 516.2737 | 58.132
7 | 485.4556 | 55.5931 | 485.4556 | 55.5931
8 | 464.4396 | 56.8672 | 464.4396 | 56.8672
9 | 459.3189 | 46.4422 | 459.3189 | 46.4422
10 | 464.0517 | 29.7056 | 464.0517 | 29.7056
11 | 449.5556 | 24.2666 | 449.5556 | 24.2666
12 | 424.4811 | 19.2904 | 424.4811 | 19.2904
13 | 398.4853 | 15.029 | 398.4853 | 15.029
14 | 380.0971 | 17.4811 | 380.0971 | 17.4811
15 | 365.7971 | 21.546 | 365.7971 | 21.546
16 | 351.1464 | 32.4114 | 351.1464 | 32.4114
17 | 350.2146 | 62.5203 | 350.2146 | 62.5203
18 | 360.142 | 78.8268 | 360.142 | 78.8268
19 | 381.857 | 94.2084 | 381.857 | 94.2084
20 | 424.4456 | 89.0839 | 424.4456 | 89.0839
21 | 463.3661 | 83.6936 | 463.3661 | 83.6936
22 | 494.3736 | 72.6885 | 494.3736 | 72.6885
23 | 538.5496 | 76.1469 | 538.5496 | 76.1469
24 | 546.7883 | 71.3944 | 546.7883 | 71.3944
25 | 519.446 | 69.0042 | 519.446 | 69.0042
26 | 509.1712 | 68.8501 | 509.1712 | 68.8501
27 | 510.1184 | 44.5144 | 510.1184 | 44.5144
28 | 510.0363 | 54.4341 | 510.0363 | 54.4341
29 | 512.2252 | 67.6358 | 512.2252 | 67.6358
30 | 505.9425 | 59.0763 | 505.9425 | 59.0763
31 | 481.3215 | 56.763 | 481.3215 | 56.763
32 | 461.6275 | 58.1869 | 461.6275 | 58.1869
33 | 455.3662 | 47.836 | 455.3662 | 47.836
34 | 460.0721 | 31.0487 | 460.0721 | 31.0487
35 | 449.4358 | 25.5312 | 449.4358 | 25.5312
36 | 420.3022 | 20.4233 | 420.3022 | 20.4233
37 | 393.9118 | 16.0275 | 393.9118 | 16.0275
38 | 380.7472 | 18.3496 | 380.7472 | 18.3496
39 | 367.2444 | 22.3022 | 367.2444 | 22.3022
40 | 353.3428 | 33.1552 | 353.3428 | 33.1552
41 | 351.8374 | 63.2808 | 351.8374 | 63.2808
42 | 358.4739 | 79.5654 | 358.4739 | 79.5654
43 | 376.2996 | 94.9147 | 376.2996 | 94.9147
44 | 415.844 | 89.7373 | 415.844 | 89.7373
45 | 456.1607 | 84.3229 | 456.1607 | 84.3229
46 | 484.7608 | 73.2917 | 484.7608 | 73.2917
47 | 526.0863 | 76.5756 | 526.0863 | 76.5756
48 | 529.478 | 71.8363 | 529.478 | 71.8363
49 | 509.2421 | 69.4316 | 509.2421 | 69.4316
50 | 501.8708 | 69.2401 | 501.8708 | 69.2401
51 | 505.2099 | 44.922 | 505.2099 | 44.922
52 | 503.1473 | 54.9131 | 503.1473 | 54.9131
53 | 510.2529 | 68.221 | 510.2529 | 68.221
54 | 502.4089 | 59.7814 | 502.4089 | 59.7814
55 | 476.3482 | 57.5852 | 476.3482 | 57.5852
56 | 455.2056 | 59.163 | 455.2056 | 59.163
57 | 448.293 | 48.9438 | 448.293 | 48.9438
58 | 456.8983 | 32.2455 | 456.8983 | 32.2455
59 | 445.3023 | 26.8179 | 445.3023 | 26.8179
60 | 418.0909 | 21.8797 | 418.0909 | 21.8797
61 | 395.7272 | 17.6671 | 395.7272 | 17.6671
62 | 379.9324 | 20.1479 | 379.9324 | 20.1479
63 | 365.4037 | 24.2274 | 365.4037 | 24.2274
64 | 353.2237 | 35.128 | 353.2237 | 35.128
65 | 349.3911 | 65.2611 | 349.3911 | 65.2611
66 | 355.893 | 81.5522 | 355.893 | 81.5522
67 | 370.9069 | 96.9377 | 370.9069 | 96.9377
68 | 404.2666 | 91.7692 | 404.2666 | 91.7692
69 | 435.6378 | 86.2939 | 435.6378 | 86.2939
70 | 466.6058 | 75.1997 | 466.6058 | 75.1997
71 | 501.9815 | 78.5678 | 501.9815 | 78.5678
72 | 513.8487 | 73.6976 | 513.8487 | 73.6976
73 | 495.2142 | 71.0523 | 495.2142 | 71.0523
74 | 487.5477 | 70.607 | 487.5477 | 70.607
75 | 490.1704 | 46.062 | 490.1704 | 46.062
76 | 486.6039 | 55.8794 | 486.6039 | 55.8794
77 | 488.1011 | 69.0643 | 488.1011 | 69.0643
78 | 473.7015 | 60.5106 | 473.7015 | 60.5106
79 | 459.63 | 58.2233 | 459.63 | 58.2233
80 | 447.3779 | 59.7345 | 447.3779 | 59.7345
81 | 445.8273 | 49.4858 | 445.8273 | 49.4858
82 | 448.8352 | 32.8064 | 448.8352 | 32.8064
83 | 442.9412 | 27.4145 | 442.9412 | 27.4145
84 | 416.5211 | 22.4869 | 416.5211 | 22.4869
85 | 390.4512 | 18.214 | 390.4512 | 18.214
86 | 377.373 | 20.6172 | 377.373 | 20.6172
87 | 366.4219 | 24.5724 | 366.4219 | 24.5724
88 | 351.0623 | 35.2822 | 351.0623 | 35.2822
89 | 347.848 | 65.213 | 347.848 | 65.213
90 | 353.5841 | 81.3535 | 353.5841 | 81.3535
91 | 371.9281 | 96.5843 | 371.9281 | 96.5843
92 | 400.8816 | 91.347 | 400.8816 | 91.347
93 | 437.2195 | 85.9361 | 437.2195 | 85.9361
94 | 463.7654 | 74.982 | 463.7654 | 74.982
95 | 497.3425 | 78.4678 | 497.3425 | 78.4678
96 | 510.9474 | 73.7307 | 510.9474 | 73.7307
97 | 486.5847 | 71.3004 | 486.5847 | 71.3004
98 | 480.834 | 71.0402 | 480.834 | 71.0402
99 | 479.9659 | 46.6018 | 479.9659 | 46.6018
100 | 487.3807 | 56.4408 | 487.3807 | 56.4408
101 | 497.5145 | 69.5887 | 497.5145 | 69.5887
102 | 484.8817 | 61.0667 | 484.8817 | 61.0667
103 | 470.4659 | 58.8164 | 470.4659 | 58.8164
104 | 457.5691 | 60.3527 | 457.5691 | 60.3527
105 | 449.5914 | 50.063 | 449.5914 | 50.063
106 | 450.6398 | 33.3325 | 450.6398 | 33.3325
107 | 437.2964 | 27.8261 | 437.2964 | 27.8261
108 | 414.2453 | 22.7782 | 414.2453 | 22.7782
109 | 392.931 | 18.4052 | 392.931 | 18.4052
110 | 377.3918 | 20.6921 | 377.3918 | 20.6921
111 | 363.7961 | 24.6165 | 363.7961 | 24.6165
112 | 351.1165 | 35.3417 | 351.1165 | 35.3417
113 | 347.6008 | 65.2778 | 347.6008 | 65.2778
114 | 356.8228 | 81.4046 | 356.8228 | 81.4046
115 | 375.6441 | 96.6429 | 375.6441 | 96.6429
116 | 411.5169 | 91.4096 | 411.5169 | 91.4096
117 | 441.8553 | 85.9224 | 441.8553 | 85.9224
118 | 471.4003 | 74.7502 | 471.4003 | 74.7502
119 | 509.8373 | 78.0223 | 509.8373 | 78.0223
120 | 514.1385 | 73.0631 | 514.1385 | 73.0631
121 | 488.2587 | 70.4006 | 488.2587 | 70.4006
122 | 484.9574 | 69.9491 | 484.9574 | 69.9491
123 | 489.591 | 45.4746 | 489.591 | 45.4746
124 | 488.9198 | 55.337 | 488.9198 | 55.337
125 | 491.0605 | 68.5633 | 491.0605 | 68.5633
126 | 482.5857 | 60.2352 | 482.5857 | 60.2352
127 | 462.7873 | 58.203 | 462.7873 | 58.203
128 | 449.2857 | 59.9293 | 449.2857 | 59.9293
129 | 444.9264 | 49.792 | 444.9264 | 49.792
130 | 448.3778 | 33.1268 | 448.3778 | 33.1268
131 | 438.8758 | 27.6639 | 438.8758 | 27.6639
132 | 414.7447 | 22.6076 | 414.7447 | 22.6076
133 | 391.3506 | 18.1964 | 391.3506 | 18.1964
134 | 376.0165 | 20.4581 | 376.0165 | 20.4581
135 | 362.3483 | 24.2578 | 362.3483 | 24.2578
136 | 347.6981 | 34.8209 | 347.6981 | 34.8209
137 | 348.3653 | 64.6512 | 348.3653 | 64.6512
138 | 358.7545 | 80.7366 | 358.7545 | 80.7366
139 | 380.722 | 95.9877 | 380.722 | 95.9877
140 | 425.014 | 90.7909 | 425.014 | 90.7909
141 | 460.2473 | 85.454 | 460.2473 | 85.454
142 | 489.9658 | 74.5722 | 489.9658 | 74.5722
143 | 528.4151 | 78.1474 | 528.4151 | 78.1474
144 | 534.2808 | 73.5082 | 534.2808 | 73.5082
145 | 504.3026 | 71.1334 | 504.3026 | 71.1334
146 | 495.9881 | 70.9459 | 495.9881 | 70.9459
147 | 504.684 | 46.6128 | 504.684 | 46.6128
148 | 500.7963 | 56.5779 | 500.7963 | 56.5779
149 | 501.105 | 69.8258 | 501.105 | 69.8258
150 | 491.2002 | 61.3109 | 491.2002 | 61.3109
151 | 471.0574 | 59.1006 | 471.0574 | 59.1006
152 | 451.5271 | 60.6352 | 451.5271 | 60.6352
153 | 448.4678 | 50.3459 | 448.4678 | 50.3459
154 | 452.3298 | 33.5824 | 452.3298 | 33.5824
155 | 439.887 | 28.0403 | 439.887 | 28.0403
156 | 415.3495 | 22.9377 | 415.3495 | 22.9377
157 | 389.5047 | 18.5053 | 389.5047 | 18.5053
158 | 372.8089 | 20.7401 | 372.8089 | 20.7401
159 | 356.377 | 24.5662 | 356.377 | 24.5662
160 | 342.4308 | 35.1941 | 342.4308 | 35.1941
161 | 342.3206 | 65.0734 | 342.3206 | 65.0734
162 | 354.6758 | 81.1931 | 354.6758 | 81.1931
163 | 374.4212 | 96.4861 | 374.4212 | 96.4861
164 | 416.3067 | 91.3325 | 416.3067 | 91.3325
165 | 453.8162 | 85.9709 | 453.8162 | 85.9709
166 | 479.2227 | 75.0111 | 479.2227 | 75.0111
167 | 515.1963 | 78.5251 | 515.1963 | 78.5251
168 | 519.1146 | 73.8311 | 519.1146 | 73.8311
169 | 493.614 | 71.4119 | 493.614 | 71.4119
170 | 487.0226 | 71.1631 | 487.0226 | 71.1631
171 | 493.5855 | 46.7115 | 493.5855 | 46.7115
172 | 490.229 | 56.5682 | 490.229 | 56.5682
173 | 491.419 | 69.7659 | 491.419 | 69.7659
174 | 482.3702 | 61.2205 | 482.3702 | 61.2205
175 | 460.4184 | 58.8878 | 460.4184 | 58.8878
176 | 442.8336 | 60.2884 | 442.8336 | 60.2884
177 | 438.5153 | 49.885 | 438.5153 | 49.885
178 | 446.8455 | 33.0351 | 446.8455 | 33.0351
179 | 434.7807 | 27.4551 | 434.7807 | 27.4551
180 | 410.1812 | 22.3758 | 410.1812 | 22.3758
181 | 386.8973 | 18.0448 | 386.8973 | 18.0448
182 | 369.2751 | 20.448 | 369.2751 | 20.448
183 | 354.8282 | 24.4248 | 354.8282 | 24.4248
184 | 342.1995 | 35.1447 | 342.1995 | 35.1447
185 | 343.8468 | 65.0632 | 343.8468 | 65.0632
186 | 353.3934 | 81.2103 | 353.3934 | 81.2103
187 | 377.2166 | 96.4667 | 377.2166 | 96.4667
188 | 420.5767 | 91.277 | 420.5767 | 91.277
189 | 457.1244 | 85.8841 | 457.1244 | 85.8841
190 | 489.3797 | 74.8454 | 489.3797 | 74.8454
191 | 526.445 | 78.2065 | 526.445 | 78.2065
192 | 530.6019 | 73.3478 | 530.6019 | 73.3478
193 | 509.336 | 70.7835 | 509.336 | 70.7835
194 | 493.2418 | 70.5079 | 493.2418 | 70.5079
195 | 499.8126 | 46.2281 | 499.8126 | 46.2281
196 | 502.8252 | 56.3359 | 502.8252 | 56.3359
197 | 508.4005 | 69.709 | 508.4005 | 69.709
198 | 498.6638 | 61.2232 | 498.6638 | 61.2232
199 | 474.2425 | 58.8494 | 474.2425 | 58.8494
200 | 462.6838 | 60.224 | 462.6838 | 60.224
201 | 454.3116 | 49.8352 | 454.3116 | 49.8352
202 | 457.1479 | 33.0096 | 457.1479 | 33.0096
203 | 438.0828 | 27.4714 | 438.0828 | 27.4714
204 | 414.488 | 22.4023 | 414.488 | 22.4023
205 | 389.5243 | 18.0646 | 389.5243 | 18.0646
206 | 374.9929 | 20.4163 | 374.9929 | 20.4163
207 | 362.313 | 24.3278 | 362.313 | 24.3278
208 | 351.6861 | 34.9716 | 351.6861 | 34.9716
209 | 349.2485 | 64.8191 | 349.2485 | 64.8191
210 | 356.6946 | 80.8759 | 356.6946 | 80.8759
211 | 378.1021 | 96.0926 | 378.1021 | 96.0926
212 | 413.2483 | 90.8808 | 413.2483 | 90.8808
213 | 446.4022 | 85.5003 | 446.4022 | 85.5003
214 | 474.9529 | 74.5449 | 474.9529 | 74.5449
215 | 519.3814 | 78.0531 | 519.3814 | 78.0531
216 | 527.5455 | 73.3337 | 527.5455 | 73.3337
217 | 506.8396 | 70.8491 | 506.8396 | 70.8491
218 | 504.2947 | 70.5969 | 504.2947 | 70.5969
219 | 502.2081 | 46.1796 | 502.2081 | 46.1796
220 | 504.4103 | 56.0068 | 504.4103 | 56.0068
221 | 504.9998 | 69.1406 | 504.9998 | 69.1406
222 | 498.6591 | 60.571 | 498.6591 | 60.571
223 | 477.7595 | 58.2585 | 477.7595 | 58.2585
224 | 458.9245 | 59.7424 | 458.9245 | 59.7424
225 | 453.9984 | 49.4734 | 453.9984 | 49.4734
226 | 458.1076 | 32.7394 | 458.1076 | 32.7394
227 | 441.6512 | 27.2533 | 441.6512 | 27.2533
228 | 418.0266 | 22.2573 | 418.0266 | 22.2573
229 | 393.6331 | 17.9813 | 393.6331 | 17.9813
230 | 376.483 | 20.4216 | 376.483 | 20.4216
231 | 364.3456 | 24.4279 | 364.3456 | 24.4279
232 | 349.6115 | 35.1562 | 349.6115 | 35.1562
233 | 349.6463 | 65.0756 | 349.6463 | 65.0756
234 | 355.4703 | 81.2279 | 355.4703 | 81.2279
235 | 369.5286 | 96.5429 | 369.5286 | 96.5429
236 | 401.3532 | 91.3924 | 401.3532 | 91.3924
237 | 431.4477 | 85.9885 | 431.4477 | 85.9885
238 | 459.0452 | 74.9203 | 459.0452 | 74.9203
239 | 501.0506 | 78.2964 | 501.0506 | 78.2964
240 | 505.3403 | 73.4548 | 505.3403 | 73.4548
241 | 488.3475 | 70.8681 | 488.3475 | 70.8681
242 | 483.4001 | 70.4567 | 483.4001 | 70.4567
243 | 480.8532 | 45.8518 | 480.8532 | 45.8518
244 | 487.2496 | 55.6737 | 487.2496 | 55.6737
245 | 491.808 | 68.8163 | 491.808 | 68.8163
246 | 481.586 | 60.2991 | 481.586 | 60.2991
247 | 463.7343 | 58.1127 | 463.7343 | 58.1127
248 | 448.4334 | 59.656 | 448.4334 | 59.656
249 | 443.2637 | 49.4813 | 443.2637 | 49.4813
250 | 448.425 | 32.9007 | 448.425 | 32.9007
251 | 432.5448 | 27.5939 | 432.5448 | 27.5939
252 | 411.7161 | 22.7068 | 411.7161 | 22.7068
253 | 390.0468 | 18.4383 | 390.0468 | 18.4383
254 | 374.8872 | 20.8023 | 374.8872 | 20.8023
255 | 363.9402 | 24.7187 | 363.9402 | 24.7187
256 | 348.734 | 35.4298 | 348.734 | 35.4298
257 | 349.4253 | 65.4201 | 349.4253 | 65.4201
258 | 352.7603 | 81.6263 | 352.7603 | 81.6263
259 | 368.1355 | 96.9148 | 368.1355 | 96.9148
260 | 394.3403 | 91.7154 | 394.3403 | 91.7154
261 | 423.5708 | 86.3282 | 423.5708 | 86.3282
262 | 453.1437 | 75.3297 | 453.1437 | 75.3297
263 | 487.8211 | 78.7855 | 487.8211 | 78.7855
264 | 498.2922 | 73.9929 | 498.2922 | 73.9929
265 | 482.3417 | 71.4299 | 482.3417 | 71.4299
266 | 479.5507 | 71.0159 | 479.5507 | 71.0159
267 | 477.3151 | 46.4427 | 477.3151 | 46.4427
268 | 478.0514 | 56.2381 | 478.0514 | 56.2381
269 | 481.5376 | 69.3984 | 481.5376 | 69.3984
270 | 469.1691 | 60.8103 | 469.1691 | 60.8103
271 | 453.9625 | 58.5194 | 453.9625 | 58.5194
272 | 442.8427 | 60.05 | 442.8427 | 60.05
273 | 444.382 | 49.8462 | 444.382 | 49.8462
274 | 450.2705 | 33.1942 | 450.2705 | 33.1942
275 | 437.9145 | 27.7904 | 437.9145 | 27.7904
276 | 413.4734 | 22.8332 | 413.4734 | 22.8332
277 | 388.7084 | 18.5634 | 388.7084 | 18.5634
278 | 375.247 | 20.9437 | 375.247 | 20.9437
279 | 364.0887 | 24.8029 | 364.0887 | 24.8029
280 | 352.7992 | 35.403 | 352.7992 | 35.403
281 | 348.2983 | 65.2558 | 348.2983 | 65.2558
282 | 354.2444 | 81.3156 | 354.2444 | 81.3156
283 | 369.0931 | 96.427 | 369.0931 | 96.427
284 | 401.8894 | 91.0672 | 401.8894 | 91.0672
285 | 432.9337 | 85.5977 | 432.9337 | 85.5977
286 | 459.0576 | 74.6004 | 459.0576 | 74.6004
287 | 496.9402 | 78.158 | 496.9402 | 78.158
288 | 506.9414 | 73.5928 | 506.9414 | 73.5928
289 | 486.985 | 71.3286 | 486.985 | 71.3286
290 | 480.253 | 71.1732 | 480.253 | 71.1732
291 | 481.5343 | 46.7494 | 481.5343 | 46.7494
292 | 482.5776 | 56.6338 | 482.5776 | 56.6338
293 | 491.1397 | 69.9276 | 491.1397 | 69.9276
294 | 484.5392 | 61.5545 | 484.5392 | 61.5545
295 | 464.8714 | 59.4095 | 464.8714 | 59.4095
296 | 453.4703 | 60.9493 | 453.4703 | 60.9493
297 | 449.9799 | 50.59 | 449.9799 | 50.59
298 | 447.3282 | 33.6749 | 447.3282 | 33.6749
299 | 434.2864 | 27.953 | 434.2864 | 27.953
300 | 409.4939 | 22.7107 | 409.4939 | 22.7107
301 | 384.9487 | 18.2202 | 384.9487 | 18.2202
302 | 371.2645 | 20.4652 | 371.2645 | 20.4652
303 | 358.7005 | 24.3424 | 358.7005 | 24.3424
304 | 343.5324 | 35.0099 | 343.5324 | 35.0099
305 | 343.1633 | 64.9213 | 343.1633 | 64.9213
306 | 353.2325 | 81.0874 | 353.2325 | 81.0874
307 | 372.3902 | 96.4041 | 372.3902 | 96.4041
308 | 414.3005 | 91.2637 | 414.3005 | 91.2637
309 | 451.9359 | 85.9237 | 451.9359 | 85.9237
310 | 475.7843 | 74.9807 | 475.7843 | 74.9807
311 | 518.1101 | 78.5021 | 518.1101 | 78.5021
312 | 515.131 | 73.8157 | 515.131 | 73.8157
313 | 490.8736 | 71.3819 | 490.8736 | 71.3819
314 | 484.9185 | 71.0851 | 484.9185 | 71.0851
315 | 487.787 | 46.6322 | 487.787 | 46.6322
316 | 485.6716 | 56.5378 | 485.6716 | 56.5378
317 | 491.2827 | 69.7606 | 491.2827 | 69.7606
318 | 482.6481 | 61.2373 | 482.6481 | 61.2373
319 | 459.5272 | 58.9468 | 459.5272 | 58.9468
320 | 443.892 | 60.4078 | 443.892 | 60.4078
321 | 439.8322 | 50.0339 | 439.8322 | 50.0339
322 | 447.0704 | 33.181 | 447.0704 | 33.181
323 | 432.6278 | 27.5965 | 432.6278 | 27.5965
324 | 401.8976 | 22.5054 | 401.8976 | 22.5054
325 | 376.1384 | 18.1514 | 376.1384 | 18.1514
326 | 364.2247 | 20.5163 | 364.2247 | 20.5163
327 | 350.4894 | 24.4429 | 350.4894 | 24.4429
328 | 336.168 | 35.1355 | 336.168 | 35.1355
329 | 335.8797 | 65.0672 | 335.8797 | 65.0672
330 | 347.9475 | 81.2315 | 347.9475 | 81.2315
331 | 365.7029 | 96.5456 | 365.7029 | 96.5456
332 | 406.9533 | 91.3924 | 406.9533 | 91.3924
333 | 445.3531 | 86.0238 | 445.3531 | 86.0238
334 | 475.1534 | 75.0199 | 475.1534 | 75.0199
335 | 508.4618 | 78.4356 | 508.4618 | 78.4356
336 | 515.7131 | 73.5716 | 515.7131 | 73.5716
337 | 489.5454 | 70.9831 | 489.5454 | 70.9831
338 | 484.986 | 70.5819 | 484.986 | 70.5819
339 | 485.3153 | 45.9937 | 485.3153 | 45.9937
340 | 484.2212 | 55.8129 | 484.2212 | 55.8129
341 | 488.1922 | 69.0265 | 488.1922 | 69.0265
342 | 480.5193 | 60.4802 | 480.5193 | 60.4802
343 | 458.5781 | 58.1845 | 458.5781 | 58.1845
344 | 443.4001 | 59.6706 | 443.4001 | 59.6706
345 | 441.2116 | 49.4091 | 441.2116 | 49.4091
346 | 448.2495 | 32.6892 | 448.2495 | 32.6892
347 | 429.1987 | 27.2396 | 429.1987 | 27.2396
348 | 401.1749 | 22.2428 | 401.1749 | 22.2428
349 | 378.4774 | 17.9509 | 378.4774 | 17.9509
350 | 363.0746 | 20.3779 | 363.0746 | 20.3779
351 | 351.1554 | 24.397 | 351.1554 | 24.397
352 | 339.371 | 35.2077 | 339.371 | 35.2077
353 | 339.2148 | 65.2558 | 339.2148 | 65.2558
354 | 350.1913 | 81.5254 | 350.1913 | 81.5254
355 | 370.0181 | 96.8655 | 370.0181 | 96.8655
356 | 409.0499 | 91.6965 | 409.0499 | 91.6965
357 | 445.7704 | 86.2723 | 445.7704 | 86.2723
358 | 478.5211 | 75.2173 | 478.5211 | 75.2173
359 | 512.9172 | 78.574 | 512.9172 | 78.574
360 | 514.0678 | 73.6769 | 514.0678 | 73.6769
361 | 494.1705 | 71.0232 | 494.1705 | 71.0232
362 | 484.6639 | 70.6312 | 484.6639 | 70.6312
363 | 485.4853 | 46.1999 | 485.4853 | 46.1999
364 | 485.4703 | 56.1073 | 485.4703 | 56.1073
365 | 492.9223 | 69.3437 | 492.9223 | 69.3437
366 | 482.7816 | 60.8442 | 482.7816 | 60.8442
367 | 461.5368 | 58.5793 | 461.5368 | 58.5793
368 | 446.0348 | 60.0733 | 446.0348 | 60.0733
369 | 440.7289 | 49.7488 | 440.7289 | 49.7488
370 | 449.3889 | 32.9161 | 449.3889 | 32.9161
371 | 434.4117 | 27.3172 | 434.4117 | 27.3172
372 | 407.8997 | 22.1701 | 407.8997 | 22.1701
373 | 382.6841 | 17.687 | 382.6841 | 17.687
374 | 364.9414 | 19.8972 | 364.9414 | 19.8972
375 | 354.2238 | 23.7753 | 354.2238 | 23.7753
376 | 340.6368 | 34.4891 | 340.6368 | 34.4891
377 | 338.5622 | 64.4155 | 338.5622 | 64.4155
378 | 346.672 | 80.5714 | 346.672 | 80.5714
379 | 363.6361 | 95.889 | 363.6361 | 95.889
380 | 400.8641 | 90.7707 | 400.8641 | 90.7707
381 | 436.5934 | 85.4408 | 436.5934 | 85.4408
382 | 465.9408 | 74.4647 | 465.9408 | 74.4647
383 | 503.5956 | 77.8852 | 503.5956 | 77.8852
384 | 508.582 | 73.0402 | 508.582 | 73.0402
385 | 484.117 | 70.4067 | 484.117 | 70.4067
386 | 478.0475 | 69.9187 | 478.0475 | 69.9187
387 | 479.1111 | 45.3248 | 479.1111 | 45.3248
388 | 482.4456 | 55.1092 | 482.4456 | 55.1092
389 | 478.6899 | 68.2531 | 478.6899 | 68.2531
390 | 474.0699 | 59.6835 | 474.0699 | 59.6835
391 | 456.9355 | 57.4023 | 456.9355 | 57.4023
392 | 433.4974 | 58.9365 | 433.4974 | 58.9365
393 | 429.2939 | 48.6754 | 429.2939 | 48.6754
394 | 439.0186 | 32.0106 | 439.0186 | 32.0106
395 | 429.0342 | 26.6284 | 429.0342 | 26.6284
396 | 405.9575 | 21.6986 | 405.9575 | 21.6986
397 | 381.2099 | 17.4865 | 381.2099 | 17.4865
398 | 367.8149 | 19.9955 | 367.8149 | 19.9955
399 | 356.3576 | 24.0873 | 356.3576 | 24.0873
400 | 342.6731 | 34.9191 | 342.6731 | 34.9191
401 | 340.3789 | 64.8967 | 340.3789 | 64.8967
402 | 345.9028 | 81.0592 | 345.9028 | 81.0592
403 | 356.7198 | 96.3614 | 356.7198 | 96.3614
404 | 390.1637 | 91.2232 | 390.1637 | 91.2232
405 | 421.3421 | 85.8867 | 421.3421 | 85.8867
406 | 450.3592 | 74.9194 | 450.3592 | 74.9194
407 | 491.3993 | 78.4074 | 491.3993 | 78.4074
408 | 500.8196 | 73.7007 | 500.8196 | 73.7007
409 | 481.3587 | 71.2783 | 481.3587 | 71.2783
410 | 475.9473 | 70.9943 | 475.9473 | 70.9943
411 | 473.735 | 46.6 | 473.735 | 46.6
412 | 477.3874 | 56.6017 | 477.3874 | 56.6017
413 | 480.2029 | 69.9245 | 480.2029 | 69.9245
414 | 467.3804 | 61.5431 | 467.3804 | 61.5431
415 | 448.7798 | 59.4016 | 448.7798 | 59.4016
416 | 434.4702 | 61.0102 | 434.4702 | 61.0102
417 | 432.9153 | 50.7059 | 432.9153 | 50.7059
418 | 442.8912 | 33.8406 | 442.8912 | 33.8406
419 | 427.0194 | 28.2165 | 427.0194 | 28.2165
420 | 401.4125 | 23.0315 | 401.4125 | 23.0315
421 | 380.8645 | 18.5273 | 380.8645 | 18.5273
422 | 366.8376 | 20.7146 | 366.8376 | 20.7146
423 | 355.8476 | 24.5698 | 355.8476 | 24.5698
424 | 341.8052 | 35.2571 | 341.8052 | 35.2571
425 | 340.7348 | 65.1791 | 340.7348 | 65.1791
426 | 343.5415 | 81.3548 | 343.5415 | 81.3548
427 | 357.2953 | 96.6663 | 357.2953 | 96.6663
428 | 385.6171 | 91.4942 | 385.6171 | 91.4942
429 | 413.6155 | 86.0987 | 413.6155 | 86.0987
430 | 442.5037 | 75.0446 | 442.5037 | 75.0446
431 | 480.9369 | 78.4237 | 480.9369 | 78.4237
432 | 489.4225 | 73.6091 | 489.4225 | 73.6091
433 | 472.9791 | 71.0206 | 472.9791 | 71.0206
434 | 466.4789 | 70.6819 | 466.4789 | 70.6819
435 | 469.2394 | 46.3361 | 469.2394 | 46.3361
436 | 472.3658 | 56.4051 | 472.3658 | 56.4051
437 | 474.197 | 69.7897 | 474.197 | 69.7897
438 | 468.8861 | 61.3426 | 468.8861 | 61.3426
439 | 453.3209 | 59.0636 | 453.3209 | 59.0636
440 | 440.8295 | 60.5127 | 440.8295 | 60.5127
441 | 441.191 | 50.2234 | 441.191 | 50.2234
442 | 444.9709 | 33.4938 | 444.9709 | 33.4938
443 | 425.9146 | 28.005 | 425.9146 | 28.005
444 | 399.7502 | 22.9575 | 399.7502 | 22.9575
445 | 377.3158 | 18.6057 | 377.3158 | 18.6057
446 | 363.1415 | 20.9063 | 363.1415 | 20.9063
447 | 352.9789 | 24.6654 | 352.9789 | 24.6654
448 | 342.7368 | 35.1963 | 342.7368 | 35.1963
449 | 336.9365 | 65.072 | 336.9365 | 65.072
450 | 342.5437 | 81.3293 | 342.5437 | 81.3293
451 | 358.7948 | 96.8117 | 358.7948 | 96.8117
452 | 391.7048 | 91.8282 | 391.7048 | 91.8282
453 | 425.6471 | 86.6098 | 425.6471 | 86.6098
454 | 453.8528 | 75.7073 | 453.8528 | 75.7073
455 | 493.169 | 79.216 | 493.169 | 79.216
456 | 496.4099 | 74.5556 | 496.4099 | 74.5556
457 | 480.3471 | 72.1764 | 480.3471 | 72.1764
458 | 471.332 | 71.9682 | 471.332 | 71.9682
459 | 475.9397 | 47.5875 | 475.9397 | 47.5875
460 | 475.0396 | 57.4349 | 475.0396 | 57.4349
461 | 480.7889 | 70.4687 | 480.7889 | 70.4687
462 | 475.5058 | 61.7383 | 475.5058 | 61.7383
463 | 460.1071 | 59.3073 | 460.1071 | 59.3073
464 | 442.5875 | 60.7246 | 442.5875 | 60.7246
465 | 442.5516 | 50.2961 | 442.5516 | 50.2961
466 | 445.5105 | 33.3621 | 445.5105 | 33.3621
467 | 427.9932 | 27.6988 | 427.9932 | 27.6988
468 | 408.1581 | 22.4979 | 408.1581 | 22.4979
469 | 384.3452 | 18.0157 | 384.3452 | 18.0157
470 | 370.5936 | 20.2479 | 370.5936 | 20.2479
471 | 360.5897 | 24.0833 | 360.5897 | 24.0833
472 | 351.9227 | 34.7239 | 351.9227 | 34.7239
473 | 347.7257 | 64.738 | 347.7257 | 64.738
474 | 356.0137 | 81.0345 | 356.0137 | 81.0345
475 | 377.3995 | 96.5169 | 377.3995 | 96.5169
476 | 422.1586 | 91.6383 | 422.1586 | 91.6383
477 | 462.3284 | 86.6059 | 462.3284 | 86.6059
478 | 490.3336 | 75.8333 | 490.3336 | 75.8333
479 | 531.2639 | 79.4059 | 531.2639 | 79.4059
480 | 535.5441 | 74.7063 | 535.5441 | 74.7063
481 | 506.7558 | 72.2768 | 506.7558 | 72.2768
482 | 505.6707 | 72.0263 | 505.6707 | 72.0263
483 | 511.9517 | 47.6285 | 511.9517 | 47.6285
484 | 505.6696 | 57.5543 | 505.6696 | 57.5543
485 | 508.1292 | 70.7701 | 508.1292 | 70.7701
486 | 502.9027 | 62.2411 | 502.9027 | 62.2411
487 | 475.8835 | 59.9198 | 475.8835 | 59.9198
488 | 457.307 | 61.3732 | 457.307 | 61.3732
489 | 454.5171 | 51.0782 | 454.5171 | 51.0782
490 | 457.8441 | 34.3998 | 457.8441 | 34.3998
491 | 436.9419 | 28.9921 | 436.9419 | 28.9921
492 | 407.715 | 24.0164 | 407.715 | 24.0164
493 | 384.3207 | 19.7258 | 384.3207 | 19.7258
494 | 371.1772 | 22.0995 | 371.1772 | 22.0995
495 | 362.6006 | 25.9653 | 362.6006 | 25.9653
496 | 351.8379 | 36.5751 | 351.8379 | 36.5751
497 | 348.3548 | 66.4253 | 348.3548 | 66.4253
498 | 355.5066 | 82.5173 | 355.5066 | 82.5173
499 | 374.6708 | 97.7626 | 374.6708 | 97.7626
500 | 416.8193 | 92.5689 | 416.8193 | 92.5689
501 | 455.0782 | 87.2056 | 455.0782 | 87.2056
502 | 487.5236 | 76.2586 | 487.5236 | 76.2586
503 | 521.8997 | 79.7509 | 521.8997 | 79.7509
504 | 530.1123 | 75.0363 | 530.1123 | 75.0363
505 | 503.3519 | 72.6166 | 503.3519 | 72.6166
506 | 498.0582 | 72.3537 | 498.0582 | 72.3537
507 | 499.5306 | 47.9122 | 499.5306 | 47.9122
508 | 497.8498 | 57.7914 | 497.8498 | 57.7914
509 | 496.3095 | 71.0054 | 496.3095 | 71.0054
510 | 491.8475 | 62.4764 | 491.8475 | 62.4764
511 | 470.102 | 60.1881 | 470.102 | 60.1881
512 | 455.3744 | 61.6579 | 455.3744 | 61.6579
513 | 455.1925 | 51.3664 | 455.1925 | 51.3664
514 | 455.1609 | 34.6042 | 455.1609 | 34.6042
515 | 436.0174 | 29.0806 | 436.0174 | 29.0806
516 | 406.9058 | 23.9564 | 406.9058 | 23.9564
517 | 384.063 | 19.5029 | 384.063 | 19.5029
518 | 371.8024 | 21.7109 | 371.8024 | 21.7109
519 | 361.5324 | 25.4978 | 361.5324 | 25.4978
520 | 353.6869 | 36.1468 | 353.6869 | 36.1468
521 | 351.1628 | 66.0494 | 351.1628 | 66.0494
522 | 358.6848 | 82.2009 | 358.6848 | 82.2009
523 | 379.6216 | 97.5 | 379.6216 | 97.5
524 | 420.6488 | 92.3235 | 420.6488 | 92.3235
525 | 457.8232 | 86.8531 | 457.8232 | 86.8531
526 | 489.3912 | 75.7443 | 489.3912 | 75.7443
527 | 524.9685 | 79.0477 | 524.9685 | 79.0477
528 | 521.2578 | 74.0797 | 521.2578 | 74.0797
529 | 496.3286 | 71.4515 | 496.3286 | 71.4515
530 | 487.3931 | 71.0613 | 487.3931 | 71.0613
531 | 497.1752 | 46.6013 | 497.1752 | 46.6013
532 | 496.7862 | 56.5453 | 496.7862 | 56.5453
533 | 497.049 | 69.8165 | 497.049 | 69.8165
534 | 482.4433 | 61.3223 | 482.4433 | 61.3223
535 | 464.1223 | 59.057 | 464.1223 | 59.057
536 | 450.8974 | 60.5677 | 450.8974 | 60.5677
537 | 450.4728 | 50.2617 | 450.4728 | 50.2617
538 | 451.6911 | 33.5211 | 451.6911 | 33.5211
539 | 433.3774 | 28.0151 | 433.3774 | 28.0151
540 | 406.1197 | 22.913 | 406.1197 | 22.913
541 | 382.3555 | 18.4436 | 382.3555 | 18.4436
542 | 368.3854 | 20.6481 | 368.3854 | 20.6481
543 | 360.3011 | 24.5372 | 360.3011 | 24.5372
544 | 350.4854 | 35.3016 | 350.4854 | 35.3016
545 | 344.3719 | 65.2968 | 344.3719 | 65.2968
546 | 350.6066 | 81.5055 | 350.6066 | 81.5055
547 | 368.7924 | 96.8417 | 368.7924 | 96.8417
548 | 407.152 | 91.6837 | 407.152 | 91.6837
549 | 441.2008 | 86.2472 | 441.2008 | 86.2472
550 | 477.2558 | 75.0983 | 477.2558 | 75.0983
551 | 507.9066 | 78.4374 | 507.9066 | 78.4374
552 | 512.3363 | 73.5809 | 512.3363 | 73.5809
553 | 490.177 | 71.1761 | 490.177 | 71.1761
554 | 484.8365 | 71.0031 | 484.8365 | 71.0031
555 | 488.8055 | 46.6511 | 488.8055 | 46.6511
556 | 486.5188 | 56.5408 | 486.5188 | 56.5408
557 | 488.6787 | 69.6707 | 488.6787 | 69.6707
558 | 476.9385 | 61.0319 | 476.9385 | 61.0319
559 | 463.2213 | 58.6591 | 463.2213 | 58.6591
560 | 444.4909 | 60.0597 | 444.4909 | 60.0597
561 | 444.1271 | 49.6484 | 444.1271 | 49.6484
562 | 447.5931 | 32.7747 | 447.5931 | 32.7747
563 | 432.8891 | 27.1753 | 432.8891 | 27.1753
564 | 407.169 | 22.052 | 407.169 | 22.052
565 | 384.8871 | 17.7037 | 384.8871 | 17.7037
566 | 372.4752 | 20.0823 | 372.4752 | 20.0823
567 | 362.8136 | 24.0745 | 362.8136 | 24.0745
568 | 350.6568 | 34.8482 | 350.6568 | 34.8482
569 | 346.9337 | 64.8195 | 346.9337 | 64.8195
570 | 350.6903 | 80.9878 | 350.6903 | 80.9878
571 | 364.2851 | 96.2675 | 364.2851 | 96.2675
572 | 396.981 | 91.0901 | 396.981 | 91.0901
573 | 424.7523 | 85.6871 | 424.7523 | 85.6871
574 | 452.1288 | 74.6229 | 452.1288 | 74.6229
575 | 488.5168 | 77.9641 | 488.5168 | 77.9641
576 | 495.2443 | 73.071 | 495.2443 | 73.071
577 | 476.2406 | 70.4195 | 476.2406 | 70.4195
578 | 468.7452 | 69.9042 | 468.7452 | 69.9042
579 | 473.0298 | 45.29 | 473.0298 | 45.29
580 | 475.8658 | 55.0149 | 475.8658 | 55.0149
581 | 475.4235 | 68.0614 | 475.4235 | 68.0614
582 | 463.184 | 59.4015 | 463.184 | 59.4015
583 | 443.8436 | 57.0194 | 443.8436 | 57.0194
584 | 430.9229 | 58.4795 | 430.9229 | 58.4795
585 | 436.9121 | 48.0792 | 436.9121 | 48.0792
586 | 444.1049 | 31.1672 | 444.1049 | 31.1672
587 | 424.3532 | 25.5466 | 424.3532 | 25.5466
588 | 399.2072 | 20.4308 | 399.2072 | 20.4308
589 | 378.4787 | 16.0769 | 378.4787 | 16.0769
590 | 367.2122 | 18.4929 | 367.2122 | 18.4929
591 | 357.6132 | 22.5877 | 357.6132 | 22.5877
592 | 344.8471 | 33.4901 | 344.8471 | 33.4901
593 | 340.9507 | 63.5946 | 340.9507 | 63.5946
594 | 345.7663 | 79.8989 | 345.7663 | 79.8989
595 | 361.5437 | 95.2822 | 361.5437 | 95.2822
596 | 388.3098 | 90.1176 | 388.3098 | 90.1176
597 | 414.8047 | 84.5996 | 414.8047 | 84.5996
598 | 445.717 | 73.3609 | 445.717 | 73.3609
599 | 480.1223 | 76.6558 | 480.1223 | 76.6558
600 | 481.479 | 71.7945 | 481.479 | 71.7945
601 | 466.448 | 69.0729 | 466.448 | 69.0729
602 | 457.9088 | 68.614 | 457.9088 | 68.614
603 | 463.7502 | 44.139 | 463.7502 | 44.139
604 | 467.1443 | 54.2098 | 467.1443 | 54.2098
605 | 468.9288 | 67.6763 | 468.9288 | 67.6763
606 | 458.2716 | 59.4042 | 458.2716 | 59.4042
607 | 442.1629 | 57.3794 | 442.1629 | 57.3794
608 | 431.9559 | 59.1145 | 431.9559 | 59.1145
609 | 434.238 | 49.1086 | 434.238 | 49.1086
610 | 438.1884 | 32.635 | 438.1884 | 32.635
611 | 422.5518 | 27.404 | 422.5518 | 27.404
612 | 398.2752 | 22.616 | 398.2752 | 22.616
613 | 374.6051 | 18.4497 | 374.6051 | 18.4497
614 | 361.9116 | 20.8851 | 361.9116 | 20.8851
615 | 353.5813 | 24.802 | 353.5813 | 24.802
616 | 343.3482 | 35.4453 | 343.3482 | 35.4453
617 | 338.2514 | 65.2818 | 338.2514 | 65.2818
618 | 344.3123 | 81.3169 | 344.3123 | 81.3169
619 | 361.8164 | 96.516 | 361.8164 | 96.516
620 | 395.2234 | 91.2849 | 395.2234 | 91.2849
621 | 426.9656 | 85.8537 | 426.9656 | 85.8537
622 | 455.7223 | 74.8357 | 455.7223 | 74.8357
623 | 489.7004 | 78.2977 | 489.7004 | 78.2977
624 | 493.5519 | 73.5791 | 493.5519 | 73.5791
625 | 471.1688 | 71.1651 | 471.1688 | 71.1651
626 | 466.8099 | 70.9595 | 466.8099 | 70.9595
627 | 470.0577 | 46.5551 | 470.0577 | 46.5551
628 | 470.6424 | 56.499 | 470.6424 | 56.499
629 | 477.1394 | 69.809 | 477.1394 | 69.809
630 | 468.7146 | 61.3937 | 468.7146 | 61.3937
631 | 448.3848 | 59.2055 | 448.3848 | 59.2055
632 | 439.0165 | 60.7753 | 439.0165 | 60.7753
633 | 441.4916 | 50.4543 | 441.4916 | 50.4543
634 | 447.9616 | 33.5573 | 447.9616 | 33.5573
635 | 427.6015 | 27.8636 | 427.6015 | 27.8636
636 | 396.4225 | 22.6213 | 396.4225 | 22.6213
637 | 374.9113 | 18.1263 | 374.9113 | 18.1263
638 | 362.3331 | 20.3784 | 362.3331 | 20.3784
639 | 355.0548 | 24.2996 | 355.0548 | 24.2996
640 | 345.858 | 35.0773 | 345.858 | 35.0773
641 | 341.7366 | 65.1082 | 341.7366 | 65.1082
642 | 347.8579 | 81.3429 | 347.8579 | 81.3429
643 | 369.5686 | 96.7139 | 369.5686 | 96.7139
644 | 412.129 | 91.6352 | 412.129 | 91.6352
645 | 454.9569 | 86.2983 | 454.9569 | 86.2983
646 | 486.1396 | 75.3455 | 486.1396 | 75.3455
647 | 528.8297 | 78.8763 | 528.8297 | 78.8763
648 | 529.1885 | 74.2013 | 529.1885 | 74.2013
649 | 507.4142 | 71.7882 | 507.4142 | 71.7882
650 | 499.5226 | 71.5121 | 499.5226 | 71.5121
651 | 501.6571 | 47.0239 | 501.6571 | 47.0239
652 | 502.0143 | 56.8295 | 502.0143 | 56.8295
653 | 501.3027 | 70.0677 | 501.3027 | 70.0677
654 | 490.6493 | 61.603 | 490.6493 | 61.603
655 | 468.9502 | 59.3526 | 468.9502 | 59.3526
656 | 458.6867 | 60.8409 | 458.6867 | 60.8409
657 | 461.1322 | 50.5235 | 461.1322 | 50.5235
658 | 458.2174 | 33.7785 | 458.2174 | 33.7785
659 | 432.2966 | 28.3227 | 432.2966 | 28.3227
660 | 389.3606 | 23.3202 | 389.3606 | 23.3202
661 | 366.7394 | 18.9847 | 366.7394 | 18.9847
662 | 352.7639 | 21.3068 | 352.7639 | 21.3068
663 | 346.2135 | 25.1523 | 346.2135 | 25.1523
664 | 339.093 | 35.7079 | 339.093 | 35.7079
665 | 332.2397 | 65.4365 | 332.2397 | 65.4365
666 | 338.5851 | 81.4527 | 338.5851 | 81.4527
667 | 359.1513 | 96.7333 | 359.1513 | 96.7333
668 | 398.7191 | 91.5295 | 398.7191 | 91.5295
669 | 439.6074 | 86.0643 | 439.6074 | 86.0643
670 | 470.7998 | 74.9789 | 470.7998 | 74.9789
671 | 505.2648 | 78.3841 | 505.2648 | 78.3841
672 | 506.2794 | 73.6677 | 506.2794 | 73.6677
673 | 482.2596 | 71.2814 | 482.2596 | 71.2814
674 | 478.9397 | 71.0957 | 478.9397 | 71.0957
675 | 480.7963 | 46.7758 | 480.7963 | 46.7758
676 | 481.2283 | 56.7246 | 481.2283 | 56.7246
677 | 481.2751 | 69.9734 | 481.2751 | 69.9734
678 | 471.4353 | 61.4347 | 471.4353 | 61.4347
679 | 450.4729 | 59.1015 | 450.4729 | 59.1015
680 | 435.63 | 60.5303 | 435.63 | 60.5303
681 | 440.4792 | 50.1978 | 440.4792 | 50.1978
682 | 441.8358 | 33.4392 | 441.8358 | 33.4392
683 | 420.6135 | 27.9297 | 420.6135 | 27.9297
684 | 391.5557 | 22.9218 | 391.5557 | 22.9218
685 | 369.6106 | 18.6573 | 369.6106 | 18.6573
686 | 355.3295 | 21.012 | 355.3295 | 21.012
687 | 349.0851 | 24.7619 | 349.0851 | 24.7619
688 | 337.6198 | 35.2139 | 337.6198 | 35.2139
689 | 331.2071 | 65.0064 | 331.2071 | 65.0064
690 | 341.6359 | 81.0931 | 341.6359 | 81.0931
691 | 361.7857 | 96.2688 | 361.7857 | 96.2688
692 | 399.4 | 91.0505 | 399.4 | 91.0505
693 | 435.953 | 85.6263 | 435.953 | 85.6263
694 | 460.9414 | 74.6295 | 460.9414 | 74.6295
695 | 494.5579 | 78.1042 | 494.5579 | 78.1042
696 | 496.9282 | 73.3315 | 496.9282 | 73.3315
697 | 474.0636 | 70.8214 | 474.0636 | 70.8214
698 | 468.6979 | 70.5656 | 468.6979 | 70.5656
699 | 472.052 | 46.195 | 472.052 | 46.195
700 | 469.5512 | 56.1346 | 469.5512 | 56.1346
701 | 469.4633 | 69.3975 | 469.4633 | 69.3975
702 | 463.4585 | 60.8847 | 463.4585 | 60.8847
703 | 441.0202 | 58.5815 | 441.0202 | 58.5815
704 | 425.2529 | 60.0443 | 425.2529 | 60.0443
705 | 431.1175 | 49.688 | 431.1175 | 49.688
706 | 434.4065 | 32.913 | 434.4065 | 32.913
707 | 414.1343 | 27.4167 | 414.1343 | 27.4167
708 | 396.7277 | 34.8402 | 396.7277 | 34.8402
709 | 373.9841 | 31.0562 | 373.9841 | 31.0562
710 | 360.8944 | 32.5559 | 360.8944 | 32.5559
711 | 351.8691 | 36.5374 | 351.8691 | 36.5374
712 | 344.3158 | 50.0436 | 344.3158 | 50.0436
713 | 337.868 | 77.0914 | 337.868 | 77.0914
714 | 347.1402 | 92.3612 | 347.1402 | 92.3612
715 | 366.1463 | 110.5402 | 366.1463 | 110.5402
716 | 402.8298 | 103.0726 | 402.8298 | 103.0726
717 | 436.0512 | 97.3395 | 436.0512 | 97.3395
718 | 467.3172 | 92.1653 | 467.3172 | 92.1653
719 | 497.7699 | 92.3393 | 497.7699 | 92.3393
720 | 506.2558 | 88.9475 | 506.2558 | 88.9475
721 | 483.6571 | 85.4215 | 483.6571 | 85.4215
722 | 481.5118 | 86.2673 | 481.5118 | 86.2673
723 | 482.2301 | 63.0256 | 482.2301 | 63.0256
724 | 482.2922 | 69.5963 | 482.2922 | 69.5963
725 | 489.8668 | 83.1031 | 489.8668 | 83.1031
726 | 484.1707 | 75.2043 | 484.1707 | 75.2043
727 | 455.462 | 71.5588 | 455.462 | 71.5588
728 | 437.5342 | 75.6733 | 437.5342 | 75.6733
729 | 445.1133 | 65.4182 | 445.1133 | 65.4182
730 | 445.801 | 47.7948 | 445.801 | 47.7948
731 | 423.5637 | 39.9681 | 423.5637 | 39.9681
732 | 397.1404 | 36.9433 | 397.1404 | 36.9433
733 | 372.7424 | 33.0627 | 372.7424 | 33.0627
734 | 359.9071 | 34.3557 | 359.9071 | 34.3557
735 | 356.364 | 38.0959 | 356.364 | 38.0959
736 | 345.8965 | 51.424 | 345.8965 | 51.424
737 | 340.5031 | 78.3269 | 340.5031 | 78.3269
738 | 344.2829 | 93.4007 | 344.2829 | 93.4007
739 | 358.7326 | 111.3473 | 358.7326 | 111.3473
740 | 389.1049 | 103.6308 | 389.1049 | 103.6308
741 | 425.321 | 97.51 | 425.321 | 97.51
742 | 459.2812 | 91.6116 | 459.2812 | 91.6116
743 | 489.2559 | 91.1188 | 489.2559 | 91.1188
744 | 500.83 | 87.1764 | 500.83 | 87.1764
745 | 477.1942 | 83.3818 | 477.1942 | 83.3818
746 | 471.7155 | 84.4207 | 471.7155 | 84.4207
747 | 469.8672 | 61.6105 | 469.8672 | 61.6105
748 | 471.272 | 68.323 | 471.272 | 68.323
749 | 478.2128 | 82.0274 | 478.2128 | 82.0274
750 | 466.8706 | 73.9928 | 466.8706 | 73.9928
751 | 447.6271 | 70.112 | 447.6271 | 70.112
752 | 439.8232 | 74.0425 | 439.8232 | 74.0425
753 | 444.7906 | 63.4056 | 444.7906 | 63.4056
754 | 441.7381 | 44.9932 | 441.7381 | 44.9932
755 | 420.6451 | 36.6008 | 420.6451 | 36.6008
756 | 394.8583 | 33.238 | 394.8583 | 33.238
757 | 372.8912 | 29.3001 | 372.8912 | 29.3001
758 | 358.4786 | 30.9084 | 358.4786 | 30.9084
759 | 354.1987 | 35.1751 | 354.1987 | 35.1751
760 | 347.8458 | 48.9634 | 347.8458 | 48.9634
761 | 338.9975 | 76.1681 | 338.9975 | 76.1681
762 | 343.0429 | 91.6175 | 343.0429 | 91.6175
763 | 359.0688 | 109.8673 | 359.0688 | 109.8673
764 | 387.97 | 102.0497 | 387.97 | 102.0497
765 | 416.2915 | 95.4567 | 416.2915 | 95.4567
766 | 443.8608 | 88.9398 | 443.8608 | 88.9398
767 | 476.8088 | 87.6308 | 476.8088 | 87.6308
768 | 483.7333 | 83.1724 | 483.7333 | 83.1724
769 | 469.4478 | 79.2481 | 469.4478 | 79.2481
770 | 461.1085 | 80.0969 | 461.1085 | 80.0969
771 | 460.5369 | 56.8643 | 460.5369 | 56.8643
772 | 462.7296 | 63.106 | 462.7296 | 63.106
773 | 471.6906 | 76.198 | 471.6906 | 76.198
774 | 466.2542 | 67.8436 | 466.2542 | 67.8436
775 | 449.2902 | 63.8179 | 449.2902 | 63.8179
776 | 442.1974 | 67.7408 | 442.1974 | 67.7408
777 | 452.3724 | 57.5913 | 452.3724 | 57.5913
778 | 446.6126 | 40.3149 | 446.6126 | 40.3149
779 | 422.8099 | 33.1505 | 422.8099 | 33.1505
780 | 395.4078 | 31.0429 | 395.4078 | 31.0429
781 | 374.3378 | 28.1098 | 374.3378 | 28.1098
782 | 361.874 | 30.2446 | 361.874 | 30.2446
783 | 356.648 | 34.6576 | 356.648 | 34.6576
784 | 347.9211 | 48.4626 | 347.9211 | 48.4626
785 | 341.5311 | 75.8422 | 341.5311 | 75.8422
786 | 344.8995 | 91.6522 | 344.8995 | 91.6522
787 | 360.8632 | 110.3516 | 360.8632 | 110.3516
788 | 395.7559 | 103.068 | 395.7559 | 103.068
789 | 428.4374 | 96.7813 | 428.4374 | 96.7813
790 | 454.818 | 90.3745 | 454.818 | 90.3745
791 | 489.2982 | 89.2993 | 489.2982 | 89.2993
792 | 500.1567 | 85.0401 | 500.1567 | 85.0401
793 | 475.9314 | 80.6481 | 475.9314 | 80.6481
794 | 472.9849 | 80.6793 | 472.9849 | 80.6793
795 | 473.7357 | 56.5761 | 473.7357 | 56.5761
796 | 474.9971 | 62.2687 | 474.9971 | 62.2687
797 | 483.4495 | 75.1932 | 483.4495 | 75.1932
798 | 474.2727 | 66.8675 | 474.2727 | 66.8675
799 | 452.0474 | 63.1345 | 452.0474 | 63.1345
800 | 442.6154 | 67.3093 | 442.6154 | 67.3093
801 | 451.3219 | 57.0859 | 451.3219 | 57.0859
802 | 445.2802 | 39.5425 | 445.2802 | 39.5425
803 | 422.9328 | 32.0356 | 422.9328 | 32.0356
804 | 392.4036 | 29.7123 | 392.4036 | 29.7123
805 | 372.9315 | 26.7067 | 372.9315 | 26.7067
806 | 360.0903 | 28.9427 | 360.0903 | 28.9427
807 | 354.9611 | 33.6483 | 354.9611 | 33.6483
808 | 348.7028 | 47.7128 | 348.7028 | 47.7128
809 | 343.9338 | 74.9068 | 343.9338 | 74.9068
810 | 347.6402 | 89.8674 | 347.6402 | 89.8674
811 | 369.8895 | 107.5319 | 369.8895 | 107.5319
812 | 413.4337 | 99.4563 | 413.4337 | 99.4563
813 | 449.6379 | 92.9629 | 449.6379 | 92.9629
814 | 483.0362 | 86.9649 | 483.0362 | 86.9649
815 | 520.5993 | 86.5777 | 520.5993 | 86.5777
816 | 525.4122 | 83.1045 | 525.4122 | 83.1045
817 | 494.6934 | 79.8561 | 494.6934 | 79.8561
818 | 488.8737 | 81.2782 | 488.8737 | 81.2782
819 | 494.9501 | 58.5057 | 494.9501 | 58.5057
820 | 495.3201 | 65.2046 | 495.3201 | 65.2046
821 | 497.2405 | 78.9996 | 497.2405 | 78.9996
822 | 491.503 | 71.4357 | 491.503 | 71.4357
823 | 457.7103 | 68.2126 | 457.7103 | 68.2126
824 | 447.9351 | 72.8748 | 447.9351 | 72.8748
825 | 460.2796 | 63.0224 | 460.2796 | 63.0224
826 | 452.4342 | 45.6103 | 452.4342 | 45.6103
827 | 427.5497 | 38.1321 | 427.5497 | 38.1321
828 | 393.174 | 35.3637 | 393.174 | 35.3637
829 | 372.4888 | 31.5344 | 372.4888 | 31.5344
830 | 361.4322 | 32.7399 | 361.4322 | 32.7399
831 | 356.4097 | 36.3881 | 356.4097 | 36.3881
832 | 350.5266 | 49.5895 | 350.5266 | 49.5895
833 | 344.1076 | 76.3038 | 344.1076 | 76.3038
834 | 349.4555 | 91.2403 | 349.4555 | 91.2403
835 | 370.9759 | 109.1009 | 370.9759 | 109.1009
836 | 415.3713 | 101.1867 | 415.3713 | 101.1867
837 | 455.0944 | 94.8532 | 455.0944 | 94.8532
838 | 487.071 | 88.7391 | 487.071 | 88.7391
839 | 516.4872 | 88.014 | 516.4872 | 88.014
840 | 519.0365 | 84.2239 | 519.0365 | 84.2239
841 | 492.8296 | 80.6723 | 492.8296 | 80.6723
842 | 487.4046 | 81.8123 | 487.4046 | 81.8123
843 | 489.4606 | 58.7697 | 489.4606 | 58.7697
844 | 487.3227 | 65.0703 | 487.3227 | 65.0703
845 | 489.349 | 78.2181 | 489.349 | 78.2181
846 | 482.6335 | 69.9632 | 482.6335 | 69.9632
847 | 460.9956 | 66.3102 | 460.9956 | 66.3102
848 | 444.6449 | 70.6118 | 444.6449 | 70.6118
849 | 457.6185 | 60.6614 | 457.6185 | 60.6614
850 | 453.4532 | 43.3156 | 453.4532 | 43.3156
851 | 426.9382 | 35.756 | 426.9382 | 35.756
852 | 395.4807 | 32.8382 | 395.4807 | 32.8382
853 | 373.5714 | 29.0059 | 373.5714 | 29.0059
854 | 360.3281 | 30.3789 | 360.3281 | 30.3789
855 | 355.5249 | 34.1975 | 355.5249 | 34.1975
856 | 349.059 | 47.5951 | 349.059 | 47.5951
857 | 344.2125 | 74.4934 | 344.2125 | 74.4934
858 | 349.5265 | 89.5672 | 349.5265 | 89.5672
859 | 369.7003 | 107.6194 | 369.7003 | 107.6194
860 | 414.8183 | 99.9391 | 414.8183 | 99.9391
861 | 442.1025 | 93.9616 | 442.1025 | 93.9616
862 | 474.5022 | 88.3031 | 474.5022 | 88.3031
863 | 501.2164 | 88.1271 | 501.2164 | 88.1271
864 | 507.3342 | 84.9315 | 507.3342 | 84.9315
865 | 489.1625 | 81.929 | 489.1625 | 81.929
866 | 477.5688 | 83.5125 | 477.5688 | 83.5125
867 | 480.1112 | 60.7822 | 480.1112 | 60.7822
868 | 481.1917 | 67.3619 | 481.1917 | 67.3619
869 | 481.3514 | 80.902 | 481.3514 | 80.902
870 | 476.5801 | 73.0107 | 476.5801 | 73.0107
871 | 452.3064 | 69.5176 | 452.3064 | 69.5176
872 | 442.2711 | 73.9369 | 442.2711 | 73.9369
873 | 450.7525 | 63.8069 | 450.7525 | 63.8069
874 | 448.5763 | 46.0357 | 448.5763 | 46.0357
875 | 422.344 | 37.7987 | 422.344 | 37.7987
876 | 392.3939 | 34.5852 | 392.3939 | 34.5852
877 | 371.3362 | 30.5659 | 371.3362 | 30.5659
878 | 358.5069 | 31.7895 | 358.5069 | 31.7895
879 | 352.5574 | 35.6413 | 352.5574 | 35.6413
880 | 346.3389 | 48.9755 | 346.3389 | 48.9755
881 | 337.018 | 75.7698 | 337.018 | 75.7698
882 | 342.4293 | 90.7741 | 342.4293 | 90.7741
883 | 363.0765 | 108.686 | 363.0765 | 108.686
884 | 402.0867 | 100.8624 | 402.0867 | 100.8624
885 | 435.5915 | 94.6194 | 435.5915 | 94.6194
886 | 467.656 | 88.638 | 467.656 | 88.638
887 | 497.4635 | 88.0275 | 497.4635 | 88.0275
888 | 507.0408 | 84.2873 | 507.0408 | 84.2873
889 | 478.8226 | 80.6496 | 478.8226 | 80.6496
890 | 476.4392 | 81.5905 | 476.4392 | 81.5905
891 | 474.1528 | 58.302 | 474.1528 | 58.302
892 | 478.3496 | 64.0836 | 478.3496 | 64.0836
893 | 480.3233 | 77.2857 | 480.3233 | 77.2857
894 | 474.9033 | 69.6177 | 474.9033 | 69.6177
895 | 453.0246 | 66.3645 | 453.0246 | 66.3645
896 | 443.5331 | 71.0312 | 443.5331 | 71.0312
897 | 454.8042 | 61.0733 | 454.8042 | 61.0733
898 | 446.4883 | 43.4876 | 446.4883 | 43.4876
899 | 421.4988 | 35.6262 | 421.4988 | 35.6262
900 | 393.1686 | 32.6376 | 393.1686 | 32.6376
901 | 373.3779 | 28.8611 | 373.3779 | 28.8611
902 | 360.7723 | 30.4 | 360.7723 | 30.4
903 | 355.708 | 34.5113 | 355.708 | 34.5113
904 | 348.1146 | 48.1865 | 348.1146 | 48.1865
905 | 339.7731 | 75.2659 | 339.7731 | 75.2659
906 | 344.9335 | 90.3864 | 344.9335 | 90.3864
907 | 361.4303 | 108.1882 | 361.4303 | 108.1882
908 | 393.2883 | 100.1578 | 393.2883 | 100.1578
909 | 419.7337 | 93.6086 | 419.7337 | 93.6086
910 | 451.7937 | 87.2908 | 451.7937 | 87.2908
911 | 478.2066 | 86.2715 | 478.2066 | 86.2715
912 | 487.0089 | 82.1993 | 487.0089 | 82.1993
913 | 470.9339 | 78.0291 | 470.9339 | 78.0291
914 | 467.1604 | 78.546 | 467.1604 | 78.546
915 | 467.9113 | 55.6302 | 467.9113 | 55.6302
916 | 473.4536 | 62.6112 | 473.4536 | 62.6112
917 | 473.0211 | 76.7803 | 473.0211 | 76.7803
918 | 467.9361 | 69.5514 | 467.9361 | 69.5514
919 | 450.0606 | 66.7009 | 450.0606 | 66.7009
920 | 438.5711 | 71.5728 | 438.5711 | 71.5728
921 | 449.1169 | 61.6647 | 449.1169 | 61.6647
922 | 444.9734 | 44.0111 | 444.9734 | 44.0111
923 | 420.6347 | 36.0049 | 420.6347 | 36.0049
924 | 391.7405 | 32.8548 | 391.7405 | 32.8548
925 | 373.5553 | 28.8686 | 373.5553 | 28.8686
926 | 358.6247 | 30.0862 | 358.6247 | 30.0862
927 | 353.1891 | 34.1236 | 353.1891 | 34.1236
928 | 348.4583 | 48.0281 | 348.4583 | 48.0281
929 | 338.9967 | 75.5223 | 338.9967 | 75.5223
930 | 340.5837 | 91.1317 | 340.5837 | 91.1317
931 | 357.7684 | 109.4162 | 357.7684 | 109.4162
932 | 383.502 | 101.8174 | 383.502 | 101.8174
933 | 415.6191 | 95.6785 | 415.6191 | 95.6785
934 | 443.4448 | 89.756 | 443.4448 | 89.756
935 | 472.6317 | 89.1756 | 472.6317 | 89.1756
936 | 480.9032 | 85.4218 | 480.9032 | 85.4218
937 | 466.01 | 81.8988 | 466.01 | 81.8988
938 | 463.3438 | 82.9498 | 463.3438 | 82.9498
939 | 461.1354 | 60.126 | 461.1354 | 60.126
940 | 466.2261 | 66.9727 | 466.2261 | 66.9727
941 | 471.5787 | 80.7526 | 471.5787 | 80.7526
942 | 466.2017 | 72.804 | 466.2017 | 72.804
943 | 447.1013 | 69.3667 | 447.1013 | 69.3667
944 | 442.7156 | 73.7996 | 442.7156 | 73.7996
945 | 453.8561 | 63.6787 | 453.8561 | 63.6787
946 | 445.916 | 45.9377 | 445.916 | 45.9377
947 | 419.2042 | 37.8801 | 419.2042 | 37.8801
948 | 392.0564 | 34.6169 | 392.0564 | 34.6169
949 | 371.7545 | 30.6096 | 371.7545 | 30.6096
950 | 361.9778 | 31.8332 | 361.9778 | 31.8332
951 | 355.9836 | 35.4949 | 355.9836 | 35.4949
952 | 351.2289 | 48.6225 | 351.2289 | 48.6225
953 | 345.48 | 75.2417 | 345.48 | 75.2417
954 | 347.0019 | 90.1722 | 347.0019 | 90.1722
955 | 364.5402 | 108.253 | 364.5402 | 108.253
956 | 396.776 | 100.6934 | 396.776 | 100.6934
957 | 432.2107 | 94.7929 | 432.2107 | 94.7929
958 | 460.9953 | 89.1344 | 460.9953 | 89.1344
959 | 492.0784 | 88.7638 | 492.0784 | 88.7638
960 | 497.1748 | 85.2091 | 497.1748 | 85.2091
961 | 479.653 | 81.7977 | 479.653 | 81.7977
962 | 476.0346 | 83.1429 | 476.0346 | 83.1429
963 | 478.0613 | 60.4518 | 478.0613 | 60.4518
964 | 484.2092 | 67.3861 | 484.2092 | 67.3861
965 | 489.4797 | 81.3108 | 489.4797 | 81.3108
966 | 479.9954 | 73.6775 | 479.9954 | 73.6775
967 | 457.8079 | 70.121 | 457.8079 | 70.121
968 | 450.0498 | 74.1224 | 450.0498 | 74.1224
969 | 457.5945 | 63.2563 | 457.5945 | 63.2563
970 | 452.4129 | 44.8771 | 452.4129 | 44.8771
971 | 425.2041 | 36.5857 | 425.2041 | 36.5857
972 | 394.0843 | 33.3029 | 394.0843 | 33.3029
973 | 373.0982 | 29.4766 | 373.0982 | 29.4766
974 | 359.7703 | 31.1181 | 359.7703 | 31.1181
975 | 353.4722 | 35.4059 | 353.4722 | 35.4059
976 | 350.6881 | 49.2184 | 350.6881 | 49.2184
977 | 343.1291 | 76.3778 | 343.1291 | 76.3778
978 | 347.5056 | 91.6567 | 347.5056 | 91.6567
979 | 368.8945 | 109.8492 | 368.8945 | 109.8492
980 | 413.9433 | 102.3348 | 413.9433 | 102.3348
981 | 450.2995 | 96.2789 | 450.2995 | 96.2789
982 | 480.6325 | 90.3307 | 480.6325 | 90.3307
983 | 511.9911 | 89.6494 | 511.9911 | 89.6494
984 | 522.5121 | 85.7974 | 522.5121 | 85.7974
985 | 493.3125 | 82.0135 | 493.3125 | 82.0135
986 | 486.4862 | 82.8563 | 486.4862 | 82.8563
987 | 491.3702 | 59.696 | 491.3702 | 59.696
988 | 488.7228 | 66.3255 | 488.7228 | 66.3255
989 | 491.1323 | 80.2231 | 491.1323 | 80.2231
990 | 483.4594 | 72.6909 | 483.4594 | 72.6909
991 | 456.8236 | 69.4135 | 456.8236 | 69.4135
992 | 445.0321 | 74.0093 | 445.0321 | 74.0093
993 | 462.2388 | 64.0182 | 462.2388 | 64.0182
994 | 454 | 46.3963 | 454 | 46.3963
995 | 424.0406 | 38.4263 | 424.0406 | 38.4263
996 | 393.1209 | 35.243 | 393.1209 | 35.243
997 | 372.0656 | 31.1588 | 372.0656 | 31.1588
998 | 358.1203 | 32.2647 | 358.1203 | 32.2647
999 | 352.4163 | 36.0154 | 352.4163 | 36.0154
1000 | 350.3552 | 49.5971 | 350.3552 | 49.5971
1001 | 344.3566 | 76.5452 | 344.3566 | 76.5452
1002 | 349.5471 | 91.6778 | 349.5471 | 91.6778
1003 | 374.3973 | 109.6123 | 374.3973 | 109.6123
1004 | 417.215 | 101.7208 | 417.215 | 101.7208
1005 | 454.4115 | 95.3209 | 454.4115 | 95.3209
1006 | 479.0922 | 89.1012 | 479.0922 | 89.1012
1007 | 510.9544 | 88.2493 | 510.9544 | 88.2493
1008 | 519.8553 | 84.3039 | 519.8553 | 84.3039
1009 | 494.1944 | 80.6768 | 494.1944 | 80.6768
1010 | 491.898 | 81.8274 | 491.898 | 81.8274
1011 | 492.7777 | 59.2374 | 492.7777 | 59.2374
1012 | 498.9039 | 65.9951 | 498.9039 | 65.9951
1013 | 500.0763 | 79.7131 | 500.0763 | 79.7131
1014 | 493.4652 | 72.1146 | 493.4652 | 72.1146
1015 | 470.6225 | 68.7889 | 470.6225 | 68.7889
1016 | 462.9547 | 73.2746 | 462.9547 | 73.2746
1017 | 468.8813 | 63.1462 | 468.8813 | 63.1462
1018 | 454.2596 | 45.3342 | 454.2596 | 45.3342
1019 | 425.3683 | 37.0987 | 425.3683 | 37.0987
1020 | 396.4485 | 33.5639 | 396.4485 | 33.5639
1021 | 375.8056 | 29.3876 | 375.8056 | 29.3876
1022 | 362.6779 | 30.5976 | 362.6779 | 30.5976
1023 | 355.3419 | 34.5837 | 355.3419 | 34.5837
1024 | 353.505 | 48.2438 | 353.505 | 48.2438
1025 | 353.9321 | 75.2131 | 353.9321 | 75.2131
1026 | 355.6777 | 90.2521 | 355.6777 | 90.2521
1027 | 374.9138 | 108.2244 | 374.9138 | 108.2244
1028 | 416.087 | 100.6964 | 416.087 | 100.6964
1029 | 456.5249 | 94.7552 | 456.5249 | 94.7552
1030 | 494.1423 | 89.0092 | 494.1423 | 89.0092
1031 | 529.2357 | 88.5797 | 529.2357 | 88.5797
1032 | 530.306 | 84.9752 | 530.306 | 84.9752
1033 | 506.3259 | 81.4477 | 506.3259 | 81.4477
1034 | 502.0499 | 82.452 | 502.0499 | 82.452
1035 | 505.0038 | 59.2917 | 505.0038 | 59.2917
1036 | 502.2658 | 65.7205 | 502.2658 | 65.7205
1037 | 501.7408 | 79.0433 | 501.7408 | 79.0433
1038 | 492.1446 | 70.9529 | 492.1446 | 70.9529
1039 | 465.4155 | 67.2425 | 465.4155 | 67.2425
1040 | 454.7517 | 71.4431 | 454.7517 | 71.4431
1041 | 466.7008 | 61.0838 | 466.7008 | 61.0838
1042 | 453.7522 | 43.0893 | 453.7522 | 43.0893
1043 | 424.8576 | 34.9458 | 424.8576 | 34.9458
1044 | 397.5445 | 31.758 | 397.5445 | 31.758
1045 | 375.3495 | 27.8865 | 375.3495 | 27.8865
1046 | 363.7423 | 29.4179 | 363.7423 | 29.4179
1047 | 356.5352 | 33.7057 | 356.5352 | 33.7057
1048 | 353.5364 | 47.3522 | 353.5364 | 47.3522
1049 | 347.7853 | 74.4361 | 347.7853 | 74.4361
1050 | 350.3138 | 89.7136 | 350.3138 | 89.7136
1051 | 370.4283 | 107.8367 | 370.4283 | 107.8367
1052 | 407.3926 | 100.1639 | 407.3926 | 100.1639
1053 | 445.4345 | 93.8741 | 445.4345 | 93.8741
1054 | 476.081 | 87.6921 | 476.081 | 87.6921
1055 | 503.2256 | 86.8402 | 503.2256 | 86.8402
1056 | 510.8925 | 82.7756 | 510.8925 | 82.7756
1057 | 490.135 | 78.7653 | 490.135 | 78.7653
1058 | 481.8019 | 79.0771 | 481.8019 | 79.0771
1059 | 483.1355 | 55.3073 | 483.1355 | 55.3073
1060 | 486.4599 | 61.4888 | 486.4599 | 61.4888
1061 | 487.3682 | 74.8357 | 487.3682 | 74.8357
1062 | 482.8711 | 66.7045 | 482.8711 | 66.7045
1063 | 464.263 | 62.6909 | 464.263 | 62.6909
1064 | 455.6896 | 66.9231 | 455.6896 | 66.9231
1065 | 465.261 | 56.9939 | 465.261 | 56.9939
1066 | 459.6002 | 39.4882 | 459.6002 | 39.4882
1067 | 426.2202 | 31.7822 | 426.2202 | 31.7822
1068 | 400.7908 | 29.0409 | 400.7908 | 29.0409
1069 | 379.5893 | 25.8423 | 379.5893 | 25.8423
1070 | 365.3119 | 28.0028 | 365.3119 | 28.0028
1071 | 358.1617 | 32.7432 | 358.1617 | 32.7432
1072 | 354.8316 | 47.1349 | 354.8316 | 47.1349
1073 | 348.3446 | 74.934 | 348.3446 | 74.934
1074 | 349.547 | 90.5539 | 349.547 | 90.5539
1075 | 367.0031 | 108.7992 | 367.0031 | 108.7992
1076 | 399.8114 | 100.9755 | 399.8114 | 100.9755
1077 | 432.9588 | 94.4142 | 432.9588 | 94.4142
1078 | 462.6115 | 87.9772 | 462.6115 | 87.9772
1079 | 488.8697 | 86.7437 | 488.8697 | 86.7437
1080 | 496.1539 | 82.6383 | 496.1539 | 82.6383
1081 | 479.8096 | 78.6959 | 479.8096 | 78.6959
1082 | 475.5762 | 79.4784 | 475.5762 | 79.4784
1083 | 472.5753 | 56.3045 | 472.5753 | 56.3045
1084 | 479.2519 | 62.308 | 479.2519 | 62.308
1085 | 484.2883 | 75.2204 | 484.2883 | 75.2204
1086 | 474.6057 | 67.3472 | 474.6057 | 67.3472
1087 | 460.8965 | 63.9295 | 460.8965 | 63.9295
1088 | 457.465 | 68.4408 | 457.465 | 68.4408
1089 | 465.9661 | 58.326 | 465.9661 | 58.326
1090 | 449.2474 | 40.6694 | 449.2474 | 40.6694
1091 | 419.8942 | 32.9242 | 419.8942 | 32.9242
1092 | 393.882 | 30.2267 | 393.882 | 30.2267
1093 | 372.7721 | 26.9994 | 372.7721 | 26.9994
1094 | 361.6307 | 28.7858 | 361.6307 | 28.7858
1095 | 355.941 | 33.1309 | 355.941 | 33.1309
1096 | 354.8462 | 47.153 | 354.8462 | 47.153
1097 | 351.5398 | 74.6594 | 351.5398 | 74.6594
1098 | 350.8121 | 90.4664 | 350.8121 | 90.4664
1099 | 368.5367 | 109.2563 | 368.5367 | 109.2563
1100 | 403.2896 | 101.9878 | 403.2896 | 101.9878
1101 | 432.9101 | 95.6498 | 432.9101 | 95.6498
1102 | 465.494 | 89.151 | 465.494 | 89.151
1103 | 498.9053 | 88.0381 | 498.9053 | 88.0381
1104 | 507.5632 | 84.0806 | 507.5632 | 84.0806
1105 | 488.4257 | 80.1533 | 488.4257 | 80.1533
1106 | 482.0459 | 80.9705 | 482.0459 | 80.9705
1107 | 483.2635 | 57.9988 | 483.2635 | 57.9988
1108 | 491.9096 | 64.5936 | 491.9096 | 64.5936
1109 | 500.3517 | 77.9903 | 500.3517 | 77.9903
1110 | 489.6754 | 70.3721 | 489.6754 | 70.3721
1111 | 473.3178 | 66.9514 | 473.3178 | 66.9514
1112 | 469.967 | 71.4898 | 469.967 | 71.4898
1113 | 473.4577 | 61.5756 | 473.4577 | 61.5756
1114 | 455.3822 | 44.1906 | 455.3822 | 44.1906
1115 | 428.0458 | 36.631 | 428.0458 | 36.631
1116 | 400.1552 | 33.9214 | 400.1552 | 33.9214
1117 | 377.0166 | 30.4648 | 377.0166 | 30.4648
1118 | 364.8209 | 32.2376 | 364.8209 | 32.2376
1119 | 360.4895 | 36.1995 | 360.4895 | 36.1995
1120 | 358.4508 | 49.582 | 358.4508 | 49.582
1121 | 355.153 | 76.4034 | 355.153 | 76.4034
1122 | 357.4483 | 91.4425 | 357.4483 | 91.4425
1123 | 378.5044 | 109.4585 | 378.5044 | 109.4585
1124 | 416.515 | 101.757 | 416.515 | 101.757
1125 | 452.3438 | 95.5201 | 452.3438 | 95.5201
1126 | 481.3459 | 89.3486 | 481.3459 | 89.3486
1127 | 518.1864 | 88.3806 | 518.1864 | 88.3806
1128 | 517.3941 | 84.3703 | 517.3941 | 84.3703
1129 | 495.2641 | 80.3102 | 495.2641 | 80.3102
1130 | 489.0261 | 81.0383 | 489.0261 | 81.0383
1131 | 490.9498 | 57.9128 | 490.9498 | 57.9128
1132 | 490.7666 | 64.3748 | 490.7666 | 64.3748
1133 | 503.143 | 77.9556 | 503.143 | 77.9556
1134 | 494.0357 | 70.2318 | 494.0357 | 70.2318
1135 | 472.1957 | 66.9438 | 472.1957 | 66.9438
1136 | 468.8699 | 71.6678 | 468.8699 | 71.6678
1137 | 476.2757 | 61.7808 | 476.2757 | 61.7808
1138 | 456.7882 | 44.3702 | 456.7882 | 44.3702
1139 | 424.0447 | 36.9267 | 424.0447 | 36.9267
1140 | 396.5563 | 34.5219 | 396.5563 | 34.5219
1141 | 375.4532 | 31.367 | 375.4532 | 31.367
1142 | 363.241 | 33.2544 | 363.241 | 33.2544
1143 | 356.5717 | 37.4924 | 356.5717 | 37.4924
1144 | 357.0371 | 51.1947 | 357.0371 | 51.1947
1145 | 353.1639 | 78.1942 | 353.1639 | 78.1942
1146 | 356.7122 | 93.2815 | 356.7122 | 93.2815
1147 | 385.9123 | 111.2945 | 385.9123 | 111.2945
1148 | 431.1014 | 103.6021 | 431.1014 | 103.6021
1149 | 469.8031 | 97.5779 | 469.8031 | 97.5779
1150 | 498.6809 | 91.9918 | 498.6809 | 91.9918
1151 | 533.7077 | 92.0285 | 533.7077 | 92.0285
1152 | 537.1929 | 89.0592 | 537.1929 | 89.0592
1153 | 504.4884 | 86.1593 | 504.4884 | 86.1593
1154 | 497.5025 | 87.4984 | 497.5025 | 87.4984
1155 | 502.0516 | 64.6112 | 502.0516 | 64.6112
1156 | 499.319 | 71.2286 | 499.319 | 71.2286
1157 | 506.9532 | 84.7536 | 506.9532 | 84.7536
1158 | 504.2323 | 76.8759 | 504.2323 | 76.8759
1159 | 477.5682 | 73.2681 | 477.5682 | 73.2681
1160 | 470.1891 | 77.5637 | 470.1891 | 77.5637
1161 | 482.4684 | 67.4111 | 482.4684 | 67.4111
1162 | 462.1495 | 49.7651 | 462.1495 | 49.7651
1163 | 429.8123 | 41.9143 | 429.8123 | 41.9143
1164 | 400.5876 | 38.9181 | 400.5876 | 38.9181
1165 | 378.1393 | 35.128 | 378.1393 | 35.128
1166 | 365.1076 | 36.5915 | 365.1076 | 36.5915
1167 | 360.2542 | 40.561 | 360.2542 | 40.561
1168 | 359.8942 | 54.0054 | 359.8942 | 54.0054
1169 | 355.8259 | 80.8479 | 355.8259 | 80.8479
1170 | 356.7375 | 95.8342 | 356.7375 | 95.8342
1171 | 387.5501 | 113.6073 | 387.5501 | 113.6073
1172 | 437.4855 | 105.6312 | 437.4855 | 105.6312
1173 | 470.8838 | 99.254 | 470.8838 | 99.254
1174 | 500.2502 | 93.1685 | 500.2502 | 93.1685
1175 | 545.0832 | 92.5535 | 545.0832 | 92.5535
1176 | 544.2882 | 88.9581 | 544.2882 | 88.9581
1177 | 510.8686 | 85.4607 | 510.8686 | 85.4607
1178 | 501.7679 | 86.4061 | 501.7679 | 86.4061
1179 | 507.3981 | 63.4571 | 507.3981 | 63.4571
1180 | 508.8965 | 70.1846 | 508.8965 | 70.1846
1181 | 520.7697 | 83.7428 | 520.7697 | 83.7428
1182 | 516.2634 | 75.8455 | 516.2634 | 75.8455
1183 | 492.8173 | 72.3403 | 492.8173 | 72.3403
1184 | 489.9419 | 76.8395 | 489.9419 | 76.8395
1185 | 486.9791 | 67.0159 | 486.9791 | 67.0159
1186 | 464.658 | 49.833 | 464.658 | 49.833
1187 | 433.7897 | 42.4544 | 433.7897 | 42.4544
1188 | 401.9532 | 39.9153 | 401.9532 | 39.9153
1189 | 383.0377 | 36.5401 | 383.0377 | 36.5401
1190 | 370.4965 | 38.3989 | 370.4965 | 38.3989
1191 | 362.5208 | 42.7048 | 362.5208 | 42.7048
1192 | 361.9528 | 56.4403 | 361.9528 | 56.4403
1193 | 364.2304 | 83.3764 | 364.2304 | 83.3764
1194 | 364.4079 | 98.3204 | 364.4079 | 98.3204
1195 | 395.9054 | 116.1011 | 395.9054 | 116.1011
1196 | 444.4905 | 107.9515 | 444.4905 | 107.9515
1197 | 480.9679 | 101.0689 | 480.9679 | 101.0689
1198 | 509.3198 | 94.3543 | 509.3198 | 94.3543
1199 | 546.7174 | 93.3606 | 546.7174 | 93.3606
1200 | 546.4855 | 89.5117 | 546.4855 | 89.5117
1201 | 512.3147 | 85.9963 | 512.3147 | 85.9963
1202 | 506.3812 | 87.1967 | 506.3812 | 87.1967
1203 | 513.7278 | 64.3879 | 513.7278 | 64.3879
1204 | 514.536 | 70.8831 | 514.536 | 70.8831
1205 | 523.0623 | 84.224 | 523.0623 | 84.224
1206 | 513.9401 | 76.0235 | 513.9401 | 76.0235
1207 | 488.4073 | 72.1125 | 488.4073 | 72.1125
1208 | 482.1748 | 76.2119 | 482.1748 | 76.2119
1209 | 485.8226 | 65.9357 | 485.8226 | 65.9357
1210 | 466.4678 | 48.2278 | 466.4678 | 48.2278
1211 | 437.2989 | 40.3619 | 437.2989 | 40.3619
1212 | 406.0148 | 37.3159 | 406.0148 | 37.3159
1213 | 383.4056 | 33.3101 | 383.4056 | 33.3101
1214 | 370.6509 | 34.3934 | 370.6509 | 34.3934
1215 | 365.2682 | 37.8862 | 365.2682 | 37.8862
1216 | 365.778 | 50.8885 | 365.778 | 50.8885
1217 | 366.8147 | 77.5651 | 366.8147 | 77.5651
1218 | 365.9468 | 92.3733 | 365.9468 | 92.3733
1219 | 389.8043 | 110.1464 | 389.8043 | 110.1464
1220 | 432.1215 | 102.2202 | 432.1215 | 102.2202
1221 | 466.4414 | 95.9832 | 466.4414 | 95.9832
1222 | 489.8838 | 90.0139 | 489.8838 | 90.0139
1223 | 530.8363 | 89.4728 | 530.8363 | 89.4728
1224 | 535.2099 | 85.9332 | 535.2099 | 85.9332
1225 | 508.4909 | 82.632 | 508.4909 | 82.632
1226 | 503.0685 | 83.9742 | 503.0685 | 83.9742
1227 | 506.1835 | 61.0674 | 506.1835 | 61.0674
1228 | 510.5002 | 67.4449 | 510.5002 | 67.4449
1229 | 513.8008 | 80.7767 | 513.8008 | 80.7767
1230 | 509.2316 | 72.5837 | 509.2316 | 72.5837
1231 | 485.2653 | 68.8809 | 485.2653 | 68.8809
1232 | 480.5754 | 73.2836 | 480.5754 | 73.2836
1233 | 482.7141 | 63.3634 | 482.7141 | 63.3634
1234 | 463.4065 | 46.0961 | 463.4065 | 46.0961
1235 | 430.9358 | 38.6858 | 430.9358 | 38.6858
1236 | 405.6187 | 36.0169 | 405.6187 | 36.0169
1237 | 385.8793 | 32.162 | 385.8793 | 32.162
1238 | 374.007 | 32.9225 | 374.007 | 32.9225
1239 | 367.8159 | 36.0788 | 367.8159 | 36.0788
1240 | 367.7757 | 49.069 | 367.7757 | 49.069
1241 | 365.6667 | 75.5374 | 365.6667 | 75.5374
1242 | 361.1747 | 90.5765 | 361.1747 | 90.5765
1243 | 380.2047 | 108.4265 | 380.2047 | 108.4265
1244 | 417.0532 | 100.5275 | 417.0532 | 100.5275
1245 | 452.1772 | 94.2 | 452.1772 | 94.2
1246 | 478.634 | 88.2292 | 478.634 | 88.2292
1247 | 516.9216 | 87.7364 | 516.9216 | 87.7364
1248 | 510.8677 | 84.2616 | 510.8677 | 84.2616
1249 | 489.8222 | 80.6089 | 489.8222 | 80.6089
1250 | 486.8154 | 81.9797 | 486.8154 | 81.9797
1251 | 482.5938 | 59.4078 | 482.5938 | 59.4078
1252 | 488.6605 | 66.0705 | 488.6605 | 66.0705
1253 | 495.9943 | 79.7192 | 495.9943 | 79.7192
1254 | 485.9273 | 71.6846 | 485.9273 | 71.6846
1255 | 471.3364 | 67.9938 | 471.3364 | 67.9938
1256 | 476.9403 | 72.6636 | 476.9403 | 72.6636
1257 | 474.5423 | 63.2985 | 474.5423 | 63.2985
1258 | 455.6478 | 46.6452 | 455.6478 | 46.6452
1259 | 426.4199 | 39.4371 | 426.4199 | 39.4371
1260 | 399.8363 | 36.7637 | 399.8363 | 36.7637
1261 | 379.276 | 33.1487 | 379.276 | 33.1487
1262 | 369.2507 | 34.7087 | 369.2507 | 34.7087
1263 | 363.1599 | 39.0599 | 363.1599 | 39.0599
1264 | 364.7865 | 53.3114 | 364.7865 | 53.3114
1265 | 363.2318 | 80.9837 | 363.2318 | 80.9837
1266 | 359.2681 | 96.1057 | 359.2681 | 96.1057
1267 | 374.2295 | 113.903 | 374.2295 | 113.903
1268 | 413.1377 | 105.936 | 413.1377 | 105.936
1269 | 446.8223 | 99.5844 | 446.8223 | 99.5844
1270 | 474.854 | 93.5668 | 474.854 | 93.5668
1271 | 516.4258 | 93.1042 | 516.4258 | 93.1042
1272 | 514.7027 | 89.7758 | 514.7027 | 89.7758
1273 | 493.3467 | 86.8291 | 493.3467 | 86.8291
1274 | 483.0418 | 88.4262 | 483.0418 | 88.4262
1275 | 483.8374 | 65.9011 | 483.8374 | 65.9011
1276 | 488.0137 | 72.7509 | 488.0137 | 72.7509
1277 | 495.3458 | 86.3271 | 495.3458 | 86.3271
1278 | 485.4259 | 78.297 | 485.4259 | 78.297
1279 | 467.6453 | 74.5942 | 467.6453 | 74.5942
1280 | 471.2316 | 78.843 | 471.2316 | 78.843
1281 | 477.3021 | 68.443 | 477.3021 | 68.443
1282 | 456.1001 | 50.4516 | 456.1001 | 50.4516
1283 | 420.4454 | 42.2899 | 420.4454 | 42.2899
1284 | 393.7241 | 38.9513 | 393.7241 | 38.9513
1285 | 373.0952 | 34.775 | 373.0952 | 34.775
1286 | 362.198 | 35.798 | 362.198 | 35.798
1287 | 356.786 | 39.2726 | 356.786 | 39.2726
1288 | 358.5552 | 52.3775 | 358.5552 | 52.3775
1289 | 358.4637 | 79.1778 | 358.4637 | 79.1778
1290 | 357.9314 | 94.143 | 357.9314 | 94.143
1291 | 380.3283 | 111.9387 | 380.3283 | 111.9387
1292 | 422.3803 | 104.014 | 422.3803 | 104.014
1293 | 458.9948 | 97.9022 | 458.9948 | 97.9022
1294 | 488.3684 | 91.8047 | 488.3684 | 91.8047
1295 | 528.2874 | 90.8668 | 528.2874 | 90.8668
1296 | 529.6655 | 87.0285 | 529.6655 | 87.0285
1297 | 499.955 | 83.5146 | 499.955 | 83.5146
1298 | 489.5421 | 84.8296 | 489.5421 | 84.8296
1299 | 492.4977 | 62.1189 | 492.4977 | 62.1189
1300 | 493.2783 | 68.8359 | 493.2783 | 68.8359
1301 | 508.0421 | 82.7199 | 508.0421 | 82.7199
1302 | 500.2786 | 75.2827 | 500.2786 | 75.2827
1303 | 484.6252 | 72.3071 | 484.6252 | 72.3071
1304 | 486.4037 | 77.2544 | 486.4037 | 77.2544
1305 | 482.7334 | 67.9241 | 482.7334 | 67.9241
1306 | 458.3128 | 51.1817 | 458.3128 | 51.1817
1307 | 423.8054 | 44.2044 | 423.8054 | 44.2044
1308 | 393.8684 | 42.0319 | 393.8684 | 42.0319
1309 | 373.8246 | 38.8695 | 373.8246 | 38.8695
1310 | 362.6057 | 40.6015 | 362.6057 | 40.6015
1311 | 358.2163 | 43.8861 | 358.2163 | 43.8861
1312 | 360.235 | 55.2425 | 360.235 | 55.2425
1313 | 360.0063 | 80.8932 | 360.0063 | 80.8932
1314 | 363.7018 | 95.2699 | 363.7018 | 95.2699
1315 | 394.1654 | 113.0521 | 394.1654 | 113.0521
1316 | 450.0178 | 105.7836 | 450.0178 | 105.7836
1317 | 486.637 | 100.6193 | 486.637 | 100.6193
1318 | 517.98 | 95.4028 | 517.98 | 95.4028
1319 | 565.7607 | 94.993 | 565.7607 | 94.993
1320 | 555.6507 | 91.0808 | 555.6507 | 91.0808
1321 | 516.2902 | 87.2304 | 516.2902 | 87.2304
1322 | 514.5524 | 88.0264 | 514.5524 | 88.0264
1323 | 515.6896 | 64.8843 | 515.6896 | 64.8843
1324 | 514.0477 | 71.2829 | 514.0477 | 71.2829
1325 | 526.9807 | 84.6917 | 526.9807 | 84.6917
1326 | 517.5664 | 76.7386 | 517.5664 | 76.7386
1327 | 492.3469 | 73.0961 | 492.3469 | 73.0961
1328 | 502.9475 | 77.3615 | 502.9475 | 77.3615
1329 | 497.4586 | 67.3191 | 497.4586 | 67.3191
1330 | 468.6926 | 49.9099 | 468.6926 | 49.9099
1331 | 429.4715 | 42.3367 | 429.4715 | 42.3367
1332 | 397.7874 | 39.8127 | 397.7874 | 39.8127
1333 | 376.1388 | 36.7106 | 376.1388 | 36.7106
1334 | 366.1109 | 38.6237 | 366.1109 | 38.6237
1335 | 360.0908 | 42.7621 | 360.0908 | 42.7621
1336 | 362.5034 | 55.8293 | 362.5034 | 55.8293
1337 | 363.2675 | 82.4516 | 363.2675 | 82.4516
1338 | 366.5153 | 97.3745 | 366.5153 | 97.3745
1339 | 395.8864 | 115.134 | 395.8864 | 115.134
1340 | 453.0818 | 107.0509 | 453.0818 | 107.0509
1341 | 487.6802 | 100.3719 | 487.6802 | 100.3719
1342 | 517.2398 | 93.5955 | 517.2398 | 93.5955
1343 | 557.4287 | 92.6018 | 557.4287 | 92.6018
1344 | 548.2853 | 88.8721 | 548.2853 | 88.8721
1345 | 514.4503 | 85.4954 | 514.4503 | 85.4954
1346 | 506.7047 | 86.8271 | 506.7047 | 86.8271
1347 | 507.9818 | 64.059 | 507.9818 | 64.059
1348 | 511.3381 | 70.8077 | 511.3381 | 70.8077
1349 | 518.4463 | 84.6842 | 518.4463 | 84.6842
1350 | 512.8113 | 77.2485 | 512.8113 | 77.2485
1351 | 489.528 | 74.0707 | 489.528 | 74.0707
1352 | 495.5146 | 78.6152 | 495.5146 | 78.6152
1353 | 496.9468 | 68.7312 | 496.9468 | 68.7312
1354 | 468.2264 | 51.4307 | 468.2264 | 51.4307
1355 | 432.2008 | 43.8982 | 432.2008 | 43.8982
1356 | 404.8286 | 41.1464 | 404.8286 | 41.1464
1357 | 383.5414 | 37.5841 | 383.5414 | 37.5841
1358 | 371.3163 | 39.3358 | 371.3163 | 39.3358
1359 | 367.4363 | 43.2117 | 367.4363 | 43.2117
1360 | 367.6977 | 56.2683 | 367.6977 | 56.2683
1361 | 370.8747 | 82.8001 | 370.8747 | 82.8001
1362 | 372.2641 | 97.465 | 372.2641 | 97.465
1363 | 403.7907 | 115.0918 | 403.7907 | 115.0918
1364 | 458.8364 | 106.7461 | 458.8364 | 106.7461
1365 | 485.8195 | 99.9525 | 485.8195 | 99.9525
1366 | 508.7579 | 93.4642 | 508.7579 | 93.4642
1367 | 548.5505 | 92.4328 | 548.5505 | 92.4328
1368 | 537.6368 | 88.4617 | 537.6368 | 88.4617
1369 | 507.4222 | 84.8482 | 507.4222 | 84.8482
1370 | 505.0708 | 86.0365 | 505.0708 | 86.0365
1371 | 510.1263 | 63.2278 | 510.1263 | 63.2278
1372 | 509.325 | 69.9825 | 509.325 | 69.9825
1373 | 516.4189 | 83.7986 | 516.4189 | 83.7986
1374 | 508.4587 | 76.3659 | 508.4587 | 76.3659
1375 | 491.8367 | 73.3299 | 491.8367 | 73.3299
1376 | 500.9027 | 78.2139 | 500.9027 | 78.2139
1377 | 496.4423 | 68.5351 | 496.4423 | 68.5351
1378 | 471.2926 | 51.3402 | 471.2926 | 51.3402
1379 | 434.8526 | 44.0355 | 434.8526 | 44.0355
1380 | 406.0636 | 41.6261 | 406.0636 | 41.6261
1381 | 384.5471 | 38.4033 | 384.5471 | 38.4033
1382 | 373.1365 | 40.3707 | 373.1365 | 40.3707
1383 | 368.9129 | 44.6314 | 368.9129 | 44.6314
1384 | 369.9112 | 58.1858 | 369.9112 | 58.1858
1385 | 372.7483 | 85.217 | 372.7483 | 85.217
1386 | 372.7126 | 100.4673 | 372.7126 | 100.4673
1387 | 395.345 | 118.6069 | 395.345 | 118.6069
1388 | 442.7896 | 110.9719 | 442.7896 | 110.9719
1389 | 474.799 | 104.7817 | 474.799 | 104.7817
1390 | 500.2752 | 98.5303 | 500.2752 | 98.5303
1391 | 541.655 | 97.4747 | 541.655 | 97.4747
1392 | 534.8162 | 93.4448 | 534.8162 | 93.4448
1393 | 509.1318 | 89.7861 | 509.1318 | 89.7861
1394 | 508.7144 | 90.8702 | 508.7144 | 90.8702
1395 | 511.8752 | 67.8759 | 511.8752 | 67.8759
1396 | 519.2535 | 74.252 | 519.2535 | 74.252
1397 | 528.6997 | 87.6804 | 528.6997 | 87.6804
1398 | 521.3784 | 79.7499 | 521.3784 | 79.7499
1399 | 495.0472 | 75.9957 | 495.0472 | 75.9957
1400 | 494.3381 | 80.2943 | 494.3381 | 80.2943
1401 | 488.6364 | 70.4194 | 488.6364 | 70.4194
1402 | 467.1412 | 53.1324 | 467.1412 | 53.1324
1403 | 434.4858 | 45.7614 | 434.4858 | 45.7614
1404 | 407.1415 | 43.3249 | 407.1415 | 43.3249
1405 | 387.6743 | 39.9935 | 387.6743 | 39.9935
1406 | 376.3767 | 41.727 | 376.3767 | 41.727
1407 | 370.1304 | 45.5215 | 370.1304 | 45.5215
1408 | 369.9982 | 58.6294 | 369.9982 | 58.6294
1409 | 376.398 | 85.2411 | 376.398 | 85.2411
1410 | 372.1596 | 100.0629 | 372.1596 | 100.0629
1411 | 388.7619 | 117.8526 | 388.7619 | 117.8526
1412 | 424.6426 | 109.8615 | 424.6426 | 109.8615
1413 | 460.0642 | 103.2776 | 460.0642 | 103.2776
1414 | 490.2283 | 96.8889 | 490.2283 | 96.8889
1415 | 527.8476 | 95.9872 | 527.8476 | 95.9872
1416 | 518.8018 | 92.0915 | 518.8018 | 92.0915
1417 | 494.9309 | 88.5082 | 494.9309 | 88.5082
1418 | 486.2418 | 89.6573 | 486.2418 | 89.6573
1419 | 490.1923 | 66.8365 | 490.1923 | 66.8365
1420 | 492.9813 | 73.5686 | 492.9813 | 73.5686
1421 | 502.6852 | 87.3394 | 502.6852 | 87.3394
1422 | 492.6087 | 79.6835 | 492.6087 | 79.6835
1423 | 479.2614 | 76.3473 | 479.2614 | 76.3473
1424 | 485.6675 | 81.0351 | 485.6675 | 81.0351
1425 | 483.5204 | 71.0832 | 483.5204 | 71.0832
1426 | 462.994 | 53.5292 | 462.994 | 53.5292
1427 | 433.4801 | 45.8896 | 433.4801 | 45.8896
1428 | 407.1249 | 43.1137 | 407.1249 | 43.1137
1429 | 389.6356 | 39.4202 | 389.6356 | 39.4202
1430 | 378.9995 | 40.8248 | 378.9995 | 40.8248
1431 | 372.5179 | 44.6721 | 372.5179 | 44.6721
1432 | 373.6507 | 58.0033 | 373.6507 | 58.0033
1433 | 375.6182 | 84.79 | 375.6182 | 84.79
1434 | 370.0044 | 99.7024 | 370.0044 | 99.7024
1435 | 386.4339 | 117.4936 | 386.4339 | 117.4936
1436 | 419.8507 | 109.5477 | 419.8507 | 109.5477
1437 | 451.9914 | 103.0226 | 451.9914 | 103.0226
1438 | 486.3559 | 96.6611 | 486.3559 | 96.6611
1439 | 525.4001 | 95.8062 | 525.4001 | 95.8062
1440 | 517.7355 | 91.9875 | 517.7355 | 91.9875
1441 | 492.3346 | 88.5007 | 492.3346 | 88.5007
1442 | 489.6267 | 89.775 | 489.6267 | 89.775
1443 | 492.2035 | 67.1457 | 492.2035 | 67.1457
1444 | 492.4183 | 73.9819 | 492.4183 | 73.9819
1445 | 500.7856 | 87.6381 | 500.7856 | 87.6381
1446 | 493.4088 | 79.774 | 493.4088 | 79.774
1447 | 482.9271 | 76.2507 | 482.9271 | 76.2507
1448 | 492.9489 | 80.676 | 492.9489 | 80.676
1449 | 489.3041 | 70.3651 | 489.3041 | 70.3651
1450 | 463.4442 | 52.4264 | 463.4442 | 52.4264
1451 | 435.1159 | 44.4639 | 435.1159 | 44.4639
1452 | 409.0183 | 123.6907 | 409.0183 | 123.6907
1453 | 389.3803 | 121.4193 | 389.3803 | 121.4193
1454 | 375.7482 | 119.5064 | 375.7482 | 119.5064
1455 | 370.9087 | 124.9355 | 370.9087 | 124.9355
1456 | 372.446 | 136.5679 | 372.446 | 136.5679
1457 | 374.1659 | 164.397 | 374.1659 | 164.397
1458 | 371.6996 | 180.1024 | 371.6996 | 180.1024
1459 | 389.2074 | 196.6442 | 389.2074 | 196.6442
1460 | 422.8925 | 190.1991 | 422.8925 | 190.1991
1461 | 456.3772 | 187.1557 | 456.3772 | 187.1557
1462 | 487.8767 | 181.4663 | 487.8767 | 181.4663
1463 | 526.771 | 175.9622 | 526.771 | 175.9622
1464 | 519.6901 | 175.623 | 519.6901 | 175.623
1465 | 495.2761 | 172.1349 | 495.2761 | 172.1349
1466 | 486.7861 | 167.7188 | 486.7861 | 167.7188
1467 | 487.9631 | 144.5189 | 487.9631 | 144.5189
1468 | 493.686 | 150.7894 | 493.686 | 150.7894
1469 | 503.9466 | 164.4763 | 503.9466 | 164.4763
1470 | 497.3453 | 154.8507 | 497.3453 | 154.8507
1471 | 492.1171 | 151.2239 | 492.1171 | 151.2239
1472 | 497.5164 | 154.0462 | 497.5164 | 154.0462
1473 | 489.5697 | 142.3158 | 489.5697 | 142.3158
1474 | 464.0668 | 129.0788 | 464.0668 | 129.0788
1475 | 433.1441 | 119.4679 | 433.1441 | 119.4679
1476 | 407.5793 | 118.8113 | 407.5793 | 118.8113
1477 | 387.2318 | 119.2924 | 387.2318 | 119.2924
1478 | 376.7022 | 120.9452 | 376.7022 | 120.9452
1479 | 370.3379 | 129.4208 | 370.3379 | 129.4208
1480 | 372.3277 | 142.9799 | 372.3277 | 142.9799
1481 | 377.357 | 171.1594 | 377.357 | 171.1594
1482 | 376.1018 | 188.7227 | 376.1018 | 188.7227
1483 | 403.589 | 205.7086 | 403.589 | 205.7086
1484 | 452.341 | 199.3261 | 452.341 | 199.3261
1485 | 487.5915 | 196.2202 | 487.5915 | 196.2202
1486 | 517.4275 | 191.0312 | 517.4275 | 191.0312
1487 | 562.8951 | 184.0507 | 562.8951 | 184.0507
1488 | 554.6413 | 182.2602 | 554.6413 | 182.2602
1489 | 515.848 | 177.0331 | 515.848 | 177.0331
1490 | 509.6976 | 170.6027 | 509.6976 | 170.6027
1491 | 514.6518 | 146.1141 | 514.6518 | 146.1141
1492 | 520.2894 | 150.902 | 520.2894 | 150.902
1493 | 528.2705 | 163.4879 | 528.2705 | 163.4879
1494 | 518.1907 | 152.8864 | 518.1907 | 152.8864
1495 | 504.4378 | 148.6403 | 504.4378 | 148.6403
1496 | 510.0424 | 151.031 | 510.0424 | 151.031
1497 | 500.7637 | 138.9378 | 500.7637 | 138.9378
1498 | 473.8707 | 125.6069 | 473.8707 | 125.6069
1499 | 436.2086 | 116.4214 | 436.2086 | 116.4214
1500 | 408.3231 | 117.1286 | 408.3231 | 117.1286
1501 | 386.7905 | 118.9984 | 386.7905 | 118.9984
1502 | 376.9153 | 120.4197 | 376.9153 | 120.4197
1503 | 371.6499 | 127.2564 | 371.6499 | 127.2564
1504 | 374.1897 | 140.2587 | 374.1897 | 140.2587
1505 | 378.1852 | 169.7706 | 378.1852 | 169.7706
1506 | 381.9717 | 186.9148 | 381.9717 | 186.9148
1507 | 412.7299 | 203.9007 | 412.7299 | 203.9007
1508 | 471.8365 | 196.6299 | 471.8365 | 196.6299
1509 | 505.2639 | 191.9538 | 505.2639 | 191.9538
1510 | 532.9214 | 185.9516 | 532.9214 | 185.9516
1511 | 577.2158 | 180.5726 | 577.2158 | 180.5726
1512 | 560.6033 | 180.1271 | 560.6033 | 180.1271
1513 | 524.9992 | 176.0885 | 524.9992 | 176.0885
1514 | 522.7093 | 171.3784 | 522.7093 | 171.3784
1515 | 525.7877 | 147.6217 | 525.7877 | 147.6217
1516 | 531.3053 | 153.2792 | 531.3053 | 153.2792
1517 | 540.5488 | 166.5844 | 540.5488 | 166.5844
1518 | 535.5277 | 156.8024 | 535.5277 | 156.8024
1519 | 523.9844 | 153.3696 | 523.9844 | 153.3696
1520 | 524.1768 | 156.2107 | 524.1768 | 156.2107
1521 | 511.263 | 143.8484 | 511.263 | 143.8484
1522 | 479.737 | 129.5292 | 479.737 | 129.5292
1523 | 441.4332 | 119.2177 | 441.4332 | 119.2177
1524 | 409.1631 | 118.3484 | 409.1631 | 118.3484
1525 | 387.9326 | 118.6981 | 387.9326 | 118.6981
1526 | 377.1872 | 119.2499 | 377.1872 | 119.2499
1527 | 371.2155 | 124.4476 | 371.2155 | 124.4476
1528 | 374.1621 | 135.6546 | 374.1621 | 135.6546
1529 | 382.1082 | 164.4783 | 382.1082 | 164.4783
1530 | 388.4604 | 182.0479 | 388.4604 | 182.0479
1531 | 420.2473 | 200.0973 | 420.2473 | 200.0973
1532 | 483.6494 | 194.3466 | 483.6494 | 194.3466
1533 | 524.8905 | 191.6848 | 524.8905 | 191.6848
1534 | 548.6139 | 186.6147 | 548.6139 | 186.6147
1535 | 595.9684 | 180.5664 | 595.9684 | 180.5664
1536 | 579.3651 | 179.7017 | 579.3651 | 179.7017
1537 | 543.1855 | 175.9196 | 543.1855 | 175.9196
1538 | 536.234 | 170.9655 | 536.234 | 170.9655
1539 | 542.651 | 147.8719 | 542.651 | 147.8719
1540 | 547.0473 | 154.2613 | 547.0473 | 154.2613
1541 | 550.3384 | 167.1975 | 550.3384 | 167.1975
1542 | 543.8918 | 157.0902 | 543.8918 | 157.0902
1543 | 528.2818 | 153.7511 | 528.2818 | 153.7511
1544 | 529.6507 | 157.199 | 529.6507 | 157.199
1545 | 513.3933 | 145.5312 | 513.3933 | 145.5312
1546 | 489.2263 | 131.5811 | 489.2263 | 131.5811
1547 | 451.6158 | 121.795 | 451.6158 | 121.795
1548 | 423.6283 | 123.9722 | 423.6283 | 123.9722
1549 | 402.5142 | 127.5811 | 402.5142 | 127.5811
1550 | 389.6316 | 129.7719 | 389.6316 | 129.7719
1551 | 384.0539 | 136.9526 | 384.0539 | 136.9526
1552 | 386.2235 | 149.761 | 386.2235 | 149.761
1553 | 391.8108 | 177.7903 | 391.8108 | 177.7903
1554 | 393.924 | 193.3581 | 393.924 | 193.3581
1555 | 418.6351 | 209.5621 | 418.6351 | 209.5621
1556 | 466.4013 | 202.8418 | 466.4013 | 202.8418
1557 | 503.8397 | 199.4293 | 503.8397 | 199.4293
1558 | 527.4915 | 193.4834 | 527.4915 | 193.4834
1559 | 569.1527 | 187.2661 | 569.1527 | 187.2661
1560 | 563.7547 | 185.7947 | 563.7547 | 185.7947
1561 | 531.9676 | 180.6176 | 531.9676 | 180.6176
1562 | 526.3828 | 174.1747 | 526.3828 | 174.1747
1563 | 529.8135 | 150.1427 | 529.8135 | 150.1427
1564 | 531.2406 | 156.2006 | 531.2406 | 156.2006
1565 | 535.9675 | 169.706 | 535.9675 | 169.706
1566 | 531.8537 | 160.218 | 531.8537 | 160.218
1567 | 519.0206 | 156.7726 | 519.0206 | 156.7726
1568 | 522.5565 | 160.1204 | 522.5565 | 160.1204
1569 | 506.9579 | 148.5089 | 506.9579 | 148.5089
1570 | 484.2375 | 134.6776 | 484.2375 | 134.6776
1571 | 453.5857 | 125.7924 | 453.5857 | 125.7924
1572 | 425.7553 | 127.3691 | 425.7553 | 127.3691
1573 | 404.0984 | 129.1701 | 404.0984 | 129.1701
1574 | 392.7852 | 129.5029 | 392.7852 | 129.5029
1575 | 384.6152 | 135.3699 | 384.6152 | 135.3699
1576 | 385.945 | 147.6904 | 385.945 | 147.6904
1577 | 390.9619 | 176.7269 | 390.9619 | 176.7269
1578 | 386.7756 | 194.0525 | 386.7756 | 194.0525
1579 | 406.7678 | 211.3199 | 406.7678 | 211.3199
1580 | 446.1292 | 204.0741 | 446.1292 | 204.0741
1581 | 482.1233 | 200.3113 | 482.1233 | 200.3113
1582 | 505.3961 | 195.7479 | 505.3961 | 195.7479
1583 | 538.986 | 190.8256 | 538.986 | 190.8256
1584 | 530.0157 | 189.8546 | 530.0157 | 189.8546
1585 | 510.9402 | 184.64 | 510.9402 | 184.64
1586 | 500.6939 | 178.9102 | 500.6939 | 178.9102
1587 | 501.9385 | 155.8103 | 501.9385 | 155.8103
1588 | 504.8464 | 162.0183 | 504.8464 | 162.0183
1589 | 514.3966 | 176.3995 | 514.3966 | 176.3995
1590 | 506.204 | 167.0492 | 506.204 | 167.0492
1591 | 500.2492 | 164.0041 | 500.2492 | 164.0041
1592 | 512.4858 | 168.6344 | 512.4858 | 168.6344
1593 | 503.9813 | 157.7485 | 503.9813 | 157.7485
1594 | 477.5024 | 143.2791 | 477.5024 | 143.2791
1595 | 445.9519 | 131.9792 | 445.9519 | 131.9792
1596 | 419.873 | 130.4656 | 419.873 | 130.4656
1597 | 402.4889 | 131.2532 | 402.4889 | 131.2532
1598 | 390.5345 | 131.8738 | 390.5345 | 131.8738
1599 | 386.6782 | 138.0473 | 386.6782 | 138.0473
1600 | 387.1569 | 150.7369 | 387.1569 | 150.7369
1601 | 392.4187 | 179.0164 | 392.4187 | 179.0164
1602 | 388.312 | 195.2411 | 388.312 | 195.2411
1603 | 403.5341 | 211.8516 | 403.5341 | 211.8516
1604 | 434.259 | 204.8936 | 434.259 | 204.8936
1605 | 466.0151 | 200.5053 | 466.0151 | 200.5053
1606 | 494.674 | 194.0527 | 494.674 | 194.0527
1607 | 533.3938 | 188.6799 | 533.3938 | 188.6799
1608 | 526.1125 | 188.7098 | 526.1125 | 188.7098
1609 | 504.3737 | 185.1967 | 504.3737 | 185.1967
1610 | 497.7755 | 179.9736 | 497.7755 | 179.9736
1611 | 500.7923 | 156.5422 | 500.7923 | 156.5422
1612 | 508.035 | 163.3257 | 508.035 | 163.3257
1613 | 519.2951 | 176.3495 | 519.2951 | 176.3495
1614 | 507.1129 | 165.9294 | 507.1129 | 165.9294
1615 | 502.8126 | 162.5591 | 502.8126 | 162.5591
1616 | 515.8363 | 166.3198 | 515.8363 | 166.3198
1617 | 503.1754 | 154.6957 | 503.1754 | 154.6957
1618 | 480.6166 | 141.0146 | 480.6166 | 141.0146
1619 | 446.007 | 131.0096 | 446.007 | 131.0096
1620 | 415.8951 | 129.2332 | 415.8951 | 129.2332
1621 | 399.602 | 128.0065 | 399.602 | 128.0065
1622 | 387.9411 | 126.2875 | 387.9411 | 126.2875
1623 | 383.7916 | 131.1286 | 383.7916 | 131.1286
1624 | 385.8245 | 143.0487 | 385.8245 | 143.0487
1625 | 392.6044 | 170.9905 | 392.6044 | 170.9905
1626 | 392.7429 | 186.9398 | 392.7429 | 186.9398
1627 | 421.0239 | 203.6567 | 421.0239 | 203.6567
1628 | 465.1644 | 196.6424 | 465.1644 | 196.6424
1629 | 491.5403 | 192.767 | 491.5403 | 192.767
1630 | 520.33 | 186.7773 | 520.33 | 186.7773
1631 | 561.4285 | 181.1419 | 561.4285 | 181.1419
1632 | 552.5802 | 180.4148 | 552.5802 | 180.4148
1633 | 517.0555 | 176.5702 | 517.0555 | 176.5702
1634 | 512.7183 | 172.0978 | 512.7183 | 172.0978
1635 | 513.2537 | 149.5672 | 513.2537 | 149.5672
1636 | 520.7444 | 156.5571 | 520.7444 | 156.5571
1637 | 533.128 | 171.1323 | 533.128 | 171.1323
1638 | 525.2328 | 162.6327 | 525.2328 | 162.6327
1639 | 521.953 | 160.4572 | 521.953 | 160.4572
1640 | 526.0244 | 164.368 | 526.0244 | 164.368
1641 | 507.9945 | 152.3686 | 507.9945 | 152.3686
1642 | 484.2279 | 137.6553 | 484.2279 | 137.6553
1643 | 445.9665 | 126.5181 | 445.9665 | 126.5181
1644 | 414.626 | 124.7417 | 414.626 | 124.7417
1645 | 397.0191 | 123.7089 | 397.0191 | 123.7089
1646 | 385.4512 | 122.1775 | 385.4512 | 122.1775
1647 | 381.3455 | 127.7005 | 381.3455 | 127.7005
1648 | 385.415 | 139.8709 | 385.415 | 139.8709
1649 | 396.3918 | 168.1504 | 396.3918 | 168.1504
1650 | 400.049 | 184.4563 | 400.049 | 184.4563
1651 | 432.4732 | 201.2358 | 432.4732 | 201.2358
1652 | 491.9884 | 194.0776 | 491.9884 | 194.0776
1653 | 526.1985 | 189.7518 | 526.1985 | 189.7518
1654 | 556.3708 | 183.7183 | 556.3708 | 183.7183
1655 | 598.0064 | 178.5145 | 598.0064 | 178.5145
1656 | 581.6242 | 179.0261 | 581.6242 | 179.0261
1657 | 538.6026 | 175.8008 | 538.6026 | 175.8008
1658 | 533.4952 | 171.516 | 533.4952 | 171.516
1659 | 539.1936 | 148.8603 | 539.1936 | 148.8603
1660 | 539.561 | 155.2685 | 539.561 | 155.2685
1661 | 551.9311 | 169.4996 | 551.9311 | 169.4996
1662 | 546.7852 | 160.6121 | 546.7852 | 160.6121
1663 | 538.0364 | 157.761 | 538.0364 | 157.761
1664 | 538.7945 | 161.2214 | 538.7945 | 161.2214
1665 | 521.4574 | 149.6161 | 521.4574 | 149.6161
1666 | 493.8508 | 135.5597 | 493.8508 | 135.5597
1667 | 453.1934 | 125.4296 | 453.1934 | 125.4296
1668 | 420.8076 | 126.0429 | 420.8076 | 126.0429
1669 | 402.5717 | 127.0932 | 402.5717 | 127.0932
1670 | 391.4735 | 127.0569 | 391.4735 | 127.0569
1671 | 388.6735 | 133.3806 | 388.6735 | 133.3806
1672 | 390.4951 | 145.4759 | 390.4951 | 145.4759
1673 | 399.3362 | 174.406 | 399.3362 | 174.406
1674 | 401.9117 | 191.7379 | 401.9117 | 191.7379
1675 | 433.8073 | 208.9678 | 433.8073 | 208.9678
1676 | 492.2681 | 202.6729 | 492.2681 | 202.6729
1677 | 526.8963 | 200.2926 | 526.8963 | 200.2926
1678 | 547.8446 | 195.7479 | 547.8446 | 195.7479
1679 | 594.6227 | 191.3323 | 594.6227 | 191.3323
1680 | 573.9993 | 191.7188 | 573.9993 | 191.7188
1681 | 539.018 | 188.8938 | 539.018 | 188.8938
1682 | 541.6352 | 185.1158 | 541.6352 | 185.1158
1683 | 549.2784 | 162.8855 | 549.2784 | 162.8855
1684 | 550.0959 | 170.2257 | 550.0959 | 170.2257
1685 | 556.0008 | 184.8697 | 556.0008 | 184.8697
1686 | 550.3888 | 175.2816 | 550.3888 | 175.2816
1687 | 543.6479 | 172.0364 | 543.6479 | 172.0364
1688 | 546.5354 | 175.9097 | 546.5354 | 175.9097
1689 | 525.9326 | 163.6601 | 525.9326 | 163.6601
1690 | 495.9083 | 148.3962 | 495.9083 | 148.3962
1691 | 456.8966 | 137.6343 | 456.8966 | 137.6343
1692 | 425.8155 | 137.2717 | 425.8155 | 137.2717
1693 | 406.2067 | 138.541 | 406.2067 | 138.541
1694 | 395.2783 | 138.999 | 395.2783 | 138.999
1695 | 392.2278 | 145.9044 | 392.2278 | 145.9044
1696 | 395.4429 | 158.9381 | 395.4429 | 158.9381
1697 | 405.3551 | 187.7556 | 405.3551 | 187.7556
1698 | 412.1498 | 204.4494 | 412.1498 | 204.4494
1699 | 443.678 | 222.0295 | 443.678 | 222.0295
1700 | 499.0666 | 216.0224 | 499.0666 | 216.0224
1701 | 537.128 | 212.0657 | 537.128 | 212.0657
1702 | 560.5513 | 205.6256 | 560.5513 | 205.6256
1703 | 598.3449 | 199.6711 | 598.3449 | 199.6711
1704 | 580.3775 | 197.5303 | 580.3775 | 197.5303
1705 | 545.766 | 190.9144 | 545.766 | 190.9144
1706 | 539.7027 | 183.2016 | 539.7027 | 183.2016
1707 | 542.6485 | 158.8944 | 542.6485 | 158.8944
1708 | 542.1076 | 166.0032 | 542.1076 | 166.0032
1709 | 550.5668 | 180.3406 | 550.5668 | 180.3406
1710 | 545.5212 | 170.9277 | 545.5212 | 170.9277
1711 | 547.1429 | 167.5136 | 547.1429 | 167.5136
1712 | 544.6043 | 170.6987 | 544.6043 | 170.6987
1713 | 523.8585 | 159.5689 | 523.8585 | 159.5689
1714 | 499.1742 | 146.726 | 499.1742 | 146.726
1715 | 463.4397 | 137.3904 | 463.4397 | 137.3904
1716 | 433.016 | 136.984 | 433.016 | 136.984
1717 | 412.006 | 137.1585 | 412.006 | 137.1585
1718 | 399.3496 | 137.1786 | 399.3496 | 137.1786
1719 | 395.5697 | 143.9339 | 395.5697 | 143.9339
1720 | 399.3739 | 157.3366 | 399.3739 | 157.3366
1721 | 408.8618 | 187.5429 | 408.8618 | 187.5429
1722 | 411.9461 | 205.6755 | 411.9461 | 205.6755
1723 | 441.1579 | 224.1439 | 441.1579 | 224.1439
1724 | 487.2781 | 218.7686 | 487.2781 | 218.7686
1725 | 518.7015 | 215.5126 | 518.7015 | 215.5126
1726 | 541.5659 | 209.8169 | 541.5659 | 209.8169
1727 | 587.5031 | 205.0822 | 587.5031 | 205.0822
1728 | 572.9311 | 204.2488 | 572.9311 | 204.2488
1729 | 541.9798 | 198.221 | 541.9798 | 198.221
1730 | 535.5344 | 190.8334 | 535.5344 | 190.8334
1731 | 534.6634 | 166.3511 | 534.6634 | 166.3511
1732 | 535.617 | 173.1221 | 535.617 | 173.1221
1733 | 550.0969 | 186.8715 | 550.0969 | 186.8715
1734 | 544.1887 | 176.514 | 544.1887 | 176.514
1735 | 547.0024 | 172.3054 | 547.0024 | 172.3054
1736 | 542.3437 | 174.865 | 542.3437 | 174.865
1737 | 521.5766 | 162.7905 | 521.5766 | 162.7905
1738 | 498.0739 | 149.1219 | 498.0739 | 149.1219
1739 | 464.2481 | 139.4422 | 464.2481 | 139.4422
1740 | 436.9362 | 138.7168 | 436.9362 | 138.7168
1741 | 417.071 | 138.7913 | 417.071 | 138.7913
1742 | 404.6196 | 138.242 | 404.6196 | 138.242
1743 | 400.2974 | 144.4844 | 400.2974 | 144.4844
1744 | 401.643 | 156.8299 | 401.643 | 156.8299
1745 | 411.1419 | 185.6724 | 411.1419 | 185.6724
1746 | 411.1428 | 202.7165 | 411.1428 | 202.7165
1747 | 423.1538 | 220.2029 | 423.1538 | 220.2029
1748 | 463.046 | 213.9768 | 463.046 | 213.9768
1749 | 497.9652 | 210.9835 | 497.9652 | 210.9835
1750 | 521.0617 | 205.9822 | 521.0617 | 205.9822
1751 | 565.5411 | 201.1662 | 565.5411 | 201.1662
1752 | 560.974 | 199.9762 | 560.974 | 199.9762
1753 | 533.7007 | 195.212 | 533.7007 | 195.212
1754 | 526.1895 | 189.2758 | 526.1895 | 189.2758
1755 | 526.7716 | 165.5003 | 526.7716 | 165.5003
1756 | 530.0812 | 171.4143 | 530.0812 | 171.4143
1757 | 541.8752 | 184.901 | 541.8752 | 184.901
1758 | 534.9361 | 175.3504 | 534.9361 | 175.3504
1759 | 535.7048 | 172.1052 | 535.7048 | 172.1052
1760 | 532.6024 | 175.4968 | 532.6024 | 175.4968
1761 | 516.8136 | 164.2543 | 516.8136 | 164.2543
1762 | 491.1655 | 151.0173 | 491.1655 | 151.0173
1763 | 460.0936 | 141.419 | 460.0936 | 141.419
1764 | 428.9999 | 140.6373 | 428.9999 | 140.6373
1765 | 410.7156 | 140.4553 | 410.7156 | 140.4553
1766 | 399.6071 | 139.8685 | 399.6071 | 139.8685
1767 | 396.395 | 146.4111 | 396.395 | 146.4111
1768 | 396.3216 | 159.1758 | 396.3216 | 159.1758
1769 | 403.2062 | 188.769 | 403.2062 | 188.769
1770 | 406.4828 | 206.8077 | 406.4828 | 206.8077
1771 | 425.3532 | 225.4889 | 425.3532 | 225.4889
1772 | 460.4563 | 220.564 | 460.4563 | 220.564
1773 | 493.6539 | 217.9773 | 493.6539 | 217.9773
1774 | 525.7681 | 212.7633 | 525.7681 | 212.7633
1775 | 563.982 | 208.773 | 563.982 | 208.773
1776 | 558.8441 | 209.1407 | 558.8441 | 209.1407
1777 | 533.7933 | 204.7644 | 533.7933 | 204.7644
1778 | 530.2333 | 198.7781 | 530.2333 | 198.7781
1779 | 536.4252 | 174.9588 | 536.4252 | 174.9588
1780 | 544.179 | 182.493 | 544.179 | 182.493
1781 | 548.7083 | 197.6562 | 548.7083 | 197.6562
1782 | 543.5541 | 189.288 | 543.5541 | 189.288
1783 | 543.8366 | 186.8122 | 543.8366 | 186.8122
1784 | 535.5876 | 190.7168 | 535.5876 | 190.7168
1785 | 516.9574 | 177.2223 | 516.9574 | 177.2223
1786 | 490.7075 | 160.8762 | 490.7075 | 160.8762
1787 | 455.6286 | 149.1322 | 455.6286 | 149.1322
1788 | 428.4124 | 146.9617 | 428.4124 | 146.9617
1789 | 410.8698 | 145.3409 | 410.8698 | 145.3409
1790 | 397.5026 | 143.1089 | 397.5026 | 143.1089
1791 | 391.9449 | 148.8195 | 391.9449 | 148.8195
1792 | 396.0395 | 161.4153 | 396.0395 | 161.4153
1793 | 403.7625 | 190.0076 | 403.7625 | 190.0076
1794 | 410.4877 | 206.9766 | 410.4877 | 206.9766
1795 | 434.2752 | 224.1002 | 434.2752 | 224.1002
1796 | 479.0802 | 217.4737 | 479.0802 | 217.4737
1797 | 507.0283 | 214.2802 | 507.0283 | 214.2802
1798 | 536.2083 | 208.6971 | 536.2083 | 208.6971
1799 | 579.5339 | 203.0929 | 579.5339 | 203.0929
1800 | 567.4716 | 202.1281 | 567.4716 | 202.1281
1801 | 544.1736 | 197.3577 | 544.1736 | 197.3577
1802 | 535.7821 | 191.8656 | 535.7821 | 191.8656
1803 | 543.3437 | 167.7899 | 543.3437 | 167.7899
1804 | 542.6243 | 173.4161 | 542.6243 | 173.4161
1805 | 552.7738 | 186.4148 | 552.7738 | 186.4148
1806 | 553.1978 | 176.2825 | 553.1978 | 176.2825
1807 | 555.2486 | 172.3617 | 555.2486 | 172.3617
1808 | 548.8226 | 175.2153 | 548.8226 | 175.2153
1809 | 528.9723 | 163.2096 | 528.9723 | 163.2096
1810 | 501.9614 | 149.7412 | 501.9614 | 149.7412
1811 | 461.6936 | 140.7559 | 461.6936 | 140.7559
1812 | 432.0307 | 141.463 | 432.0307 | 141.463
1813 | 412.4355 | 142.0254 | 412.4355 | 142.0254
1814 | 399.308 | 141.2197 | 399.308 | 141.2197
1815 | 397.1207 | 146.9429 | 397.1207 | 146.9429
1816 | 400.2347 | 158.5752 | 400.2347 | 158.5752
1817 | 410.102 | 186.5545 | 410.102 | 186.5545
1818 | 417.3338 | 202.4163 | 417.3338 | 202.4163
1819 | 454.3552 | 218.0697 | 454.3552 | 218.0697
1820 | 510.8369 | 210.0232 | 510.8369 | 210.0232
1821 | 546.0524 | 205.3409 | 546.0524 | 205.3409
1822 | 571.9148 | 198.5817 | 571.9148 | 198.5817
1823 | 615.457 | 192.6335 | 615.457 | 192.6335
1824 | 600.6854 | 192.019 | 600.6854 | 192.019
1825 | 564.0655 | 187.8679 | 564.0655 | 187.8679
1826 | 558.5641 | 182.357 | 558.5641 | 182.357
1827 | 566.4205 | 157.7871 | 566.4205 | 157.7871
1828 | 569.1519 | 162.5438 | 569.1519 | 162.5438
1829 | 582.8403 | 174.7355 | 582.8403 | 174.7355
1830 | 579.015 | 164.2154 | 579.015 | 164.2154
1831 | 573.8018 | 160.4009 | 573.8018 | 160.4009
1832 | 567.4061 | 163.4297 | 567.4061 | 163.4297
1833 | 541.9865 | 151.6993 | 541.9865 | 151.6993
1834 | 505.93 | 138.4498 | 505.93 | 138.4498
1835 | 464.7898 | 128.0194 | 464.7898 | 128.0194
1836 | 436.1637 | 126.243 | 436.1637 | 126.243
1837 | 414.8691 | 125.3479 | 414.8691 | 125.3479
1838 | 403.114 | 124.6986 | 403.114 | 124.6986
1839 | 396.1916 | 131.5415 | 396.1916 | 131.5415
1840 | 401.0721 | 144.8879 | 401.0721 | 144.8879
1841 | 411.3351 | 174.381 | 411.3351 | 174.381
1842 | 420.1108 | 191.863 | 420.1108 | 191.863
1843 | 454.0595 | 210.4566 | 454.0595 | 210.4566
1844 | 511.3062 | 206.5076 | 511.3062 | 206.5076
1845 | 544.0186 | 204.4588 | 544.0186 | 204.4588
1846 | 569.0936 | 199.0259 | 569.0936 | 199.0259
1847 | 610.487 | 193.9972 | 610.487 | 193.9972
1848 | 599.3845 | 193.4829 | 599.3845 | 193.4829
1849 | 561.6163 | 187.943 | 561.6163 | 187.943
1850 | 556.7676 | 180.693 | 556.7676 | 180.693
1851 | 560.5236 | 155.4225 | 560.5236 | 155.4225
1852 | 562.8844 | 159.9977 | 562.8844 | 159.9977
1853 | 573.9598 | 171.689 | 573.9598 | 171.689
1854 | 576.2058 | 160.706 | 576.2058 | 160.706
1855 | 578.1899 | 156.4536 | 578.1899 | 156.4536
1856 | 566.6213 | 159.4323 | 566.6213 | 159.4323
1857 | 543.1139 | 148.3713 | 543.1139 | 148.3713
1858 | 512.1285 | 137.0735 | 512.1285 | 137.0735
1859 | 474.14 | 130.065 | 474.14 | 130.065
1860 | 440.6885 | 131.1287 | 440.6885 | 131.1287
1861 | 421.0146 | 130.9342 | 421.0146 | 130.9342
1862 | 410.5492 | 129.7656 | 410.5492 | 129.7656
1863 | 406.4152 | 136.2144 | 406.4152 | 136.2144
1864 | 408.3622 | 150.03 | 408.3622 | 150.03
1865 | 416.6941 | 179.1916 | 416.6941 | 179.1916
1866 | 427.1554 | 195.5726 | 427.1554 | 195.5726
1867 | 461.2427 | 213.3342 | 461.2427 | 213.3342
1868 | 516.5551 | 207.8338 | 516.5551 | 207.8338
1869 | 547.9776 | 205.0907 | 547.9776 | 205.0907
1870 | 574.8087 | 199.4012 | 574.8087 | 199.4012
1871 | 611.2938 | 193.9847 | 611.2938 | 193.9847
1872 | 600.4619 | 193.4015 | 600.4619 | 193.4015
1873 | 562.8348 | 188.2557 | 562.8348 | 188.2557
1874 | 559.5613 | 181.7878 | 559.5613 | 181.7878
1875 | 567.2917 | 156.8613 | 567.2917 | 156.8613
1876 | 565.0543 | 161.5554 | 565.0543 | 161.5554
1877 | 575.7099 | 173.9411 | 575.7099 | 173.9411
1878 | 572.4982 | 163.3896 | 572.4982 | 163.3896
1879 | 573.0481 | 159.0747 | 573.0481 | 159.0747
1880 | 558.6078 | 161.3528 | 558.6078 | 161.3528
1881 | 536.6498 | 149.3784 | 536.6498 | 149.3784
1882 | 505.0579 | 136.4542 | 505.0579 | 136.4542
1883 | 472.8389 | 127.888 | 472.8389 | 127.888
1884 | 439.5555 | 128.6077 | 439.5555 | 128.6077
1885 | 419.4761 | 128.9574 | 419.4761 | 128.9574
1886 | 407.1424 | 128.7835 | 407.1424 | 128.7835
1887 | 403.3968 | 135.4012 | 403.3968 | 135.4012
1888 | 405.8959 | 147.9844 | 405.8959 | 147.9844
1889 | 416.3518 | 176.4141 | 416.3518 | 176.4141
1890 | 426.15 | 192.9077 | 426.15 | 192.9077
1891 | 455.1616 | 209.806 | 455.1616 | 209.806
1892 | 502.8644 | 203.4673 | 502.8644 | 203.4673
1893 | 535.7722 | 199.6483 | 535.7722 | 199.6483
1894 | 560.1878 | 194.0714 | 560.1878 | 194.0714
1895 | 610.001 | 189.7559 | 610.001 | 189.7559
1896 | 596.7489 | 190.011 | 596.7489 | 190.011
1897 | 562.3525 | 185.0341 | 562.3525 | 185.0341
1898 | 554.2215 | 178.3722 | 554.2215 | 178.3722
1899 | 552.886 | 154.2652 | 552.886 | 154.2652
1900 | 560.5947 | 160.0791 | 560.5947 | 160.0791
1901 | 575.8939 | 172.7025 | 575.8939 | 172.7025
1902 | 573.3644 | 162.8767 | 573.3644 | 162.8767
1903 | 577.8987 | 159.7878 | 577.8987 | 159.7878
1904 | 563.2551 | 163.3296 | 563.2551 | 163.3296
1905 | 538.2949 | 152.4062 | 538.2949 | 152.4062
1906 | 508.0599 | 140.6205 | 508.0599 | 140.6205
1907 | 475.2919 | 133.1428 | 475.2919 | 133.1428
1908 | 445.5594 | 134.294 | 445.5594 | 134.294
1909 | 427.5484 | 134.6313 | 427.5484 | 134.6313
1910 | 414.4482 | 135.208 | 414.4482 | 135.208
1911 | 409.1004 | 143.0706 | 409.1004 | 143.0706
1912 | 410.9279 | 156.5922 | 410.9279 | 156.5922
1913 | 419.9947 | 185.4723 | 419.9947 | 185.4723
1914 | 426.7138 | 201.9659 | 426.7138 | 201.9659
1915 | 443.8283 | 219.5586 | 443.8283 | 219.5586
1916 | 481.2384 | 214.3334 | 481.2384 | 214.3334
1917 | 512.779 | 211.1461 | 512.779 | 211.1461
1918 | 537.2651 | 205.1376 | 537.2651 | 205.1376
1919 | 579.0461 | 200.1277 | 579.0461 | 200.1277
1920 | 572.5569 | 200.7457 | 572.5569 | 200.7457
1921 | 543.0593 | 197.5141 | 543.0593 | 197.5141
1922 | 536.4935 | 193.4983 | 536.4935 | 193.4983
1923 | 542.2291 | 171.781 | 542.2291 | 171.781
1924 | 551.6176 | 179.3589 | 551.6176 | 179.3589
1925 | 559.741 | 193.9529 | 559.741 | 193.9529
1926 | 559.92 | 185.6472 | 559.92 | 185.6472
1927 | 561.768 | 183.8595 | 561.768 | 183.8595
1928 | 545.6761 | 188.5836 | 545.6761 | 188.5836
1929 | 524.1872 | 177.7978 | 524.1872 | 177.7978
1930 | 502.9446 | 164.5045 | 502.9446 | 164.5045
1931 | 471.9586 | 154.9562 | 471.9586 | 154.9562
1932 | 443.0949 | 154.8 | 443.0949 | 154.8
1933 | 426.3219 | 155.5876 | 426.3219 | 155.5876
1934 | 414.3855 | 156.0831 | 414.3855 | 156.0831
1935 | 411.173 | 163.9457 | 411.173 | 163.9457
1936 | 413.4075 | 177.7988 | 413.4075 | 177.7988
1937 | 419.9601 | 207.1043 | 419.9601 | 207.1043
1938 | 427.8515 | 225.9 | 427.8515 | 225.9
1939 | 442.9036 | 245.1504 | 442.9036 | 245.1504
1940 | 478.3051 | 240.4194 | 478.3051 | 240.4194
1941 | 511.3105 | 237.376 | 511.3105 | 237.376
1942 | 536.3033 | 230.6607 | 536.3033 | 230.6607
1943 | 581.2864 | 224.85 | 581.2864 | 224.85
1944 | 567.3754 | 224.5546 | 567.3754 | 224.5546
1945 | 544.5176 | 220.4285 | 544.5176 | 220.4285
1946 | 537.6635 | 215.0928 | 537.6635 | 215.0928
1947 | 539.6348 | 192.4809 | 539.6348 | 192.4809
1948 | 551.5857 | 200.4842 | 551.5857 | 200.4842
1949 | 569.2282 | 215.8476 | 569.2282 | 215.8476
1950 | 562.2405 | 207.5169 | 562.2405 | 207.5169
1951 | 566.493 | 204.9035 | 566.493 | 204.9035
1952 | 553.4607 | 208.6079 | 553.4607 | 208.6079
1953 | 532.2848 | 197.0401 | 532.2848 | 197.0401
1954 | 504.5651 | 183.4716 | 504.5651 | 183.4716
1955 | 471.8056 | 173.7606 | 471.8056 | 173.7606
1956 | 447.4768 | 172.6912 | 447.4768 | 172.6912
1957 | 428.8305 | 171.4707 | 428.8305 | 171.4707
1958 | 415.6884 | 170.2521 | 415.6884 | 170.2521
1959 | 412.2352 | 176.0316 | 412.2352 | 176.0316
1960 | 413.6869 | 188.0643 | 413.6869 | 188.0643
1961 | 421.0266 | 216.5127 | 421.0266 | 216.5127
1962 | 430.7412 | 233.0501 | 430.7412 | 233.0501
1963 | 456.3313 | 249.9109 | 456.3313 | 249.9109
1964 | 499.088 | 243.0155 | 499.088 | 243.0155
1965 | 531.1673 | 239.3903 | 531.1673 | 239.3903
1966 | 558.4829 | 233.1191 | 558.4829 | 233.1191
1967 | 600.2995 | 226.8894 | 600.2995 | 226.8894
1968 | 583.9346 | 226.106 | 583.9346 | 226.106
1969 | 552.7394 | 221.3481 | 552.7394 | 221.3481
1970 | 545.7551 | 215.3681 | 545.7551 | 215.3681
1971 | 549.709 | 191.0859 | 549.709 | 191.0859
1972 | 557.2822 | 196.3305 | 557.2822 | 196.3305
1973 | 572.5416 | 208.5848 | 572.5416 | 208.5848
1974 | 571.2283 | 197.2326 | 571.2283 | 197.2326
1975 | 577.629 | 192.2734 | 577.629 | 192.2734
1976 | 560.4996 | 194.1261 | 560.4996 | 194.1261
1977 | 538.1585 | 182.4457 | 538.1585 | 182.4457
1978 | 505.8061 | 170.1096 | 505.8061 | 170.1096
1979 | 473.1557 | 161.4683 | 473.1557 | 161.4683
1980 | 441.7752 | 161.2746 | 441.7752 | 161.2746
1981 | 424.1733 | 160.5359 | 424.1733 | 160.5359
1982 | 414.0326 | 159.6301 | 414.0326 | 159.6301
1983 | 407.8525 | 164.54 | 407.8525 | 164.54
1984 | 410.7549 | 175.7845 | 410.7549 | 175.7845
1985 | 423.1556 | 203.8701 | 423.1556 | 203.8701
1986 | 433.9314 | 220.4138 | 433.9314 | 220.4138
1987 | 467.0756 | 237.75 | 467.0756 | 237.75
1988 | 522.1453 | 231.5739 | 522.1453 | 231.5739
1989 | 556.1314 | 229.1498 | 556.1314 | 229.1498
1990 | 582.2987 | 224.9555 | 582.2987 | 224.9555
1991 | 622.4872 | 221.6847 | 622.4872 | 221.6847
1992 | 602.8702 | 223.9916 | 602.8702 | 223.9916
1993 | 569.0256 | 222.0299 | 569.0256 | 222.0299
1994 | 561.2062 | 218.7961 | 561.2062 | 218.7961
1995 | 568.7425 | 197.7794 | 568.7425 | 197.7794
1996 | 570.8741 | 206.6586 | 570.8741 | 206.6586
1997 | 585.118 | 222.0157 | 585.118 | 222.0157
1998 | 591.9016 | 213.4973 | 591.9016 | 213.4973
1999 | 589.3556 | 210.8589 | 589.3556 | 210.8589
2000 | 570.4748 | 213.9002 | 570.4748 | 213.9002
2001 | 544.6543 | 201.9758 | 544.6543 | 201.9758
2002 | 513.8698 | 188.1133 | 513.8698 | 188.1133
2003 | 475.2679 | 178.077 | 475.2679 | 178.077
2004 | 442.9302 | 176.6948 | 442.9302 | 176.6948
2005 | 423.274 | 175.0615 | 423.274 | 175.0615
2006 | 412.9688 | 173.2674 | 412.9688 | 173.2674
2007 | 408.9389 | 179.4784 | 408.9389 | 179.4784
2008 | 412.2032 | 192.387 | 412.2032 | 192.387
2009 | 421.9004 | 221.2045 | 421.9004 | 221.2045
2010 | 435.0059 | 239.3246 | 435.0059 | 239.3246
2011 | 466.5122 | 257.9244 | 466.5122 | 257.9244
2012 | 523.0381 | 252.4052 | 523.0381 | 252.4052
2013 | 558.1502 | 249.7622 | 558.1502 | 249.7622
2014 | 584.7561 | 244.2417 | 584.7561 | 244.2417
2015 | 629.9561 | 239.0754 | 629.9561 | 239.0754
2016 | 608.9352 | 238.611 | 608.9352 | 238.611
2017 | 574.5285 | 235.1668 | 574.5285 | 235.1668
2018 | 565.9272 | 230.1376 | 565.9272 | 230.1376
2019 | 574.518 | 206.3059 | 574.518 | 206.3059
2020 | 574.8554 | 212.6827 | 574.8554 | 212.6827
2021 | 583.9865 | 226.7449 | 583.9865 | 226.7449
2022 | 585.9456 | 217.5197 | 585.9456 | 217.5197
2023 | 588.8719 | 214.3745 | 588.8719 | 214.3745
2024 | 564.9811 | 217.6973 | 564.9811 | 217.6973
2025 | 540.0658 | 205.7355 | 540.0658 | 205.7355
2026 | 508.8368 | 191.3224 | 508.8368 | 191.3224
2027 | 471.1481 | 179.8536 | 471.1481 | 179.8536
2028 | 439.6752 | 177.0451 | 439.6752 | 177.0451
2029 | 419.4954 | 173.3662 | 419.4954 | 173.3662
2030 | 407.1378 | 168.3129 | 407.1378 | 168.3129
2031 | 403.899 | 171.3711 | 403.899 | 171.3711
2032 | 405.0479 | 181.5209 | 405.0479 | 181.5209
2033 | 416.3483 | 208.6244 | 416.3483 | 208.6244
2034 | 430.7129 | 224.1671 | 430.7129 | 224.1671
2035 | 455.5608 | 240.5337 | 455.5608 | 240.5337
2036 | 511.7353 | 233.607 | 511.7353 | 233.607
2037 | 546.918 | 229.7566 | 546.918 | 229.7566
2038 | 573.8473 | 223.4542 | 573.8473 | 223.4542
2039 | 616.1322 | 217.9 | 616.1322 | 217.9
2040 | 601.2301 | 218.1363 | 601.2301 | 218.1363
2041 | 560.9879 | 214.9485 | 560.9879 | 214.9485
2042 | 554.7079 | 209.8631 | 554.7079 | 209.8631
2043 | 563.4325 | 185.7999 | 563.4325 | 185.7999
2044 | 566.5895 | 191.9453 | 566.5895 | 191.9453
2045 | 574.872 | 206.9583 | 574.872 | 206.9583
2046 | 581.5517 | 198.9967 | 581.5517 | 198.9967
2047 | 581.9045 | 196.6398 | 581.9045 | 196.6398
2048 | 561.0965 | 200.7883 | 561.0965 | 200.7883
2049 | 542.1359 | 190.0025 | 542.1359 | 190.0025
2050 | 513.7132 | 176.678 | 513.7132 | 176.678
2051 | 475.8838 | 167.4237 | 475.8838 | 167.4237
2052 | 445.2779 | 166.9547 | 445.2779 | 166.9547
2053 | 422.8474 | 166.3473 | 422.8474 | 166.3473
2054 | 411.3403 | 167.0618 | 411.3403 | 167.0618
2055 | 407.2971 | 174.4677 | 407.2971 | 174.4677
2056 | 407.5273 | 186.8883 | 407.5273 | 186.8883
2057 | 417.5165 | 213.3474 | 417.5165 | 213.3474
2058 | 429.2347 | 227.2074 | 429.2347 | 227.2074
2059 | 451.938 | 241.2281 | 451.938 | 241.2281
2060 | 500.9009 | 231.5364 | 500.9009 | 231.5364
2061 | 534.8462 | 224.9773 | 534.8462 | 224.9773
2062 | 559.9737 | 215.9349 | 559.9737 | 215.9349
2063 | 596.9385 | 208.2976 | 596.9385 | 208.2976
2064 | 589.1674 | 206.3319 | 589.1674 | 206.3319
2065 | 561.0488 | 200.9609 | 561.0488 | 200.9609
2066 | 556.5483 | 194.8683 | 556.5483 | 194.8683
2067 | 562.5462 | 171.6934 | 562.5462 | 171.6934
2068 | 568.6109 | 179.14 | 568.6109 | 179.14
2069 | 577.5837 | 194.1343 | 577.5837 | 194.1343
2070 | 583.1315 | 185.8536 | 583.1315 | 185.8536
2071 | 580.2734 | 183.6594 | 580.2734 | 183.6594
2072 | 556.4723 | 187.3325 | 556.4723 | 187.3325
2073 | 535.9964 | 176.2714 | 535.9964 | 176.2714
2074 | 511.2411 | 163.8789 | 511.2411 | 163.8789
2075 | 473.7992 | 156.5138 | 473.7992 | 156.5138
2076 | 441.7585 | 159.4918 | 441.7585 | 159.4918
2077 | 422.3399 | 161.5555 | 422.3399 | 161.5555
2078 | 410.5128 | 162.4764 | 410.5128 | 162.4764
2079 | 405.3967 | 169.6821 | 405.3967 | 169.6821
2080 | 405.7888 | 182.8909 | 405.7888 | 182.8909
2081 | 415.6444 | 212.359 | 415.6444 | 212.359
2082 | 426.7876 | 229.4532 | 426.7876 | 229.4532
2083 | 440.9452 | 246.4766 | 440.9452 | 246.4766
2084 | 478.5783 | 239.3434 | 478.5783 | 239.3434
2085 | 515.822 | 234.8738 | 515.822 | 234.8738
2086 | 542.245 | 228.3586 | 542.245 | 228.3586
2087 | 579.227 | 222.7919 | 579.227 | 222.7919
2088 | 571.7909 | 222.4527 | 571.7909 | 222.4527
2089 | 549.4636 | 217.7761 | 549.4636 | 217.7761
2090 | 538.4118 | 211.0329 | 538.4118 | 211.0329
2091 | 542.777 | 185.5622 | 542.777 | 185.5622
2092 | 548.3318 | 189.4555 | 548.3318 | 189.4555
2093 | 560.775 | 201.9976 | 560.775 | 201.9976
2094 | 557.18 | 191.6151 | 557.18 | 191.6151
2095 | 559.3911 | 187.6317 | 559.3911 | 187.6317
2096 | 542.3371 | 190.2601 | 542.3371 | 190.2601
2097 | 524.1106 | 179.2554 | 524.1106 | 179.2554
2098 | 498.5076 | 166.669 | 498.5076 | 166.669
2099 | 467.6829 | 156.5138 | 467.6829 | 156.5138
2100 | 438.6117 | 154.4497 | 438.6117 | 154.4497
2101 | 421.4952 | 152.8664 | 421.4952 | 152.8664
2102 | 408.8297 | 151.4602 | 408.8297 | 151.4602
2103 | 405.6268 | 156.3638 | 405.6268 | 156.3638
2104 | 406.2472 | 167.427 | 406.2472 | 167.427
2105 | 416.528 | 194.8807 | 416.528 | 194.8807
2106 | 425.5434 | 210.386 | 425.5434 | 210.386
2107 | 440.8762 | 226.5774 | 440.8762 | 226.5774
2108 | 474.8418 | 219.4567 | 474.8418 | 219.4567
2109 | 508.3063 | 215.6502 | 508.3063 | 215.6502
2110 | 533.3608 | 209.6855 | 533.3608 | 209.6855
2111 | 578.1534 | 204.8508 | 578.1534 | 204.8508
2112 | 568.6003 | 205.8503 | 568.6003 | 205.8503
2113 | 543.1144 | 202.8001 | 543.1144 | 202.8001
2114 | 537.9319 | 197.3393 | 537.9319 | 197.3393
2115 | 540.525 | 172.7193 | 540.525 | 172.7193
2116 | 554.5536 | 177.5698 | 554.5536 | 177.5698
2117 | 568.2996 | 190.3058 | 568.2996 | 190.3058
2118 | 566.4571 | 180.5363 | 566.4571 | 180.5363
2119 | 569.0789 | 177.1347 | 569.0789 | 177.1347
2120 | 546.7249 | 180.5388 | 546.7249 | 180.5388
2121 | 526.5491 | 169.115 | 526.5491 | 169.115
2122 | 499.9408 | 155.9781 | 499.9408 | 155.9781
2123 | 469.3424 | 146.3547 | 469.3424 | 146.3547
2124 | 437.5313 | 144.6409 | 437.5313 | 144.6409
2125 | 417.4715 | 142.9763 | 417.4715 | 142.9763
2126 | 407.0021 | 142.0955 | 407.0021 | 142.0955
2127 | 402.4215 | 150.3897 | 402.4215 | 150.3897
2128 | 403.3285 | 165.2875 | 403.3285 | 165.2875
2129 | 413.3384 | 195.3749 | 413.3384 | 195.3749
2130 | 421.891 | 213.3887 | 421.891 | 213.3887
2131 | 448.5555 | 231.7821 | 448.5555 | 231.7821
2132 | 487.0176 | 226.6069 | 487.0176 | 226.6069
2133 | 519.447 | 225.2338 | 519.447 | 225.2338
2134 | 556.0972 | 221.1834 | 556.0972 | 221.1834
2135 | 592.1577 | 217.5872 | 592.1577 | 217.5872
2136 | 584.6887 | 220.4759 | 584.6887 | 220.4759
2137 | 552.1077 | 220.1908 | 552.1077 | 220.1908
2138 | 546.6199 | 219.7595 | 546.6199 | 219.7595
2139 | 553.4687 | 199.9188 | 553.4687 | 199.9188
2140 | 564.0921 | 207.6845 | 564.0921 | 207.6845
2141 | 587.1343 | 222.4661 | 587.1343 | 222.4661
2142 | 587.4699 | 213.4222 | 587.4699 | 213.4222
2143 | 578.5428 | 209.8392 | 578.5428 | 209.8392
2144 | 555.1952 | 211.8233 | 555.1952 | 211.8233
2145 | 537.5213 | 199.7301 | 537.5213 | 199.7301
2146 | 504.2305 | 187.2437 | 504.2305 | 187.2437
2147 | 470.1857 | 179.9975 | 470.1857 | 179.9975
2148 | 439.4152 | 181.8307 | 439.4152 | 181.8307
2149 | 419.2546 | 182.6871 | 419.2546 | 182.6871
2150 | 406.452 | 182.3443 | 406.452 | 182.3443
2151 | 406.604 | 187.4731 | 406.604 | 187.4731
2152 | 406.3608 | 198.4112 | 406.3608 | 198.4112
2153 | 415.3359 | 226.3716 | 415.3359 | 226.3716
2154 | 434.243 | 242.6776 | 434.243 | 242.6776
2155 | 469.6113 | 259.4195 | 469.6113 | 259.4195
2156 | 523.7918 | 252.5553 | 523.7918 | 252.5553
2157 | 557.1498 | 247.4476 | 557.1498 | 247.4476
2158 | 580.7626 | 239.3372 | 580.7626 | 239.3372
2159 | 627.9976 | 232.4944 | 627.9976 | 232.4944
2160 | 607.764 | 232.0614 | 607.764 | 232.0614
2161 | 570.9391 | 228.4545 | 570.9391 | 228.4545
2162 | 562.6816 | 223.0187 | 562.6816 | 223.0187
2163 | 567.8825 | 198.161 | 567.8825 | 198.161
2164 | 573.7994 | 201.6978 | 573.7994 | 201.6978
2165 | 587.3272 | 210.5366 | 587.3272 | 210.5366
2166 | 600.13 | 196.0628 | 600.13 | 196.0628
2167 | 590.3758 | 190.6782 | 590.3758 | 190.6782
2168 | 569.9942 | 192.7936 | 569.9942 | 192.7936
2169 | 546.0036 | 180.9944 | 546.0036 | 180.9944
2170 | 515.9286 | 168.8834 | 515.9286 | 168.8834
2171 | 474.4043 | 160.9804 | 474.4043 | 160.9804
2172 | 445.2728 | 475.2552 | 445.2728 | 475.2552
2173 | 422.5772 | 483.915 | 422.5772 | 483.915
2174 | 410.262 | 482.3732 | 410.262 | 482.3732
2175 | 407.3677 | 478.1723 | 407.3677 | 478.1723
2176 | 407.9115 | 482.7878 | 407.9115 | 482.7878
2177 | 419.6795 | 501.8386 | 419.6795 | 501.8386
2178 | 438.0421 | 515.4555 | 438.0421 | 515.4555
2179 | 468.3714 | 531.5359 | 468.3714 | 531.5359
2180 | 519.8437 | 523.5921 | 519.8437 | 523.5921
2181 | 557.788 | 515.1563 | 557.788 | 515.1563
2182 | 579.4774 | 505.7094 | 579.4774 | 505.7094
2183 | 629.0123 | 502.6659 | 629.0123 | 502.6659
2184 | 611.3363 | 500.5817 | 611.3363 | 500.5817
2185 | 563.632 | 498.4857 | 563.632 | 498.4857
2186 | 565.1157 | 491.2934 | 565.1157 | 491.2934
2187 | 576.5817 | 467.7367 | 576.5817 | 467.7367
2188 | 578.8503 | 471.2527 | 578.8503 | 471.2527
2189 | 597.1446 | 479.2792 | 597.1446 | 479.2792
2190 | 612.3703 | 467.8204 | 612.3703 | 467.8204
2191 | 602.6409 | 457.141 | 602.6409 | 457.141
2192 | 570.9461 | 456.7205 | 570.9461 | 456.7205
2193 | 552.6595 | 439.6804 | 552.6595 | 439.6804
2194 | 519.4656 | 421.4481 | 519.4656 | 421.4481
2195 | 485.1364 | 410.7515 | 485.1364 | 410.7515
2196 | 453.8169 | 404.314 | 453.8169 | 404.314
2197 | 430.811 | 404.5544 | 430.811 | 404.5544
2198 | 416.9416 | 402.1013 | 416.9416 | 402.1013
2199 | 411.8652 | 407.5679 | 411.8652 | 407.5679
2200 | 411.684 | 425.2781 | 411.684 | 425.2781
2201 | 422.9371 | 453.3624 | 422.9371 | 453.3624
2202 | 439.9636 | 471.6744 | 439.9636 | 471.6744
2203 | 470.237 | 490.2707 | 470.237 | 490.2707
2204 | 522.3122 | 484.4269 | 522.3122 | 484.4269
2205 | 555.7024 | 478.7646 | 555.7024 | 478.7646
2206 | 579.8829 | 472.5269 | 579.8829 | 472.5269
2207 | 627.1673 | 470.2362 | 627.1673 | 470.2362
2208 | 611.3608 | 468.152 | 611.3608 | 468.152
2209 | 572.5474 | 467.5418 | 572.5474 | 467.5418
2210 | 571.731 | 463.1428 | 571.731 | 463.1428
2211 | 579.5451 | 441.0718 | 579.5451 | 441.0718
2212 | 582.7649 | 445.9746 | 582.7649 | 445.9746
2213 | 609.1615 | 457.2103 | 609.1615 | 457.2103
2214 | 622.9403 | 450.6844 | 622.9403 | 450.6844
2215 | 603.1453 | 445.9481 | 603.1453 | 445.9481
2216 | 573.6021 | 454.7197 | 573.6021 | 454.7197
2217 | 541.6204 | 452.0025 | 541.6204 | 452.0025
2218 | 503.7653 | 448.846 | 503.7653 | 448.846
2219 | 467.3304 | 455.424 | 467.3304 | 455.424
2220 | 437.94 | 470.7978 | 437.94 | 470.7978
2221 | 418.9466 | 490.1949 | 418.9466 | 490.1949
2222 | 407.2523 | 501.6884 | 407.2523 | 501.6884
2223 | 404.7201 | 518.645 | 404.7201 | 518.645
2224 | 405.0527 | 545.4879 | 405.0527 | 545.4879
2225 | 415.7818 | 579.238 | 415.7818 | 579.238
2226 | 429.9044 | 601.2545 | 429.9044 | 601.2545
2227 | 453.5218 | 623.8922 | 453.5218 | 623.8922
2228 | 496.3566 | 620.6039 | 496.3566 | 620.6039
2229 | 528.5117 | 616.5462 | 528.5117 | 616.5462
2230 | 550.7821 | 611.9726 | 550.7821 | 611.9726
2231 | 599.0929 | 610.5338 | 599.0929 | 610.5338
2232 | 585.9998 | 607.0034 | 585.9998 | 607.0034
2233 | 550.3472 | 601.3415 | 550.3472 | 601.3415
2234 | 552.4768 | 587.1165 | 552.4768 | 587.1165
2235 | 570.0152 | 556.4478 | 570.0152 | 556.4478
2236 | 572.6189 | 555.665 | 572.6189 | 555.665
2237 | 594.209 | 563.1962 | 594.209 | 563.1962
2238 | 605.2953 | 555.957 | 605.2953 | 555.957
2239 | 591.1989 | 551.3793 | 591.1989 | 551.3793
2240 | 563.7771 | 557.6151 | 563.7771 | 557.6151
2241 | 539.7689 | 547.5087 | 539.7689 | 547.5087
2242 | 512.1218 | 534.8827 | 512.1218 | 534.8827
2243 | 477.3483 | 528.7425 | 477.3483 | 528.7425
2244 | 451.4861 | 527.4161 | 451.4861 | 527.4161
2245 | 429.5059 | 531.1629 | 429.5059 | 531.1629
2246 | 416.0963 | 531.1069 | 416.0963 | 531.1069
2247 | 411.3257 | 540.2384 | 411.3257 | 540.2384
2248 | 411.6577 | 564.3276 | 411.6577 | 564.3276
2249 | 421.0217 | 599.1079 | 421.0217 | 599.1079
2250 | 436.5713 | 619.1829 | 436.5713 | 619.1829
2251 | 456.6968 | 632.6682 | 456.6968 | 632.6682
2252 | 493.0374 | 617.8898 | 493.0374 | 617.8898
2253 | 524.0318 | 604.3826 | 524.0318 | 604.3826
2254 | 550.8543 | 593.1725 | 550.8543 | 593.1725
2255 | 594.2385 | 586.4443 | 594.2385 | 586.4443
2256 | 592.5418 | 578.615 | 592.5418 | 578.615
2257 | 561.0295 | 570.4174 | 561.0295 | 570.4174
2258 | 555.6743 | 559.0055 | 555.6743 | 559.0055
2259 | 552.6627 | 531.6452 | 552.6627 | 531.6452
2260 | 565.225 | 532.5066 | 565.225 | 532.5066
2261 | 581.5561 | 540.9491 | 581.5561 | 540.9491
2262 | 595.9733 | 532.4222 | 595.9733 | 532.4222
2263 | 582.6033 | 526.1408 | 582.6033 | 526.1408
2264 | 556.5921 | 526.7504 | 556.5921 | 526.7504
2265 | 529.0795 | 510.681 | 529.0795 | 510.681
2266 | 505.3338 | 495.8364 | 505.3338 | 495.8364
2267 | 473.7842 | 488.0122 | 473.7842 | 488.0122
2268 | 446.054 | 485.7349 | 446.054 | 485.7349
2269 | 429.0211 | 489.9374 | 429.0211 | 489.9374
2270 | 415.8161 | 490.9115 | 415.8161 | 490.9115
2271 | 411.2656 | 498.4582 | 411.2656 | 498.4582
2272 | 410.0053 | 516.9807 | 410.0053 | 516.9807
2273 | 418.5146 | 545.8772 | 418.5146 | 545.8772
2274 | 431.2974 | 565.1401 | 431.2974 | 565.1401
2275 | 452.8308 | 584.4694 | 452.8308 | 584.4694
2276 | 489.019 | 578.4671 | 489.019 | 578.4671
2277 | 518.3054 | 571.3388 | 518.3054 | 571.3388
2278 | 539.8716 | 561.6937 | 539.8716 | 561.6937
2279 | 583.3117 | 555.4409 | 583.3117 | 555.4409
2280 | 578.3651 | 550.4644 | 578.3651 | 550.4644
2281 | 546.6719 | 547.0411 | 546.6719 | 547.0411
2282 | 542.9288 | 540.3045 | 542.9288 | 540.3045
2283 | 549.5371 | 517.8769 | 549.5371 | 517.8769
2284 | 561.7527 | 525.5333 | 561.7527 | 525.5333
2285 | 582.4886 | 539.9585 | 582.4886 | 539.9585
2286 | 595.9308 | 535.5721 | 595.9308 | 535.5721
2287 | 581.1101 | 532.7575 | 581.1101 | 532.7575
2288 | 558.3631 | 539.8451 | 558.3631 | 539.8451
2289 | 532.6367 | 530.1745 | 532.6367 | 530.1745
2290 | 507.5493 | 521.8475 | 507.5493 | 521.8475
2291 | 475.3391 | 522.9182 | 475.3391 | 522.9182
2292 | 448.2728 | 527.0595 | 448.2728 | 527.0595
2293 | 428.0293 | 535.7788 | 428.0293 | 535.7788
2294 | 416.0598 | 537.6443 | 416.0598 | 537.6443
2295 | 412.0645 | 544.5373 | 412.0645 | 544.5373
2296 | 413.0726 | 563.0598 | 413.0726 | 563.0598
2297 | 418.6446 | 591.5799 | 418.6446 | 591.5799
2298 | 434.2887 | 610.605 | 434.2887 | 610.605
2299 | 456.9129 | 630.1919 | 456.9129 | 630.1919
2300 | 491.8274 | 624.982 | 491.8274 | 624.982
2301 | 522.1953 | 622.8657 | 522.1953 | 622.8657
2302 | 549.0349 | 620.0354 | 549.0349 | 620.0354
2303 | 591.3035 | 618.0221 | 591.3035 | 618.0221
2304 | 582.8009 | 615.3238 | 582.8009 | 615.3238
2305 | 559.1834 | 614.5947 | 559.1834 | 614.5947
2306 | 554.1415 | 609.7202 | 554.1415 | 609.7202
2307 | 556.9777 | 584.123 | 556.9777 | 584.123
2308 | 562.2849 | 584.6279 | 562.2849 | 584.6279
2309 | 585.0469 | 592.4958 | 585.0469 | 592.4958
2310 | 602.5264 | 583.1568 | 602.5264 | 583.1568
2311 | 589.7592 | 576.2018 | 589.7592 | 576.2018
2312 | 559.2623 | 580.5358 | 559.2623 | 580.5358
2313 | 537.0375 | 570.2114 | 537.0375 | 570.2114
2314 | 508.8264 | 559.5467 | 508.8264 | 559.5467
2315 | 471.0734 | 553.2876 | 471.0734 | 553.2876
2316 | 440.8036 | 548.0784 | 440.8036 | 548.0784
2317 | 421.3656 | 546.7736 | 421.3656 | 546.7736
2318 | 408.6106 | 539.8631 | 408.6106 | 539.8631
2319 | 405.3846 | 539.8422 | 405.3846 | 539.8422
2320 | 407.8128 | 553.5507 | 407.8128 | 553.5507
2321 | 418.4547 | 579.6738 | 418.4547 | 579.6738
2322 | 440.2317 | 597.9263 | 440.2317 | 597.9263
2323 | 469.4291 | 617.533 | 469.4291 | 617.533
2324 | 518.462 | 612.6995 | 518.462 | 612.6995
2325 | 555.1629 | 607.6315 | 555.1629 | 607.6315
2326 | 583.1754 | 601.3938 | 583.1754 | 601.3938
2327 | 629.5202 | 598.4494 | 629.5202 | 598.4494
2328 | 617.3182 | 594.1068 | 617.3182 | 594.1068
2329 | 583.8915 | 589.0986 | 583.8915 | 589.0986
2330 | 576.2857 | 578.499 | 576.2857 | 578.499
2331 | 583.386 | 550.4849 | 583.386 | 550.4849
2332 | 588.6267 | 551.9208 | 588.6267 | 551.9208
2333 | 611.4217 | 560.7991 | 611.4217 | 560.7991
2334 | 625.5084 | 552.51 | 625.5084 | 552.51
2335 | 602.4493 | 546.2088 | 602.4493 | 546.2088
2336 | 574.0085 | 551.3946 | 574.0085 | 551.3946
2337 | 554.2771 | 540.2382 | 554.2771 | 540.2382
2338 | 521.9177 | 524.5417 | 521.9177 | 524.5417
2339 | 483.3966 | 511.9234 | 483.3966 | 511.9234
2340 | 449.6748 | 500.2361 | 449.6748 | 500.2361
2341 | 432.0998 | 493.6816 | 432.0998 | 493.6816
2342 | 419.3822 | 486.2362 | 419.3822 | 486.2362
2343 | 415.3423 | 489.3256 | 415.3423 | 489.3256
2344 | 415.8874 | 507.3924 | 415.8874 | 507.3924
2345 | 426.2296 | 537.6757 | 426.2296 | 537.6757
2346 | 445.7111 | 557.9489 | 445.7111 | 557.9489
2347 | 477.2951 | 576.9414 | 477.2951 | 576.9414
2348 | 525.3039 | 569.5325 | 525.3039 | 569.5325
2349 | 562.3981 | 562.1665 | 562.3981 | 562.1665
2350 | 585.8372 | 554.0667 | 585.8372 | 554.0667
2351 | 629.0933 | 550.0921 | 629.0933 | 550.0921
2352 | 616.9678 | 546.007 | 616.9678 | 546.007
2353 | 586.1958 | 542.2667 | 586.1958 | 542.2667
2354 | 574.4316 | 534.6387 | 574.4316 | 534.6387
2355 | 581.8717 | 511.5178 | 581.8717 | 511.5178
2356 | 586.7989 | 518.045 | 586.7989 | 518.045
2357 | 610.7734 | 530.608 | 610.7734 | 530.608
2358 | 624.2074 | 525.1122 | 624.2074 | 525.1122
2359 | 608.2191 | 520.9108 | 608.2191 | 520.9108
2360 | 584.1389 | 527.3051 | 584.1389 | 527.3051
2361 | 560.7421 | 516.228 | 560.7421 | 516.228
2362 | 529.4755 | 505.1869 | 529.4755 | 505.1869
2363 | 493.188 | 503.5238 | 493.188 | 503.5238
2364 | 458.3757 | 505.2482 | 458.3757 | 505.2482
2365 | 440.1579 | 511.0553 | 440.1579 | 511.0553
2366 | 426.4384 | 510.9201 | 426.4384 | 510.9201
2367 | 423.059 | 516.7234 | 423.059 | 516.7234
2368 | 423.7983 | 535.2855 | 423.7983 | 535.2855
2369 | 432.898 | 566.2027 | 432.898 | 566.2027
2370 | 450.9975 | 589.2097 | 450.9975 | 589.2097
2371 | 481.1826 | 613.5908 | 481.1826 | 613.5908
2372 | 531.8404 | 614.839 | 531.8404 | 614.839
2373 | 562.7445 | 615.5557 | 562.7445 | 615.5557
2374 | 589.629 | 612.6065 | 589.629 | 612.6065
2375 | 626.1726 | 612.079 | 626.1726 | 612.079
2376 | 617.5731 | 610.906 | 617.5731 | 610.906
2377 | 589.079 | 610.0383 | 589.079 | 610.0383
2378 | 585.7699 | 607.4222 | 585.7699 | 607.4222
2379 | 588.7025 | 591.2152 | 588.7025 | 591.2152
2380 | 595.995 | 601.3677 | 595.995 | 601.3677
2381 | 612.6873 | 610.6026 | 612.6873 | 610.6026
2382 | 625.6818 | 597.7769 | 625.6818 | 597.7769
2383 | 606.2278 | 589.2569 | 606.2278 | 589.2569
2384 | 577.5895 | 594.4427 | 577.5895 | 594.4427
2385 | 553.2287 | 583.524 | 553.2287 | 583.524
2386 | 526.2204 | 572.265 | 526.2204 | 572.265
2387 | 492.6212 | 567.0955 | 492.6212 | 567.0955
2388 | 465.6842 | 560.8165 | 465.6842 | 560.8165
2389 | 446.2314 | 553.1921 | 446.2314 | 553.1921
2390 | 433.1625 | 538.3179 | 433.1625 | 538.3179
2391 | 427.498 | 532.0765 | 427.498 | 532.0765
2392 | 427.7904 | 535.7015 | 427.7904 | 535.7015
2393 | 438.4218 | 549.0667 | 438.4218 | 549.0667
2394 | 454.5954 | 557.4734 | 454.5954 | 557.4734
2395 | 469.5111 | 570.1861 | 469.5111 | 570.1861
2396 | 508.2187 | 562.3414 | 508.2187 | 562.3414
2397 | 542.7173 | 554.1037 | 542.7173 | 554.1037
2398 | 570.9779 | 543.1907 | 570.9779 | 543.1907
2399 | 609.1704 | 534.7787 | 609.1704 | 534.7787
2400 | 602.7108 | 526.2164 | 602.7108 | 526.2164
2401 | 576.9272 | 519.98 | 576.9272 | 519.98
2402 | 572.8215 | 512.134 | 572.8215 | 512.134
2403 | 574.3253 | 490.5385 | 574.3253 | 490.5385
2404 | 580.3117 | 497.8977 | 580.3117 | 497.8977
2405 | 593.4374 | 510.7381 | 593.4374 | 510.7381
2406 | 614.9076 | 504.5093 | 614.9076 | 504.5093
2407 | 598.9563 | 499.7731 | 598.9563 | 499.7731
2408 | 570.7223 | 508.921 | 570.7223 | 508.921
2409 | 547.7447 | 504.6587 | 547.7447 | 504.6587
2410 | 525.5934 | 499.3428 | 525.5934 | 499.3428
2411 | 494.3504 | 498.9277 | 494.3504 | 498.9277
2412 | 465.7057 | 501.7021 | 465.7057 | 501.7021
2413 | 443.2044 | 511.4912 | 443.2044 | 511.4912
2414 | 434.2362 | 518.349 | 434.2362 | 518.349
2415 | 428.3118 | 533.5425 | 428.3118 | 533.5425
2416 | 428.7818 | 558.1072 | 428.7818 | 558.1072
2417 | 436.6683 | 590.4309 | 436.6683 | 590.4309
2418 | 449.2341 | 610.3277 | 449.2341 | 610.3277
2419 | 464.1555 | 628.8844 | 464.1555 | 628.8844
2420 | 491.4099 | 622.1689 | 491.4099 | 622.1689
2421 | 523.8907 | 612.4256 | 523.8907 | 612.4256
2422 | 553.2903 | 600.5816 | 553.2903 | 600.5816
2423 | 592.905 | 592.1101 | 592.905 | 592.1101
2424 | 587.1483 | 582.8545 | 587.1483 | 582.8545
2425 | 563.575 | 574.5974 | 563.575 | 574.5974
2426 | 558.1005 | 564.1166 | 558.1005 | 564.1166
2427 | 561.5091 | 538.7967 | 561.5091 | 538.7967
2428 | 564.8093 | 542.3128 | 564.8093 | 542.3128
2429 | 582.4433 | 551.9042 | 582.4433 | 551.9042
2430 | 599.8825 | 543.1001 | 599.8825 | 543.1001
2431 | 590.0507 | 535.7489 | 590.0507 | 535.7489
2432 | 562.3298 | 539.3103 | 562.3298 | 539.3103
2433 | 538.4404 | 527.0048 | 538.4404 | 527.0048
2434 | 516.256 | 513.0913 | 516.256 | 513.0913
2435 | 488.207 | 505.3661 | 488.207 | 505.3661
2436 | 462.3194 | 502.5738 | 462.3194 | 502.5738
2437 | 444.4162 | 506.6574 | 444.4162 | 506.6574
2438 | 431.6297 | 507.2155 | 431.6297 | 507.2155
2439 | 426.8511 | 517.6743 | 426.8511 | 517.6743
2440 | 427.3574 | 542.0805 | 427.3574 | 542.0805
2441 | 434.2689 | 578.7229 | 434.2689 | 578.7229
2442 | 446.6043 | 608.2674 | 446.6043 | 608.2674
2443 | 456.8873 | 639.7802 | 456.8873 | 639.7802
2444 | 478.0452 | 647.2687 | 478.0452 | 647.2687
2445 | 507.4893 | 656.1076 | 507.4893 | 656.1076
2446 | 536.3742 | 664.4703 | 536.3742 | 664.4703
2447 | 578.8116 | 676.5224 | 578.8116 | 676.5224
2448 | 573.9831 | 686.4433 | 573.9831 | 686.4433
2449 | 556.6626 | 694.1138 | 556.6626 | 694.1138
2450 | 551.2449 | 696.9654 | 551.2449 | 696.9654
2451 | 552.1883 | 678.6585 | 552.1883 | 678.6585
2452 | 564.7195 | 683.9772 | 564.7195 | 683.9772
2453 | 582.2494 | 692.6178 | 582.2494 | 692.6178
2454 | 592.3762 | 683.3184 | 592.3762 | 683.3184
2455 | 578.0624 | 677.2747 | 578.0624 | 677.2747
2456 | 563.1676 | 683.7878 | 563.1676 | 683.7878
2457 | 539.2719 | 677.5642 | 539.2719 | 677.5642
2458 | 514.4011 | 670.5248 | 514.4011 | 670.5248
2459 | 484.579 | 669.773 | 484.579 | 669.773
2460 | 457.077 | 673.8351 | 457.077 | 673.8351
2461 | 439.2463 | 683.6835 | 439.2463 | 683.6835
2462 | 425.9575 | 687.3915 | 425.9575 | 687.3915
2463 | 419.4503 | 693.4326 | 419.4503 | 693.4326
2464 | 420.9138 | 701.2376 | 420.9138 | 701.2376
2465 | 427.7839 | 711.5916 | 427.7839 | 711.5916
2466 | 444.8503 | 711.777 | 444.8503 | 711.777
2467 | 464.1123 | 712.7222 | 464.1123 | 712.7222
2468 | 491.7085 | 690.4555 | 491.7085 | 690.4555
2469 | 521.3032 | 667.8552 | 521.3032 | 667.8552
2470 | 546.044 | 644.1249 | 546.044 | 644.1249
2471 | 588.8008 | 625.8275 | 588.8008 | 625.8275
2472 | 577.6241 | 607.3005 | 577.6241 | 607.3005
2473 | 558 | 589.6533 | 558 | 589.6533
2474 | 555.3137 | 570.5154 | 555.3137 | 570.5154
2475 | 564.0779 | 539.5693 | 564.0779 | 539.5693
2476 | 573.918 | 538.9846 | 573.918 | 538.9846
2477 | 593.0793 | 544.5149 | 593.0793 | 544.5149
2478 | 604.1129 | 533.9278 | 604.1129 | 533.9278
2479 | 584.7709 | 525.9031 | 584.7709 | 525.9031
2480 | 562.4954 | 527.8004 | 562.4954 | 527.8004
2481 | 542.8935 | 510.7009 | 542.8935 | 510.7009
2482 | 516.6142 | 490.5866 | 516.6142 | 490.5866
2483 | 483.1584 | 475.9674 | 483.1584 | 475.9674
2484 | 454.3786 | 466.3801 | 454.3786 | 466.3801
2485 | 437.9963 | 464.9762 | 437.9963 | 464.9762
2486 | 425.5094 | 459.4525 | 425.5094 | 459.4525
2487 | 418.985 | 462.3834 | 418.985 | 462.3834
2488 | 421.5033 | 486.4132 | 421.5033 | 486.4132
2489 | 430.9598 | 518.7171 | 430.9598 | 518.7171
2490 | 450.1745 | 539.0695 | 450.1745 | 539.0695
2491 | 476.9988 | 557.963 | 476.9988 | 557.963
2492 | 520.8963 | 553.7832 | 520.8963 | 553.7832
2493 | 549.3826 | 549.8048 | 549.3826 | 549.8048
2494 | 585.2866 | 543.6067 | 585.2866 | 543.6067
2495 | 630.8893 | 541.217 | 630.8893 | 541.217
2496 | 617.9088 | 538.6574 | 617.9088 | 538.6574
2497 | 592.8144 | 537.7302 | 592.8144 | 537.7302
2498 | 585.0208 | 534.6783 | 585.0208 | 534.6783
2499 | 593.5332 | 518.6495 | 593.5332 | 518.6495
2500 | 602.1513 | 532.467 | 602.1513 | 532.467
2501 | 622.4657 | 552.241 | 622.4657 | 552.241
2502 | 625.1275 | 551.8959 | 625.1275 | 551.8959
2503 | 605.6552 | 550.6067 | 605.6552 | 550.6067
2504 | 579.8675 | 558.7245 | 579.8675 | 558.7245
2505 | 558.6854 | 551.5302 | 558.6854 | 551.5302
2506 | 529.4193 | 543.1437 | 529.4193 | 543.1437
2507 | 490.0125 | 540.9655 | 490.0125 | 540.9655
2508 | 459.0051 | 542.5314 | 459.0051 | 542.5314
2509 | 436.438 | 549.131 | 436.438 | 549.131
2510 | 423.8376 | 551.2541 | 423.8376 | 551.2541
2511 | 419.8161 | 560.6828 | 419.8161 | 560.6828
2512 | 424.8882 | 580.8892 | 424.8882 | 580.8892
2513 | 433.3313 | 609.548 | 433.3313 | 609.548
2514 | 451.5158 | 628.5929 | 451.5158 | 628.5929
2515 | 489.0726 | 648.7741 | 489.0726 | 648.7741
2516 | 539.0459 | 646.7933 | 539.0459 | 646.7933
2517 | 575.5852 | 642.3196 | 575.5852 | 642.3196
2518 | 602.3198 | 635.1112 | 602.3198 | 635.1112
2519 | 649.6575 | 631.3942 | 649.6575 | 631.3942
2520 | 637.72 | 627.9232 | 637.72 | 627.9232
2521 | 603.5294 | 627.6894 | 603.5294 | 627.6894
2522 | 604.2971 | 628.7185 | 604.2971 | 628.7185
2523 | 605.1628 | 616.7706 | 605.1628 | 616.7706
2524 | 606.5896 | 630.7664 | 606.5896 | 630.7664
2525 | 637.1239 | 649.7678 | 637.1239 | 649.7678
2526 | 654.2074 | 651.9783 | 654.2074 | 651.9783
2527 | 632.831 | 655.9784 | 632.831 | 655.9784
2528 | 600.3357 | 669.2866 | 600.3357 | 669.2866
2529 | 575.2523 | 662.6866 | 575.2523 | 662.6866
2530 | 544.6509 | 644.2364 | 544.6509 | 644.2364
2531 | 508.0987 | 620.8214 | 508.0987 | 620.8214
2532 | 472.5079 | 600.0412 | 472.5079 | 600.0412
2533 | 449.8899 | 588.6528 | 449.8899 | 588.6528
2534 | 438.3714 | 577.3643 | 438.3714 | 577.3643
2535 | 432.3402 | 577.9773 | 432.3402 | 577.9773
2536 | 433.9516 | 594.281 | 433.9516 | 594.281
2537 | 442.8713 | 621.5729 | 442.8713 | 621.5729
2538 | 462.4802 | 638.7953 | 462.4802 | 638.7953
2539 | 497.8046 | 655.9257 | 497.8046 | 655.9257
2540 | 543.5217 | 648.2394 | 543.5217 | 648.2394
2541 | 579.1672 | 637.6245 | 579.1672 | 637.6245
2542 | 605.6796 | 624.0966 | 605.6796 | 624.0966
2543 | 657.4854 | 615.4666 | 657.4854 | 615.4666
2544 | 637.1809 | 607.7166 | 637.1809 | 607.7166
2545 | 605.8465 | 601.7575 | 605.8465 | 601.7575
2546 | 597.7751 | 594.7435 | 597.7751 | 594.7435
2547 | 601.0489 | 576.1592 | 601.0489 | 576.1592
2548 | 606.0464 | 587.0447 | 606.0464 | 587.0447
2549 | 636.3427 | 601.0936 | 636.3427 | 601.0936
2550 | 653.2226 | 594.0327 | 653.2226 | 594.0327
2551 | 625.8501 | 586.5428 | 625.8501 | 586.5428
2552 | 600.8677 | 588.8562 | 600.8677 | 588.8562
2553 | 574.3568 | 573.183 | 574.3568 | 573.183
2554 | 545.0409 | 555.5252 | 545.0409 | 555.5252
2555 | 506.7433 | 544.987 | 506.7433 | 544.987
2556 | 474.7237 | 539.3023 | 474.7237 | 539.3023
2557 | 452.9066 | 539.5824 | 452.9066 | 539.5824
2558 | 440.581 | 535.3463 | 440.581 | 535.3463
2559 | 433.5341 | 539.347 | 433.5341 | 539.347
2560 | 435.9697 | 556.7799 | 435.9697 | 556.7799
2561 | 441.122 | 585.1019 | 441.122 | 585.1019
2562 | 463.3497 | 604.1666 | 463.3497 | 604.1666
2563 | 493.0687 | 623.8724 | 493.0687 | 623.8724
2564 | 528.6324 | 619.019 | 528.6324 | 619.019
2565 | 566.9126 | 613.7727 | 566.9126 | 613.7727
2566 | 593.1071 | 606.5247 | 593.1071 | 606.5247
2567 | 636.4237 | 602.7285 | 636.4237 | 602.7285
2568 | 624.1136 | 599.8122 | 624.1136 | 599.8122
2569 | 588.734 | 598.7859 | 588.734 | 598.7859
2570 | 584.3337 | 595.8529 | 584.3337 | 595.8529
2571 | 582.179 | 577.2686 | 582.179 | 577.2686
2572 | 598.7149 | 585.4203 | 598.7149 | 585.4203
2573 | 630.2082 | 598.8154 | 630.2082 | 598.8154
2574 | 646.8145 | 593.2007 | 646.8145 | 593.2007
2575 | 619.9332 | 588.6229 | 619.9332 | 588.6229
2576 | 588.413 | 596.186 | 588.413 | 596.186
2577 | 566.41 | 589.8238 | 566.41 | 589.8238
2578 | 538.7072 | 583.0816 | 538.7072 | 583.0816
2579 | 508.009 | 582.7259 | 508.009 | 582.7259
2580 | 474.7588 | 587.7785 | 474.7588 | 587.7785
2581 | 455.7799 | 601.2721 | 455.7799 | 601.2721
2582 | 440.0374 | 609.3383 | 440.0374 | 609.3383
2583 | 434.0268 | 621.065 | 434.0268 | 621.065
2584 | 433.6309 | 643.9458 | 433.6309 | 643.9458
2585 | 442.8509 | 674.8036 | 442.8509 | 674.8036
2586 | 457.1996 | 694.7994 | 457.1996 | 694.7994
2587 | 480.5693 | 717.4173 | 480.5693 | 717.4173
2588 | 510.3099 | 718.1703 | 510.3099 | 718.1703
2589 | 540.3719 | 719.4218 | 540.3719 | 719.4218
2590 | 565.4178 | 722.2375 | 565.4178 | 722.2375
2591 | 604.608 | 733.2793 | 604.608 | 733.2793
2592 | 595.6968 | 744.369 | 595.6968 | 744.369
2593 | 572.7042 | 753.5649 | 572.7042 | 753.5649
2594 | 568.513 | 756.1392 | 568.513 | 756.1392
2595 | 568.9933 | 741.517 | 568.9933 | 741.517
2596 | 579.3084 | 752.8581 | 579.3084 | 752.8581
2597 | 604.3085 | 765.5401 | 604.3085 | 765.5401
2598 | 620.1505 | 756.4387 | 620.1505 | 756.4387
2599 | 602.0761 | 749.3451 | 602.0761 | 749.3451
2600 | 579.1087 | 758.6119 | 579.1087 | 758.6119
2601 | 557.304 | 751.8336 | 557.304 | 751.8336
2602 | 532.6775 | 741.466 | 532.6775 | 741.466
2603 | 498.3986 | 736.3955 | 498.3986 | 736.3955
2604 | 473.1979 | 736.8917 | 473.1979 | 736.8917
2605 | 451.0252 | 745.4525 | 451.0252 | 745.4525
2606 | 439.1004 | 751.7556 | 439.1004 | 751.7556
2607 | 434.6923 | 769.2075 | 434.6923 | 769.2075
2608 | 437.2926 | 798.289 | 437.2926 | 798.289
2609 | 442.4497 | 829.1467 | 442.4497 | 829.1467
2610 | 455.565 | 845.2399 | 455.565 | 845.2399
2611 | 481.7526 | 862.7863 | 481.7526 | 862.7863
2612 | 509.6458 | 857.4377 | 509.6458 | 857.4377
2613 | 536.5566 | 850.5273 | 536.5566 | 850.5273
2614 | 564.1406 | 841.4766 | 564.1406 | 841.4766
2615 | 606.1758 | 837.3237 | 606.1758 | 837.3237
2616 | 597.5032 | 832.0698 | 597.5032 | 832.0698
2617 | 577.9054 | 824.8429 | 577.9054 | 824.8429
2618 | 570.8401 | 811.8264 | 570.8401 | 811.8264
2619 | 571.7644 | 783.4953 | 571.7644 | 783.4953
2620 | 590.2631 | 784.02 | 590.2631 | 784.02
2621 | 625.8044 | 791.5116 | 625.8044 | 791.5116
2622 | 633.3238 | 781.8555 | 633.3238 | 781.8555
2623 | 605.7285 | 776.1882 | 605.7285 | 776.1882
2624 | 582.55 | 784.1277 | 582.55 | 784.1277
2625 | 559.9019 | 775.7448 | 559.9019 | 775.7448
2626 | 533.6581 | 766.447 | 533.6581 | 766.447
2627 | 497.6024 | 762.5849 | 497.6024 | 762.5849
2628 | 469.9708 | 760.585 | 469.9708 | 760.585
2629 | 447.5844 | 763.3017 | 447.5844 | 763.3017
2630 | 435.0948 | 763.1268 | 435.0948 | 763.1268
2631 | 429.4118 | 775.8638 | 429.4118 | 775.8638
2632 | 430.5806 | 797.4767 | 430.5806 | 797.4767
2633 | 435.4784 | 820.0537 | 435.4784 | 820.0537
2634 | 453.095 | 832.9772 | 453.095 | 832.9772
2635 | 487.7879 | 851.7321 | 487.7879 | 851.7321
2636 | 520.1577 | 845.9477 | 520.1577 | 845.9477
2637 | 543.4095 | 836.2836 | 543.4095 | 836.2836
2638 | 569.5609 | 822.0623 | 569.5609 | 822.0623
2639 | 619.3475 | 812.2437 | 619.3475 | 812.2437
2640 | 605.0941 | 803.3249 | 605.0941 | 803.3249
2641 | 580.6717 | 795.7018 | 580.6717 | 795.7018
2642 | 574.0889 | 785.1813 | 574.0889 | 785.1813
2643 | 577.7587 | 762.8925 | 577.7587 | 762.8925
2644 | 594.127 | 767.082 | 594.127 | 767.082
2645 | 624.4577 | 769.0267 | 624.4577 | 769.0267
2646 | 642.1634 | 748.4749 | 642.1634 | 748.4749
2647 | 611.8787 | 728.7026 | 611.8787 | 728.7026
2648 | 586.1527 | 721.2494 | 586.1527 | 721.2494
2649 | 567.1871 | 684.1611 | 567.1871 | 684.1611
2650 | 539.0537 | 635.4009 | 539.0537 | 635.4009
2651 | 503.782 | 603.3486 | 503.782 | 603.3486
2652 | 466.5743 | 593.5433 | 466.5743 | 593.5433
2653 | 446.8736 | 599.3108 | 446.8736 | 599.3108
2654 | 435.2208 | 603.316 | 435.2208 | 603.316
2655 | 429.6113 | 615.736 | 429.6113 | 615.736
2656 | 431.481 | 640.4394 | 431.481 | 640.4394
2657 | 440.2349 | 672.0301 | 440.2349 | 672.0301
2658 | 462.5492 | 689.0346 | 462.5492 | 689.0346
2659 | 503.5149 | 706.7593 | 503.5149 | 706.7593
2660 | 546.0228 | 699.2909 | 546.0228 | 699.2909
2661 | 574.9984 | 681.8612 | 574.9984 | 681.8612
2662 | 598.7106 | 661.7166 | 598.7106 | 661.7166
2663 | 643.078 | 644.5087 | 643.078 | 644.5087
2664 | 631.5191 | 627.0317 | 631.5191 | 627.0317
2665 | 599.6189 | 610.0977 | 599.6189 | 610.0977
2666 | 586.4441 | 590.5635 | 586.4441 | 590.5635
2667 | 601.648 | 558.1119 | 601.648 | 558.1119
2668 | 612.7556 | 557.7055 | 612.7556 | 557.7055
2669 | 646.5655 | 563.9688 | 646.5655 | 563.9688
2670 | 652.9683 | 550.7469 | 652.9683 | 550.7469
2671 | 619.7549 | 538.4827 | 619.7549 | 538.4827
2672 | 591.4372 | 537.4877 | 591.4372 | 537.4877
2673 | 566.5037 | 520.3485 | 566.5037 | 520.3485
2674 | 536.5458 | 500.4522 | 536.5458 | 500.4522
2675 | 499.5354 | 485.833 | 499.5354 | 485.833
2676 | 467.31 | 474.7995 | 467.31 | 474.7995
2677 | 446.1985 | 469.0572 | 446.1985 | 469.0572
2678 | 436.5112 | 458.8384 | 436.5112 | 458.8384
2679 | 430.3758 | 454.4988 | 430.3758 | 454.4988
2680 | 430.5942 | 462.5218 | 430.5942 | 462.5218
2681 | 441.8035 | 481.9489 | 441.8035 | 481.9489
2682 | 459.2053 | 495.9026 | 459.2053 | 495.9026
2683 | 500.2552 | 513.6273 | 500.2552 | 513.6273
2684 | 547.6564 | 506.8127 | 547.6564 | 506.8127
2685 | 577.685 | 501.5664 | 577.685 | 501.5664
2686 | 607.4185 | 495.4079 | 607.4185 | 495.4079
2687 | 645.9893 | 493.1173 | 645.9893 | 493.1173
2688 | 629.487 | 489.8642 | 629.487 | 489.8642
2689 | 601.1696 | 489.2738 | 601.1696 | 489.2738
2690 | 596.6645 | 486.4795 | 596.6645 | 486.4795
2691 | 599.597 | 470.4111 | 599.597 | 470.4111
2692 | 606.8386 | 483.7333 | 606.8386 | 483.7333
2693 | 637.5359 | 500.9122 | 637.5359 | 500.9122
2694 | 653.7606 | 496.8031 | 653.7606 | 496.8031
2695 | 619.8987 | 491.9282 | 619.8987 | 491.9282
2696 | 591.2125 | 495.2915 | 591.2125 | 495.2915
2697 | 563.5487 | 480.4899 | 563.5487 | 480.4899
2698 | 532.0227 | 460.2964 | 532.0227 | 460.2964
2699 | 497.1237 | 445.3801 | 497.1237 | 445.3801
2700 | 463.525 | 436.7239 | 463.525 | 436.7239
2701 | 445.172 | 435.2804 | 445.172 | 435.2804
2702 | 430.9349 | 431.4009 | 430.9349 | 431.4009
2703 | 427.2126 | 436.8675 | 427.2126 | 436.8675
2704 | 432.0824 | 457.5295 | 432.0824 | 457.5295
2705 | 438.0399 | 491.2202 | 438.0399 | 491.2202
2706 | 458.7011 | 517.0205 | 458.7011 | 517.0205
2707 | 501.1725 | 544.5712 | 501.1725 | 544.5712
2708 | 546.5043 | 547.4439 | 546.5043 | 547.4439
2709 | 583.4401 | 549.785 | 583.4401 | 549.785
2710 | 611.3208 | 551.0357 | 611.3208 | 551.0357
2711 | 650.6377 | 555.3815 | 650.6377 | 555.3815
2712 | 637.0489 | 557.5961 | 637.0489 | 557.5961
2713 | 601.6088 | 559.6405 | 601.6088 | 559.6405
2714 | 594.4138 | 558.0546 | 594.4138 | 558.0546
2715 | 605.3083 | 541.4315 | 605.3083 | 541.4315
2716 | 614.3882 | 552.317 | 614.3882 | 552.317
2717 | 642.7142 | 564.5631 | 642.7142 | 564.5631
2718 | 656.3651 | 555.2637 | 656.3651 | 555.2637
2719 | 630.2524 | 547.1002 | 630.2524 | 547.1002
2720 | 600.4657 | 552.3059 | 600.4657 | 552.3059
2721 | 573.9691 | 541.6646 | 573.9691 | 541.6646
2722 | 545.4241 | 527.8302 | 545.4241 | 527.8302
2723 | 512.7414 | 519.1344 | 512.7414 | 519.1344
2724 | 481.2024 | 513.9252 | 481.2024 | 513.9252
2725 | 461.4229 | 516.5824 | 461.4229 | 516.5824
2726 | 452.6744 | 520.6272 | 452.6744 | 520.6272
2727 | 443.3528 | 534.1962 | 443.3528 | 534.1962
2728 | 447.7026 | 559.5731 | 447.7026 | 559.5731
2729 | 454.0307 | 595.7995 | 454.0307 | 595.7995
2730 | 475.3582 | 623.561 | 475.3582 | 623.561
2731 | 505.6353 | 651.4287 | 505.6353 | 651.4287
2732 | 538.2662 | 656.0447 | 538.2662 | 656.0447
2733 | 574.145 | 661.3772 | 574.145 | 661.3772
2734 | 597.9222 | 665.124 | 597.9222 | 665.124
2735 | 631.7803 | 670.7377 | 631.7803 | 670.7377
2736 | 628.5903 | 674.6164 | 628.5903 | 674.6164
2737 | 594.2648 | 677.79 | 594.2648 | 677.79
2738 | 588.6838 | 676.323 | 588.6838 | 676.323
2739 | 599.7396 | 657.3028 | 599.7396 | 657.3028
2740 | 607.8728 | 665.2762 | 607.8728 | 665.2762
2741 | 635.119 | 679.6222 | 635.119 | 679.6222
2742 | 639.9425 | 675.4338 | 639.9425 | 675.4338
2743 | 611.3205 | 674.4022 | 611.3205 | 674.4022
2744 | 590.689 | 686.0264 | 590.689 | 686.0264
2745 | 566.8463 | 680.1198 | 566.8463 | 680.1198
2746 | 542.8207 | 669.6334 | 542.8207 | 669.6334
2747 | 512.7268 | 663.295 | 512.7268 | 663.295
2748 | 481.906 | 660.3243 | 481.906 | 660.3243
2749 | 461.0553 | 663.5957 | 461.0553 | 663.5957
2750 | 449.8877 | 664.2727 | 449.8877 | 664.2727
2751 | 444.1935 | 673.4637 | 444.1935 | 673.4637
2752 | 444.5321 | 696.701 | 444.5321 | 696.701
2753 | 453.2149 | 731.9171 | 453.2149 | 731.9171
2754 | 471.6835 | 757.7966 | 471.6835 | 757.7966
2755 | 495.2494 | 783.9209 | 495.2494 | 783.9209
2756 | 519.7351 | 785.0504 | 519.7351 | 785.0504
2757 | 549.0553 | 781.5672 | 549.0553 | 781.5672
2758 | 577.4812 | 775.1512 | 577.4812 | 775.1512
2759 | 608.3858 | 772.9596 | 608.3858 | 772.9596
2760 | 603.2441 | 771.747 | 603.2441 | 771.747
2761 | 578.2945 | 772.9594 | 578.2945 | 772.9594
2762 | 580.9313 | 768.9764 | 580.9313 | 768.9764
2763 | 582.1056 | 749.877 | 582.1056 | 749.877
2764 | 599.8015 | 758.6626 | 599.8015 | 758.6626
2765 | 633.8355 | 769.8785 | 633.8355 | 769.8785
2766 | 631.4456 | 759.7867 | 631.4456 | 759.7867
2767 | 603.1279 | 751.0884 | 603.1279 | 751.0884
2768 | 581.8674 | 754.8083 | 581.8674 | 754.8083
2769 | 560.9135 | 740.2445 | 560.9135 | 740.2445
2770 | 539.5238 | 720.7839 | 539.5238 | 720.7839
2771 | 512.4685 | 705.3526 | 512.4685 | 705.3526
2772 | 483.4694 | 693.487 | 483.4694 | 693.487
2773 | 460.908 | 687.3881 | 460.908 | 687.3881
2774 | 449.7219 | 677.9617 | 449.7219 | 677.9617
2775 | 443.5045 | 677.6437 | 443.5045 | 677.6437
2776 | 445.3834 | 691.9465 | 445.3834 | 691.9465
2777 | 452.0199 | 718.2875 | 452.0199 | 718.2875
2778 | 470.1232 | 735.391 | 470.1232 | 735.391
2779 | 495.4878 | 752.2639 | 495.4878 | 752.2639
2780 | 521.1002 | 743.0126 | 521.1002 | 743.0126
2781 | 542.794 | 733.7052 | 542.794 | 733.7052
2782 | 564.8257 | 724.278 | 564.8257 | 724.278
2783 | 600.2488 | 721.2544 | 600.2488 | 721.2544
2784 | 595.7377 | 719.5267 | 595.7377 | 719.5267
2785 | 575.4017 | 717.0345 | 575.4017 | 717.0345
2786 | 573.6269 | 709.0102 | 573.6269 | 709.0102
2787 | 581.4123 | 684.1856 | 581.4123 | 684.1856
2788 | 594.9496 | 688.2167 | 594.9496 | 688.2167
2789 | 628.6086 | 698.0657 | 628.6086 | 698.0657
2790 | 638.4216 | 690.6086 | 638.4216 | 690.6086
2791 | 606.1683 | 685.0602 | 606.1683 | 685.0602
2792 | 587.4573 | 689.7112 | 587.4573 | 689.7112
2793 | 566.6971 | 677.8614 | 566.6971 | 677.8614
2794 | 541.817 | 663.294 | 541.817 | 663.294
2795 | 509.2144 | 653.9246 | 509.2144 | 653.9246
2796 | 478.7661 | 648.5966 | 478.7661 | 648.5966
2797 | 460.7508 | 649.1341 | 460.7508 | 649.1341
2798 | 451.6124 | 646.2056 | 451.6124 | 646.2056
2799 | 446.2908 | 648.8789 | 446.2908 | 648.8789
2800 | 447.7418 | 661.5771 | 447.7418 | 661.5771
2801 | 456.7189 | 684.6097 | 456.7189 | 684.6097
2802 | 472.5941 | 697.7115 | 472.5941 | 697.7115
2803 | 500.9766 | 711.0978 | 500.9766 | 711.0978
2804 | 537.54 | 700.123 | 537.54 | 700.123
2805 | 562.9318 | 692.1627 | 562.9318 | 692.1627
2806 | 580.9942 | 686.6976 | 580.9942 | 686.6976
2807 | 614.2502 | 686.1701 | 614.2502 | 686.1701
2808 | 603.9464 | 686.6612 | 603.9464 | 686.6612
2809 | 575.5788 | 688.5471 | 575.5788 | 688.5471
2810 | 573.2546 | 687.2979 | 573.2546 | 687.2979
2811 | 582.2597 | 669.2683 | 582.2597 | 669.2683
2812 | 602.1264 | 678.2322 | 602.1264 | 678.2322
2813 | 635.5103 | 692.0037 | 635.5103 | 692.0037
2814 | 642.0207 | 686.6862 | 642.0207 | 686.6862
2815 | 610.5748 | 682.9206 | 610.5748 | 682.9206
2816 | 591.5962 | 690.3253 | 591.5962 | 690.3253
2817 | 567.9638 | 681.665 | 567.9638 | 681.665
2818 | 538.4769 | 670.3664 | 538.4769 | 670.3664
2819 | 500.7247 | 665.8109 | 500.7247 | 665.8109
2820 | 470.5469 | 666.842 | 470.5469 | 666.842
2821 | 454.4327 | 674.2339 | 454.4327 | 674.2339
2822 | 445.6435 | 678.5362 | 445.6435 | 678.5362
2823 | 440.633 | 686.8357 | 440.633 | 686.8357
2824 | 447.3924 | 705.1006 | 447.3924 | 705.1006
2825 | 456.1109 | 733.7594 | 456.1109 | 733.7594
2826 | 481.7686 | 751.9327 | 481.7686 | 751.9327
2827 | 524.2417 | 770.5093 | 524.2417 | 770.5093
2828 | 570.0171 | 765.0616 | 570.0171 | 765.0616
2829 | 603.0197 | 761.519 | 603.0197 | 761.519
2830 | 622.7227 | 758.0548 | 622.7227 | 758.0548
2831 | 657.6872 | 758.2999 | 657.6872 | 758.2999
2832 | 638.4875 | 758.9693 | 638.4875 | 758.9693
2833 | 601.3285 | 760.1816 | 601.3285 | 760.1816
2834 | 601.1789 | 757.6844 | 601.1789 | 757.6844
2835 | 612.7406 | 738.7039 | 612.7406 | 738.7039
2836 | 626.9304 | 747.8857 | 626.9304 | 747.8857
2837 | 659.6941 | 762.093 | 659.6941 | 762.093
2838 | 665.6725 | 755.5473 | 665.6725 | 755.5473
2839 | 638.3569 | 750.3158 | 638.3569 | 750.3158
2840 | 609.2263 | 756.8091 | 609.2263 | 756.8091
2841 | 582.1367 | 748.5847 | 582.1367 | 748.5847
2842 | 553.5394 | 737.3455 | 553.5394 | 737.3455
2843 | 515.2838 | 730.809 | 515.2838 | 730.809
2844 | 477.8013 | 729.5816 | 477.8013 | 729.5816
2845 | 460.0453 | 735.7454 | 460.0453 | 735.7454
2846 | 449.3671 | 739.3939 | 449.3671 | 739.3939
2847 | 446.6606 | 747.5151 | 446.6606 | 747.5151
2848 | 451.4044 | 765.7404 | 451.4044 | 765.7404
2849 | 461.8498 | 795.4095 | 461.8498 | 795.4095
2850 | 484.4886 | 815.8412 | 484.4886 | 815.8412
2851 | 529.7196 | 836.7158 | 529.7196 | 836.7158
2852 | 574.1224 | 833.4869 | 574.1224 | 833.4869
2853 | 601.6077 | 824.8728 | 601.6077 | 824.8728
2854 | 626.4682 | 811.6817 | 626.4682 | 811.6817
2855 | 661.8085 | 804.0422 | 661.8085 | 804.0422
2856 | 642.0007 | 797.2827 | 642.0007 | 797.2827
2857 | 614.4708 | 792.7896 | 614.4708 | 792.7896
2858 | 613.4905 | 789.4406 | 613.4905 | 789.4406
2859 | 621.911 | 775.7098 | 621.911 | 775.7098
2860 | 636.891 | 788.8141 | 636.891 | 788.8141
2861 | 668.4486 | 801.3772 | 668.4486 | 801.3772
2862 | 680.3592 | 788.7694 | 680.3592 | 788.7694
2863 | 649.6959 | 771.7705 | 649.6959 | 771.7705
2864 | 618.9774 | 766.0606 | 618.9774 | 766.0606
2865 | 591.7009 | 744.5235 | 591.7009 | 744.5235
2866 | 565.8618 | 720.0906 | 565.8618 | 720.0906
2867 | 525.4581 | 701.6084 | 525.4581 | 701.6084
2868 | 490.8261 | 686.0977 | 490.8261 | 686.0977
2869 | 474.1422 | 675.2641 | 474.1422 | 675.2641
2870 | 460.253 | 660.8851 | 460.253 | 660.8851
2871 | 456.8863 | 657.1002 | 456.8863 | 657.1002
2872 | 463.1573 | 667.7778 | 463.1573 | 667.7778
2873 | 467.7092 | 688.7303 | 467.7092 | 688.7303
2874 | 496.173 | 699.9897 | 496.173 | 699.9897
2875 | 539.1688 | 711.2364 | 539.1688 | 711.2364
2876 | 591.5101 | 699.1919 | 591.5101 | 699.1919
2877 | 608.9205 | 685.7639 | 608.9205 | 685.7639
2878 | 633.9678 | 670.3143 | 633.9678 | 670.3143
2879 | 666.8525 | 659.5052 | 666.8525 | 659.5052
2880 | 648.4081 | 648.9817 | 648.4081 | 648.9817
2881 | 616.8469 | 639.8134 | 616.8469 | 639.8134
2882 | 615.2698 | 628.1836 | 615.2698 | 628.1836
2883 | 622.0632 | 604.4287 | 622.0632 | 604.4287
2884 | 639.1638 | 611.6691 | 639.1638 | 611.6691
2885 | 675.2424 | 625.1038 | 675.2424 | 625.1038
2886 | 683.9663 | 619.8655 | 683.9663 | 619.8655
2887 | 651.2064 | 614.8718 | 651.2064 | 614.8718
2888 | 627.9461 | 618.9086 | 627.9461 | 618.9086
2889 | 606.2009 | 603.1562 | 606.2009 | 603.1562
2890 | 572.5202 | 583.4381 | 572.5202 | 583.4381
2891 | 535.6879 | 569.7501 | 535.6879 | 569.7501
2892 | 495.8436 | 560.5788 | 495.8436 | 560.5788
2893 | 473.1262 | 557.5306 | 473.1262 | 557.5306
2894 | 460.6717 | 551.2145 | 460.6717 | 551.2145
2895 | 457.2516 | 553.5907 | 457.2516 | 553.5907
2896 | 459.2313 | 569.7755 | 459.2313 | 569.7755
2897 | 468.8712 | 597.1664 | 468.8712 | 597.1664
2898 | 489.1124 | 614.9435 | 489.1124 | 614.9435
2899 | 522.7594 | 633.0446 | 522.7594 | 633.0446
2900 | 559.7379 | 626.6857 | 559.7379 | 626.6857
2901 | 589.1634 | 618.7253 | 589.1634 | 618.7253
2902 | 609.4245 | 607.9709 | 609.4245 | 607.9709
2903 | 645.7186 | 600.9653 | 645.7186 | 600.9653
2904 | 627.8184 | 593.9879 | 627.8184 | 593.9879
2905 | 594.0246 | 588.0091 | 594.0246 | 588.0091
2906 | 587.7219 | 579.1924 | 587.7219 | 579.1924
2907 | 593.9448 | 555.1998 | 593.9448 | 555.1998
2908 | 601.1012 | 559.845 | 601.1012 | 559.845
2909 | 622.5109 | 570.4072 | 622.5109 | 570.4072
2910 | 613.9602 | 562.2568 | 613.9602 | 562.2568
2911 | 598.7583 | 554.4499 | 598.7583 | 554.4499
2912 | 575.3671 | 556.2086 | 575.3671 | 556.2086
2913 | 561.8689 | 540.575 | 561.8689 | 540.575
2914 | 542.8171 | 522.4616 | 542.8171 | 522.4616
2915 | 518.8273 | 510.3187 | 518.8273 | 510.3187
2916 | 502.4177 | 778.4728 | 502.4177 | 778.4728
2917 | 482.5237 | 768.3167 | 482.5237 | 768.3167
2918 | 466.9282 | 765.4557 | 466.9282 | 765.4557
2919 | 469.8537 | 765.4401 | 469.8537 | 765.4401
2920 | 468.6004 | 768.0309 | 468.6004 | 768.0309
2921 | 474.0743 | 789.5622 | 474.0743 | 789.5622
2922 | 491.8142 | 816.0003 | 491.8142 | 816.0003
2923 | 517.924 | 832.3122 | 517.924 | 832.3122
2924 | 555.3771 | 851.0212 | 555.3771 | 851.0212
2925 | 574.1694 | 843.6247 | 574.1694 | 843.6247
2926 | 599.5646 | 836.4195 | 599.5646 | 836.4195
2927 | 634.7575 | 832.1567 | 634.7575 | 832.1567
2928 | 631.6286 | 824.1774 | 631.6286 | 824.1774
2929 | 610.4924 | 830.8773 | 610.4924 | 830.8773
2930 | 607.8584 | 829.9409 | 607.8584 | 829.9409
2931 | 614.1074 | 827.9365 | 614.1074 | 827.9365
2932 | 643.6285 | 814.1454 | 643.6285 | 814.1454
2933 | 671.1438 | 827.5971 | 671.1438 | 827.5971
2934 | 652.252 | 840.1366 | 652.252 | 840.1366
2935 | 635.8538 | 838.9789 | 635.8538 | 838.9789
2936 | 612.928 | 840.8229 | 612.928 | 840.8229
2937 | 584.9901 | 844.4879 | 584.9901 | 844.4879
2938 | 559.4616 | 838.7335 | 559.4616 | 838.7335
2939 | 528.7117 | 826.3796 | 528.7117 | 826.3796
2940 | 500.2906 | 818.0664 | 500.2906 | 818.0664
2941 | 479.3911 | 812.8132 | 479.3911 | 812.8132
2942 | 467.8629 | 813.0358 | 467.8629 | 813.0358
2943 | 464.4376 | 812.8661 | 464.4376 | 812.8661
2944 | 466.823 | 813.1441 | 466.823 | 813.1441
2945 | 480.0119 | 831.8385 | 480.0119 | 831.8385
2946 | 497.9027 | 855.2855 | 497.9027 | 855.2855
2947 | 517.7524 | 869.0997 | 517.7524 | 869.0997
2948 | 544.7052 | 886.2052 | 544.7052 | 886.2052
2949 | 569.0319 | 878.7162 | 569.0319 | 878.7162
2950 | 603.382 | 873.2686 | 603.382 | 873.2686
2951 | 627.3907 | 871.1644 | 627.3907 | 871.1644
2952 | 616.6137 | 865.652 | 616.6137 | 865.652
2953 | 599.7211 | 875.0655 | 599.7211 | 875.0655
2954 | 596.3663 | 875.8867 | 596.3663 | 875.8867
2955 | 614.5517 | 873.1422 | 614.5517 | 873.1422
2956 | 643.0639 | 857.2851 | 643.0639 | 857.2851
2957 | 680.3822 | 870.0893 | 680.3822 | 870.0893
2958 | 657.3583 | 882.7829 | 657.3583 | 882.7829
2959 | 627.2942 | 881.6869 | 627.2942 | 881.6869
2960 | 603.7849 | 882.9142 | 603.7849 | 882.9142
2961 | 588.2726 | 885.7157 | 588.2726 | 885.7157
2962 | 558.3486 | 877.957 | 558.3486 | 877.957
2963 | 524.6463 | 860.5768 | 524.6463 | 860.5768
2964 | 494.5062 | 845.973 | 494.5062 | 845.973
2965 | 472.6542 | 836.0636 | 472.6542 | 836.0636
2966 | 465.166 | 835.3611 | 465.166 | 835.3611
2967 | 461.9841 | 837.5658 | 461.9841 | 837.5658
2968 | 462.2887 | 843.8877 | 462.2887 | 843.8877
2969 | 476.2517 | 869.7977 | 476.2517 | 869.7977
2970 | 491.2724 | 899.5353 | 491.2724 | 899.5353
2971 | 520.1582 | 919.1775 | 520.1582 | 919.1775
2972 | 557.0608 | 941.3401 | 557.0608 | 941.3401
2973 | 579.5758 | 941.4368 | 579.5758 | 941.4368
2974 | 599.4004 | 941.6939 | 599.4004 | 941.6939
2975 | 617.7598 | 942.1491 | 617.7598 | 942.1491
2976 | 622.7576 | 938.1169 | 622.7576 | 938.1169
2977 | 595.7686 | 948.6712 | 595.7686 | 948.6712
2978 | 597.1501 | 950.6951 | 597.1501 | 950.6951
2979 | 609.8461 | 950.8492 | 609.8461 | 950.8492
2980 | 654.6941 | 939.7717 | 654.6941 | 939.7717
2981 | 680.5042 | 955.6595 | 680.5042 | 955.6595
2982 | 658.4023 | 969.8332 | 658.4023 | 969.8332
2983 | 632.5575 | 970.1557 | 632.5575 | 970.1557
2984 | 607.7176 | 973.7882 | 607.7176 | 973.7882
2985 | 583.7421 | 980.1359 | 583.7421 | 980.1359
2986 | 564.7075 | 979.0686 | 564.7075 | 979.0686
2987 | 529.1969 | 973.5912 | 529.1969 | 973.5912
2988 | 494.0723 | 973.2028 | 494.0723 | 973.2028
2989 | 474.8051 | 974.0552 | 474.8051 | 974.0552
2990 | 465.88 | 980.0442 | 465.88 | 980.0442
2991 | 462.858 | 985.1782 | 462.858 | 985.1782
2992 | 467.8427 | 990.9143 | 467.8427 | 990.9143
2993 | 482.9824 | 1016.2692 | 482.9824 | 1016.2692
2994 | 504.7505 | 1046.5619 | 504.7505 | 1046.5619
2995 | 531.2473 | 1066.975 | 531.2473 | 1066.975
2996 | 576.9559 | 1090.6485 | 576.9559 | 1090.6485
2997 | 607.9999 | 1091.9787 | 607.9999 | 1091.9787
2998 | 627.4295 | 1095.8745 | 627.4295 | 1095.8745
2999 | 668.6443 | 1101.911 | 668.6443 | 1101.911
3000 | 659.7576 | 1103.5834 | 659.7576 | 1103.5834
3001 | 621.8597 | 1118.5474 | 621.8597 | 1118.5474
3002 | 621.4333 | 1124.549 | 621.4333 | 1124.549
3003 | 642.8247 | 1128.1876 | 642.8247 | 1128.1876
3004 | 675.7977 | 1117.5727 | 675.7977 | 1117.5727
3005 | 703.7847 | 1133.6147 | 703.7847 | 1133.6147
3006 | 691.2434 | 1150.3478 | 691.2434 | 1150.3478
3007 | 655.3762 | 1153.3222 | 655.3762 | 1153.3222
3008 | 630.3642 | 1158.0031 | 630.3642 | 1158.0031
3009 | 608.3727 | 1165.7693 | 608.3727 | 1165.7693
3010 | 578.1617 | 1163.9928 | 578.1617 | 1163.9928
3011 | 538.4363 | 1155.4625 | 538.4363 | 1155.4625
3012 | 509.2467 | 1152.2064 | 509.2467 | 1152.2064
3013 | 482.6402 | 1153.6447 | 482.6402 | 1153.6447
3014 | 474.5936 | 1157.2284 | 474.5936 | 1157.2284
3015 | 471.4471 | 1160.759 | 471.4471 | 1160.759
3016 | 472.4032 | 1169.4553 | 472.4032 | 1169.4553
3017 | 486.0813 | 1193.7002 | 486.0813 | 1193.7002
3018 | 506.6121 | 1221.4335 | 506.6121 | 1221.4335
3019 | 537.007 | 1239.3488 | 537.007 | 1239.3488
3020 | 580.3416 | 1260.7097 | 580.3416 | 1260.7097
3021 | 605.3446 | 1258.7712 | 605.3446 | 1258.7712
3022 | 628.8418 | 1259.3675 | 628.8418 | 1259.3675
3023 | 667.3869 | 1262.8447 | 667.3869 | 1262.8447
3024 | 662.3608 | 1261.9576 | 662.3608 | 1261.9576
3025 | 632.138 | 1274.8556 | 632.138 | 1274.8556
3026 | 629.327 | 1280.148 | 629.327 | 1280.148
3027 | 645.5902 | 1285.2976 | 645.5902 | 1285.2976
3028 | 686.5034 | 1277.6737 | 686.5034 | 1277.6737
3029 | 700.6799 | 1296.6452 | 700.6799 | 1296.6452
3030 | 694.4733 | 1313.5016 | 694.4733 | 1313.5016
3031 | 662.7225 | 1314.8417 | 662.7225 | 1314.8417
3032 | 629.5765 | 1317.7033 | 629.5765 | 1317.7033
3033 | 607.178 | 1318.223 | 607.178 | 1318.223
3034 | 585.5131 | 1307.9049 | 585.5131 | 1307.9049
3035 | 542.913 | 1287.0402 | 542.913 | 1287.0402
3036 | 505.3609 | 1267.5335 | 505.3609 | 1267.5335
3037 | 483.9417 | 1255.743 | 483.9417 | 1255.743
3038 | 475.2596 | 1251.9569 | 475.2596 | 1251.9569
3039 | 469.5438 | 1248.7653 | 469.5438 | 1248.7653
3040 | 476.3042 | 1247.9332 | 476.3042 | 1247.9332
3041 | 486.634 | 1265.7025 | 486.634 | 1265.7025
3042 | 503.0943 | 1287.361 | 503.0943 | 1287.361
3043 | 529.6237 | 1297.629 | 529.6237 | 1297.629
3044 | 571.044 | 1310.695 | 571.044 | 1310.695
3045 | 601.7313 | 1299.7215 | 601.7313 | 1299.7215
3046 | 624.8932 | 1289.6486 | 624.8932 | 1289.6486
3047 | 660.2473 | 1282.3331 | 660.2473 | 1282.3331
3048 | 652.8779 | 1271.5168 | 652.8779 | 1271.5168
3049 | 625.71 | 1275.7807 | 625.71 | 1275.7807
3050 | 629.6182 | 1270.9897 | 629.6182 | 1270.9897
3051 | 646.5048 | 1263.5273 | 646.5048 | 1263.5273
3052 | 687.5311 | 1244.4016 | 687.5311 | 1244.4016
3053 | 704.3682 | 1253.5055 | 704.3682 | 1253.5055
3054 | 691.0705 | 1262.2829 | 691.0705 | 1262.2829
3055 | 666.8008 | 1257.2399 | 666.8008 | 1257.2399
3056 | 638.1432 | 1255.7536 | 638.1432 | 1255.7536
3057 | 609.5224 | 1255.1323 | 609.5224 | 1255.1323
3058 | 584.1936 | 1244.8759 | 584.1936 | 1244.8759
3059 | 542.3792 | 1230.6409 | 542.3792 | 1230.6409
3060 | 511.8241 | 1222.3277 | 511.8241 | 1222.3277
3061 | 488.7352 | 1217.9688 | 488.7352 | 1217.9688
3062 | 478.1603 | 1219.209 | 478.1603 | 1219.209
3063 | 474.9776 | 1222.092 | 474.9776 | 1222.092
3064 | 478.5274 | 1227.9514 | 478.5274 | 1227.9514
3065 | 488.4851 | 1253.2447 | 488.4851 | 1253.2447
3066 | 506.1871 | 1282.8898 | 506.1871 | 1282.8898
3067 | 532.0721 | 1301.206 | 532.0721 | 1301.206
3068 | 573.994 | 1321.5802 | 573.994 | 1321.5802
3069 | 598.222 | 1314.307 | 598.222 | 1314.307
3070 | 612.501 | 1309.507 | 612.501 | 1309.507
3071 | 647.708 | 1311.319 | 647.708 | 1311.319
3072 | 644.2745 | 1307.4101 | 644.2745 | 1307.4101
3073 | 617.1122 | 1315.3126 | 617.1122 | 1315.3126
3074 | 618.9625 | 1314.1911 | 618.9625 | 1314.1911
3075 | 631.6908 | 1312.8651 | 631.6908 | 1312.8651
3076 | 674.0578 | 1299.444 | 674.0578 | 1299.444
3077 | 691.1072 | 1311.6007 | 691.1072 | 1311.6007
3078 | 676.3305 | 1319.3605 | 676.3305 | 1319.3605
3079 | 649.7268 | 1310.9564 | 649.7268 | 1310.9564
3080 | 622.6668 | 1304.3513 | 622.6668 | 1304.3513
3081 | 601.8925 | 1296.8844 | 601.8925 | 1296.8844
3082 | 572.9456 | 1283.1126 | 572.9456 | 1283.1126
3083 | 536.2947 | 1268.446 | 536.2947 | 1268.446
3084 | 511.3766 | 1256.0008 | 511.3766 | 1256.0008
3085 | 489.928 | 1243.3161 | 489.928 | 1243.3161
3086 | 479.4131 | 1239.345 | 479.4131 | 1239.345
3087 | 477.5329 | 1239.0211 | 477.5329 | 1239.0211
3088 | 471.6358 | 1242.5986 | 471.6358 | 1242.5986
3089 | 481.3419 | 1268.6628 | 481.3419 | 1268.6628
3090 | 499.9199 | 1301.2373 | 499.9199 | 1301.2373
3091 | 521.9532 | 1323.7164 | 521.9532 | 1323.7164
3092 | 550.8713 | 1347.575 | 550.8713 | 1347.575
3093 | 574.9015 | 1344.4031 | 574.9015 | 1344.4031
3094 | 598.9949 | 1338.8322 | 598.9949 | 1338.8322
3095 | 628.9883 | 1333.0585 | 628.9883 | 1333.0585
3096 | 627.9 | 1321.0088 | 627.9 | 1321.0088
3097 | 599.0168 | 1322.6207 | 599.0168 | 1322.6207
3098 | 599.8568 | 1315.9488 | 599.8568 | 1315.9488
3099 | 611.0355 | 1309.8431 | 611.0355 | 1309.8431
3100 | 658.4708 | 1296.1754 | 658.4708 | 1296.1754
3101 | 672.9917 | 1312.6491 | 672.9917 | 1312.6491
3102 | 652.3653 | 1328.8889 | 652.3653 | 1328.8889
3103 | 625.0854 | 1329.5505 | 625.0854 | 1329.5505
3104 | 608.449 | 1330.7778 | 608.449 | 1330.7778
3105 | 587.8759 | 1333.3018 | 587.8759 | 1333.3018
3106 | 564.1957 | 1326.0982 | 564.1957 | 1326.0982
3107 | 531.2375 | 1314.4226 | 531.2375 | 1314.4226
3108 | 502.2917 | 1308.3605 | 502.2917 | 1308.3605
3109 | 482.1565 | 1304.4024 | 482.1565 | 1304.4024
3110 | 473.272 | 1305.2726 | 473.272 | 1305.2726
3111 | 469.4865 | 1304.2086 | 469.4865 | 1304.2086
3112 | 468.8636 | 1303.9007 | 468.8636 | 1303.9007
3113 | 477.2925 | 1324.692 | 477.2925 | 1324.692
3114 | 495.1635 | 1351.1918 | 495.1635 | 1351.1918
3115 | 512.4125 | 1366.7019 | 512.4125 | 1366.7019
3116 | 540.8177 | 1383.8691 | 540.8177 | 1383.8691
3117 | 565.8144 | 1378.1994 | 565.8144 | 1378.1994
3118 | 585.8494 | 1375.928 | 585.8494 | 1375.928
3119 | 613.4272 | 1377.6166 | 613.4272 | 1377.6166
3120 | 613.4085 | 1376.0821 | 613.4085 | 1376.0821
3121 | 595.1824 | 1389.8434 | 595.1824 | 1389.8434
3122 | 595.0383 | 1395.5984 | 595.0383 | 1395.5984
3123 | 617.9699 | 1397.4177 | 617.9699 | 1397.4177
3124 | 658.1607 | 1384.7675 | 658.1607 | 1384.7675
3125 | 676.8375 | 1399.6069 | 676.8375 | 1399.6069
3126 | 658.8347 | 1413.1023 | 658.8347 | 1413.1023
3127 | 632.5398 | 1411.0504 | 632.5398 | 1411.0504
3128 | 608.3698 | 1409.7182 | 608.3698 | 1409.7182
3129 | 589.9955 | 1413.2907 | 589.9955 | 1413.2907
3130 | 560.4332 | 1408.924 | 560.4332 | 1408.924
3131 | 529.0681 | 1398.3894 | 529.0681 | 1398.3894
3132 | 501.2499 | 1392.7589 | 501.2499 | 1392.7589
3133 | 477.8431 | 1391.5761 | 477.8431 | 1391.5761
3134 | 470.9779 | 1398.2434 | 470.9779 | 1398.2434
3135 | 468.3149 | 1403.4392 | 468.3149 | 1403.4392
3136 | 470.9309 | 1409.2369 | 470.9309 | 1409.2369
3137 | 480.1811 | 1434.2835 | 480.1811 | 1434.2835
3138 | 493.1233 | 1463.9594 | 493.1233 | 1463.9594
3139 | 515.8972 | 1481.2581 | 515.8972 | 1481.2581
3140 | 539.2121 | 1500.1829 | 539.2121 | 1500.1829
3141 | 571.4072 | 1486.65 | 571.4072 | 1486.65
3142 | 591.96 | 1472.3525 | 591.96 | 1472.3525
3143 | 624.5514 | 1463.8344 | 624.5514 | 1463.8344
3144 | 620.4666 | 1448.3002 | 620.4666 | 1448.3002
3145 | 606.1365 | 1443.5599 | 606.1365 | 1443.5599
3146 | 601.9128 | 1428.2539 | 601.9128 | 1428.2539
3147 | 617.9837 | 1411.7873 | 617.9837 | 1411.7873
3148 | 665.5154 | 1379.0012 | 665.5154 | 1379.0012
3149 | 680.899 | 1372.9645 | 680.899 | 1372.9645
3150 | 654.5241 | 1371.2577 | 654.5241 | 1371.2577
3151 | 633.156 | 1353.8802 | 633.156 | 1353.8802
3152 | 607.948 | 1338.7027 | 607.948 | 1338.7027
3153 | 592.6106 | 1322.4167 | 592.6106 | 1322.4167
3154 | 564.7757 | 1294.2445 | 564.7757 | 1294.2445
3155 | 529.6729 | 1262.1554 | 529.6729 | 1262.1554
3156 | 504.0618 | 1235.0939 | 504.0618 | 1235.0939
3157 | 484.953 | 1208.8722 | 484.953 | 1208.8722
3158 | 468.2233 | 1188.7121 | 468.2233 | 1188.7121
3159 | 467.7799 | 1173.8952 | 467.7799 | 1173.8952
3160 | 470.0674 | 1163.4731 | 470.0674 | 1163.4731
3161 | 481.6921 | 1174.7051 | 481.6921 | 1174.7051
3162 | 500.387 | 1193.3109 | 500.387 | 1193.3109
3163 | 523.679 | 1201.6362 | 523.679 | 1201.6362
3164 | 547.8909 | 1211.927 | 547.8909 | 1211.927
3165 | 579.3658 | 1196.2356 | 579.3658 | 1196.2356
3166 | 610.1815 | 1181.5372 | 610.1815 | 1181.5372
3167 | 640.5377 | 1170.5522 | 640.5377 | 1170.5522
3168 | 642.4521 | 1157.2382 | 642.4521 | 1157.2382
3169 | 609.1702 | 1160.5461 | 609.1702 | 1160.5461
3170 | 607.211 | 1157.667 | 607.211 | 1157.667
3171 | 632.8244 | 1154.7067 | 632.8244 | 1154.7067
3172 | 672.618 | 1139.7747 | 672.618 | 1139.7747
3173 | 691.0794 | 1153.1339 | 691.0794 | 1153.1339
3174 | 667.6892 | 1168.3869 | 667.6892 | 1168.3869
3175 | 646.0712 | 1171.0221 | 646.0712 | 1171.0221
3176 | 619.5789 | 1175.333 | 619.5789 | 1175.333
3177 | 602.0495 | 1177.0553 | 602.0495 | 1177.0553
3178 | 575.4014 | 1167.5389 | 575.4014 | 1167.5389
3179 | 540.7957 | 1150.097 | 540.7957 | 1150.097
3180 | 508.7629 | 1135.4316 | 508.7629 | 1135.4316
3181 | 489.9706 | 1125.2755 | 489.9706 | 1125.2755
3182 | 472.1112 | 1121.2735 | 472.1112 | 1121.2735
3183 | 473.4271 | 1118.421 | 473.4271 | 1118.421
3184 | 477.8501 | 1122.5228 | 477.8501 | 1122.5228
3185 | 487.2645 | 1152.904 | 487.2645 | 1152.904
3186 | 504.726 | 1189.2406 | 504.726 | 1189.2406
3187 | 537.7027 | 1211.0721 | 537.7027 | 1211.0721
3188 | 575.8223 | 1232.9263 | 575.8223 | 1232.9263
3189 | 609.5821 | 1229.3844 | 609.5821 | 1229.3844
3190 | 627.7487 | 1226.0029 | 627.7487 | 1226.0029
3191 | 655.683 | 1224.4537 | 655.683 | 1224.4537
3192 | 635.4713 | 1218.2012 | 635.4713 | 1218.2012
3193 | 628.8876 | 1225.9804 | 628.8876 | 1225.9804
3194 | 631.7319 | 1226.2465 | 631.7319 | 1226.2465
3195 | 653.2062 | 1228.5283 | 653.2062 | 1228.5283
3196 | 693.6042 | 1218.6226 | 693.6042 | 1218.6226
3197 | 709.5336 | 1233.6778 | 709.5336 | 1233.6778
3198 | 701.7279 | 1247.1423 | 701.7279 | 1247.1423
3199 | 670.0952 | 1246.4781 | 670.0952 | 1246.4781
3200 | 650.64 | 1248.5996 | 650.64 | 1248.5996
3201 | 620.6224 | 1251.1853 | 620.6224 | 1251.1853
3202 | 595.6545 | 1242.0081 | 595.6545 | 1242.0081
3203 | 547.583 | 1226.2622 | 547.583 | 1226.2622
3204 | 517.2196 | 1219.2133 | 517.2196 | 1219.2133
3205 | 491.0608 | 1218.4622 | 491.0608 | 1218.4622
3206 | 481.9093 | 1223.5569 | 481.9093 | 1223.5569
3207 | 474.7137 | 1229.7086 | 474.7137 | 1229.7086
3208 | 478.2358 | 1238.7441 | 478.2358 | 1238.7441
3209 | 487.242 | 1266.9976 | 487.242 | 1266.9976
3210 | 509.7889 | 1299.1096 | 509.7889 | 1299.1096
3211 | 538.6729 | 1318.8134 | 538.6729 | 1318.8134
3212 | 581.6853 | 1336.1965 | 581.6853 | 1336.1965
3213 | 610.9853 | 1320.7518 | 610.9853 | 1320.7518
3214 | 632.9608 | 1303.7098 | 632.9608 | 1303.7098
3215 | 669.4222 | 1293.7116 | 669.4222 | 1293.7116
3216 | 667.9832 | 1283.1421 | 667.9832 | 1283.1421
3217 | 628.5975 | 1288.7627 | 628.5975 | 1288.7627
3218 | 630.2257 | 1287.2095 | 630.2257 | 1287.2095
3219 | 649.6569 | 1294.3943 | 649.6569 | 1294.3943
3220 | 683.425 | 1297.6247 | 683.425 | 1297.6247
3221 | 705.9074 | 1325.3536 | 705.9074 | 1325.3536
3222 | 690.2504 | 1346.6196 | 690.2504 | 1346.6196
3223 | 666.5052 | 1344.136 | 666.5052 | 1344.136
3224 | 636.695 | 1334.7557 | 636.695 | 1334.7557
3225 | 619.9367 | 1319.6106 | 619.9367 | 1319.6106
3226 | 598.8522 | 1294.337 | 598.8522 | 1294.337
3227 | 559.8636 | 1265.3316 | 559.8636 | 1265.3316
3228 | 524.3387 | 1241.662 | 524.3387 | 1241.662
3229 | 497.8083 | 1222.3475 | 497.8083 | 1222.3475
3230 | 485.1697 | 1208.293 | 485.1697 | 1208.293
3231 | 478.9831 | 1200.5376 | 478.9831 | 1200.5376
3232 | 479.5107 | 1204.7318 | 479.5107 | 1204.7318
3233 | 485.9439 | 1236.5932 | 485.9439 | 1236.5932
3234 | 509.1778 | 1277.216 | 509.1778 | 1277.216
3235 | 542.8116 | 1302.8403 | 542.8116 | 1302.8403
3236 | 573.4462 | 1319.7917 | 573.4462 | 1319.7917
3237 | 601.8373 | 1304.8403 | 601.8373 | 1304.8403
3238 | 626.4235 | 1292.1771 | 626.4235 | 1292.1771
3239 | 657.6192 | 1283.8132 | 657.6192 | 1283.8132
3240 | 656.5902 | 1274.3538 | 656.5902 | 1274.3538
3241 | 621.5017 | 1285.2165 | 621.5017 | 1285.2165
3242 | 631.2507 | 1289.3989 | 631.2507 | 1289.3989
3243 | 654.1186 | 1293.2225 | 654.1186 | 1293.2225
3244 | 695.0014 | 1283.6868 | 695.0014 | 1283.6868
3245 | 700.7166 | 1296.7068 | 700.7166 | 1296.7068
3246 | 683.5535 | 1302.9249 | 683.5535 | 1302.9249
3247 | 659.8421 | 1294.0582 | 659.8421 | 1294.0582
3248 | 629.1962 | 1291.5234 | 629.1962 | 1291.5234
3249 | 612.6789 | 1292.2898 | 612.6789 | 1292.2898
3250 | 587.1565 | 1283.6677 | 587.1565 | 1283.6677
3251 | 553.3874 | 1269.3403 | 553.3874 | 1269.3403
3252 | 520.763 | 1254.8598 | 520.763 | 1254.8598
3253 | 501.8755 | 1242.391 | 501.8755 | 1242.391
3254 | 487.2785 | 1232.6535 | 487.2785 | 1232.6535
3255 | 479.3602 | 1218.1759 | 479.3602 | 1218.1759
3256 | 482.4835 | 1201.6482 | 482.4835 | 1201.6482
3257 | 487.9947 | 1206.713 | 487.9947 | 1206.713
3258 | 507.6219 | 1220.7551 | 507.6219 | 1220.7551
3259 | 530.1337 | 1222.5123 | 530.1337 | 1222.5123
3260 | 557.529 | 1228.1776 | 557.529 | 1228.1776
3261 | 583.8499 | 1207.7374 | 583.8499 | 1207.7374
3262 | 609.1854 | 1186.6868 | 609.1854 | 1186.6868
3263 | 641.4901 | 1170.7064 | 641.4901 | 1170.7064
3264 | 631.5711 | 1152.1811 | 631.5711 | 1152.1811
3265 | 612.2196 | 1149.3835 | 612.2196 | 1149.3835
3266 | 611.823 | 1140.7997 | 611.823 | 1140.7997
3267 | 636.6381 | 1132.1038 | 636.6381 | 1132.1038
3268 | 671.851 | 1110.357 | 671.851 | 1110.357
3269 | 684.6955 | 1114.7738 | 684.6955 | 1114.7738
3270 | 665.4376 | 1117.6615 | 665.4376 | 1117.6615
3271 | 641.6554 | 1104.262 | 641.6554 | 1104.262
3272 | 618.9069 | 1091.983 | 618.9069 | 1091.983
3273 | 597.4579 | 1085.4104 | 597.4579 | 1085.4104
3274 | 576.4902 | 1074.1055 | 576.4902 | 1074.1055
3275 | 545.6932 | 1055.8311 | 545.6932 | 1055.8311
3276 | 518.5238 | 1041.4123 | 518.5238 | 1041.4123
3277 | 498.7819 | 1032.3355 | 498.7819 | 1032.3355
3278 | 484.0202 | 1032.0955 | 484.0202 | 1032.0955
3279 | 480.5562 | 1030.8157 | 480.5562 | 1030.8157
3280 | 480.8613 | 1028.0409 | 480.8613 | 1028.0409
3281 | 488.8707 | 1042.9733 | 488.8707 | 1042.9733
3282 | 503.6885 | 1064.416 | 503.6885 | 1064.416
3283 | 522.5071 | 1076.8117 | 522.5071 | 1076.8117
3284 | 542.7947 | 1091.3578 | 542.7947 | 1091.3578
3285 | 562.0737 | 1084.6397 | 562.0737 | 1084.6397
3286 | 571.8854 | 1081.7207 | 571.8854 | 1081.7207
3287 | 634.9871 | 1081.8984 | 634.9871 | 1081.8984
3288 | 634.9445 | 1079.1612 | 634.9445 | 1079.1612
3289 | 621.3084 | 1091.4424 | 621.3084 | 1091.4424
3290 | 618.6386 | 1096.9507 | 618.6386 | 1096.9507
3291 | 640.3726 | 1098.8933 | 640.3726 | 1098.8933
3292 | 681.7882 | 1086.3357 | 681.7882 | 1086.3357
3293 | 692.6471 | 1101.7301 | 692.6471 | 1101.7301
3294 | 667.3139 | 1114.5162 | 667.3139 | 1114.5162
3295 | 645.4721 | 1116.2572 | 645.4721 | 1116.2572
3296 | 618.2775 | 1120.8764 | 618.2775 | 1120.8764
3297 | 596.7281 | 1122.9687 | 596.7281 | 1122.9687
3298 | 568.666 | 1121.7473 | 568.666 | 1121.7473
3299 | 531.759 | 1119.9085 | 531.759 | 1119.9085
3300 | 504.7496 | 1122.5113 | 504.7496 | 1122.5113
3301 | 483.2764 | 1128.3283 | 483.2764 | 1128.3283
3302 | 468.3522 | 1138.6034 | 468.3522 | 1138.6034
3303 | 467.409 | 1146.8828 | 467.409 | 1146.8828
3304 | 469.4077 | 1153.6056 | 469.4077 | 1153.6056
3305 | 474.6482 | 1177.5421 | 474.6482 | 1177.5421
3306 | 490.8017 | 1204.2577 | 490.8017 | 1204.2577
3307 | 520.8079 | 1217.856 | 520.8079 | 1217.856
3308 | 548.5932 | 1232.8647 | 548.5932 | 1232.8647
3309 | 576.6837 | 1221.7987 | 576.6837 | 1221.7987
3310 | 602.4907 | 1212.8975 | 602.4907 | 1212.8975
3311 | 639.3886 | 1211.41 | 639.3886 | 1211.41
3312 | 639.3936 | 1207.902 | 639.3936 | 1207.902
3313 | 617.1707 | 1219.4123 | 617.1707 | 1219.4123
3314 | 616.9302 | 1218.5992 | 616.9302 | 1218.5992
3315 | 645.1592 | 1212.2469 | 645.1592 | 1212.2469
3316 | 682.3986 | 1194.4471 | 682.3986 | 1194.4471
3317 | 690.2389 | 1207.8063 | 690.2389 | 1207.8063
3318 | 671.3951 | 1225.3412 | 671.3951 | 1225.3412
3319 | 643.1381 | 1232.3243 | 643.1381 | 1232.3243
3320 | 629.2271 | 1242.3399 | 629.2271 | 1242.3399
3321 | 607.8971 | 1249.8902 | 607.8971 | 1249.8902
3322 | 575.6973 | 1246.6335 | 575.6973 | 1246.6335
3323 | 538.3237 | 1238.4425 | 538.3237 | 1238.4425
3324 | 509.7245 | 1231.5169 | 509.7245 | 1231.5169
3325 | 493.9045 | 1225.4003 | 493.9045 | 1225.4003
3326 | 484.7696 | 1225.037 | 484.7696 | 1225.037
3327 | 479.9316 | 1232.8538 | 479.9316 | 1232.8538
3328 | 485.6249 | 1250.4618 | 485.6249 | 1250.4618
3329 | 494.6315 | 1289.1071 | 494.6315 | 1289.1071
3330 | 514.6488 | 1332.2276 | 514.6488 | 1332.2276
3331 | 548.6793 | 1360.5964 | 548.6793 | 1360.5964
3332 | 591.9827 | 1385.1642 | 591.9827 | 1385.1642
3333 | 619.8754 | 1378.1686 | 619.8754 | 1378.1686
3334 | 642.0648 | 1370.6242 | 642.0648 | 1370.6242
3335 | 683.952 | 1369.1059 | 683.952 | 1369.1059
3336 | 669.9878 | 1365.2586 | 669.9878 | 1365.2586
3337 | 646.7437 | 1376.0597 | 646.7437 | 1376.0597
3338 | 654.1813 | 1378.9161 | 654.1813 | 1378.9161
3339 | 679.3163 | 1381.9071 | 679.3163 | 1381.9071
3340 | 713.5936 | 1373.8207 | 713.5936 | 1373.8207
3341 | 725.5132 | 1391.8979 | 725.5132 | 1391.8979
3342 | 698.5699 | 1404.2523 | 698.5699 | 1404.2523
3343 | 669.5441 | 1392.2095 | 669.5441 | 1392.2095
3344 | 647.2782 | 1373.9792 | 647.2782 | 1373.9792
3345 | 623.4114 | 1354.5479 | 623.4114 | 1354.5479
3346 | 593.0597 | 1326.3757 | 593.0597 | 1326.3757
3347 | 552.4429 | 1297.4011 | 552.4429 | 1297.4011
3348 | 524.762 | 1279.3745 | 524.762 | 1279.3745
3349 | 507.8517 | 1269.4651 | 507.8517 | 1269.4651
3350 | 493.2396 | 1267.6525 | 493.2396 | 1267.6525
3351 | 489.5072 | 1266.3727 | 489.5072 | 1266.3727
3352 | 490.7708 | 1265.7873 | 490.7708 | 1265.7873
3353 | 498.3807 | 1283.4641 | 498.3807 | 1283.4641
3354 | 524.1544 | 1305.431 | 524.1544 | 1305.431
3355 | 552.2276 | 1318.9059 | 552.2276 | 1318.9059
3356 | 591.3858 | 1340.051 | 591.3858 | 1340.051
3357 | 617.1797 | 1336.2315 | 617.1797 | 1336.2315
3358 | 649.3463 | 1330.1672 | 649.3463 | 1330.1672
3359 | 685.8544 | 1323.3759 | 685.8544 | 1323.3759
3360 | 669.5955 | 1309.8153 | 669.5955 | 1309.8153
3361 | 642.6679 | 1306.6476 | 642.6679 | 1306.6476
3362 | 642.0143 | 1289.0597 | 642.0143 | 1289.0597
3363 | 670.5498 | 1271.4214 | 670.5498 | 1271.4214
3364 | 708.1152 | 1242.4281 | 708.1152 | 1242.4281
3365 | 715.917 | 1241.171 | 715.917 | 1241.171
3366 | 695.9864 | 1240.05 | 695.9864 | 1240.05
3367 | 671.2625 | 1225.9412 | 671.2625 | 1225.9412
3368 | 646.6665 | 1214.7724 | 646.6665 | 1214.7724
3369 | 615.0546 | 1202.8034 | 615.0546 | 1202.8034
3370 | 584.5186 | 1183.6354 | 584.5186 | 1183.6354
3371 | 544.8706 | 1162.8323 | 544.8706 | 1162.8323
3372 | 519.438 | 1148.4753 | 519.438 | 1148.4753
3373 | 500.0221 | 1137.0857 | 500.0221 | 1137.0857
3374 | 489.7878 | 1131.6036 | 489.7878 | 1131.6036
3375 | 484.426 | 1126.6235 | 484.426 | 1126.6235
3376 | 481.6935 | 1123.5404 | 481.6935 | 1123.5404
3377 | 486.9838 | 1141.6797 | 486.9838 | 1141.6797
3378 | 511.6061 | 1166.4218 | 511.6061 | 1166.4218
3379 | 545.8721 | 1182.672 | 545.8721 | 1182.672
3380 | 586.148 | 1202.4911 | 586.148 | 1202.4911
3381 | 613.7205 | 1197.2532 | 613.7205 | 1197.2532
3382 | 635.5647 | 1192.1756 | 635.5647 | 1192.1756
3383 | 684.1912 | 1190.1639 | 684.1912 | 1190.1639
3384 | 676.1521 | 1185.3608 | 676.1521 | 1185.3608
3385 | 649.3704 | 1196.0693 | 649.3704 | 1196.0693
3386 | 653.1444 | 1198.6174 | 653.1444 | 1198.6174
3387 | 689.208 | 1199.0798 | 689.208 | 1199.0798
3388 | 717.7521 | 1184.7954 | 717.7521 | 1184.7954
3389 | 725.8443 | 1197.5071 | 725.8443 | 1197.5071
3390 | 708.1611 | 1210.3549 | 708.1611 | 1210.3549
3391 | 674.3335 | 1207.6246 | 674.3335 | 1207.6246
3392 | 640.7853 | 1206.3233 | 640.7853 | 1206.3233
3393 | 620.8734 | 1207.6447 | 620.8734 | 1207.6447
3394 | 597.0913 | 1200.9961 | 597.0913 | 1200.9961
3395 | 554.5868 | 1186.2986 | 554.5868 | 1186.2986
3396 | 526.9066 | 1174.4084 | 526.9066 | 1174.4084
3397 | 498.2945 | 1166.8734 | 498.2945 | 1166.8734
3398 | 484.7857 | 1168.4219 | 484.7857 | 1168.4219
3399 | 481.8499 | 1172.8159 | 481.8499 | 1172.8159
3400 | 485.5695 | 1180.5563 | 485.5695 | 1180.5563
3401 | 492.5497 | 1207.8231 | 492.5497 | 1207.8231
3402 | 512.2838 | 1239.6884 | 512.2838 | 1239.6884
3403 | 540.3523 | 1259.7623 | 540.3523 | 1259.7623
3404 | 576.8795 | 1282.9425 | 576.8795 | 1282.9425
3405 | 599.4909 | 1276.9337 | 599.4909 | 1276.9337
3406 | 619.7049 | 1269.2967 | 619.7049 | 1269.2967
3407 | 663.8454 | 1266.2983 | 663.8454 | 1266.2983
3408 | 657.9375 | 1260.4467 | 657.9375 | 1260.4467
3409 | 639.425 | 1268.8734 | 639.425 | 1268.8734
3410 | 647.6334 | 1269.9721 | 647.6334 | 1269.9721
3411 | 676.2775 | 1267.4127 | 676.2775 | 1267.4127
3412 | 706.8309 | 1251.7406 | 706.8309 | 1251.7406
3413 | 713.5002 | 1264.7298 | 713.5002 | 1264.7298
3414 | 690.5406 | 1277.6392 | 690.5406 | 1277.6392
3415 | 661.164 | 1275.3407 | 661.164 | 1275.3407
3416 | 634.1291 | 1274.7486 | 634.1291 | 1274.7486
3417 | 619.9468 | 1270.4887 | 619.9468 | 1270.4887
3418 | 599.5375 | 1256.3777 | 599.5375 | 1256.3777
3419 | 564.9691 | 1238.4425 | 564.9691 | 1238.4425
3420 | 529.5033 | 1226.7373 | 529.5033 | 1226.7373
3421 | 506.5855 | 1220.0348 | 506.5855 | 1220.0348
3422 | 493.843 | 1220.4116 | 493.843 | 1220.4116
3423 | 490.4303 | 1223.233 | 490.4303 | 1223.233
3424 | 487.1928 | 1229.154 | 487.1928 | 1229.154
3425 | 494.2484 | 1252.9363 | 494.2484 | 1252.9363
3426 | 512.3286 | 1280.2687 | 512.3286 | 1280.2687
3427 | 534.337 | 1298.4924 | 534.337 | 1298.4924
3428 | 563.0304 | 1320.1617 | 563.0304 | 1320.1617
3429 | 585.8889 | 1313.567 | 585.8889 | 1313.567
3430 | 608.5408 | 1309.4762 | 608.5408 | 1309.4762
3431 | 644.0257 | 1314.9577 | 644.0257 | 1314.9577
3432 | 640.5548 | 1319.8062 | 640.5548 | 1319.8062
3433 | 623.6901 | 1338.748 | 623.6901 | 1338.748
3434 | 626.2692 | 1345.7673 | 626.2692 | 1345.7673
3435 | 653.067 | 1349.2825 | 653.067 | 1349.2825
3436 | 683.226 | 1338.8526 | 683.226 | 1338.8526
3437 | 691.1948 | 1355.1104 | 691.1948 | 1355.1104
3438 | 673.6965 | 1369.5617 | 673.6965 | 1369.5617
3439 | 643.6638 | 1368.219 | 643.6638 | 1368.219
3440 | 621.3096 | 1367.2569 | 621.3096 | 1367.2569
3441 | 603.5427 | 1365.9881 | 603.5427 | 1365.9881
3442 | 584.4306 | 1358.2294 | 584.4306 | 1358.2294
3443 | 553.3542 | 1347.6948 | 553.3542 | 1347.6948
3444 | 529.395 | 1343.2053 | 529.395 | 1343.2053
3445 | 504.5768 | 1342.2383 | 504.5768 | 1342.2383
3446 | 493.2434 | 1347.7031 | 493.2434 | 1347.7031
3447 | 485.9291 | 1357.1542 | 485.9291 | 1357.1542
3448 | 486.8834 | 1367.4848 | 486.8834 | 1367.4848
3449 | 498.4253 | 1390.4962 | 498.4253 | 1390.4962
3450 | 511.5316 | 1412.4323 | 511.5316 | 1412.4323
3451 | 527.0807 | 1420.5418 | 527.0807 | 1420.5418
3452 | 552.3466 | 1431.1408 | 552.3466 | 1431.1408
3453 | 576.2696 | 1404.9035 | 576.2696 | 1404.9035
3454 | 598.2416 | 1365.3204 | 598.2416 | 1365.3204
3455 | 627.6417 | 1328.1864 | 627.6417 | 1328.1864
3456 | 628.6858 | 1287.2124 | 628.6858 | 1287.2124
3457 | 612.1548 | 1255.6139 | 612.1548 | 1255.6139
3458 | 623.31 | 1213.9737 | 623.31 | 1213.9737
3459 | 651.7758 | 1180.5473 | 651.7758 | 1180.5473
3460 | 686.8965 | 1151.5849 | 686.8965 | 1151.5849
3461 | 697.7749 | 1159.332 | 697.7749 | 1159.332
3462 | 682.23 | 1164.5632 | 682.23 | 1164.5632
3463 | 656.661 | 1152.4896 | 656.661 | 1152.4896
3464 | 636.6647 | 1144.8978 | 636.6647 | 1144.8978
3465 | 617.2169 | 1143.4131 | 617.2169 | 1143.4131
3466 | 600.5152 | 1136.8262 | 600.5152 | 1136.8262
3467 | 561.0843 | 1126.8774 | 561.0843 | 1126.8774
3468 | 530.4631 | 1120.2294 | 530.4631 | 1120.2294
3469 | 503.0273 | 1116.3638 | 503.0273 | 1116.3638
3470 | 493.151 | 1114.3971 | 493.151 | 1114.3971
3471 | 486.4356 | 1112.7472 | 486.4356 | 1112.7472
3472 | 487.9039 | 1113.0252 | 487.9039 | 1113.0252
3473 | 490.3921 | 1130.9795 | 490.3921 | 1130.9795
3474 | 510.0041 | 1152.5148 | 510.0041 | 1152.5148
3475 | 538.8924 | 1157.9106 | 538.8924 | 1157.9106
3476 | 569.9132 | 1160.9549 | 569.9132 | 1160.9549
3477 | 586.2402 | 1133.7616 | 586.2402 | 1133.7616
3478 | 619.3753 | 1107.7464 | 619.3753 | 1107.7464
3479 | 654.546 | 1090.1933 | 654.546 | 1090.1933
3480 | 646.4806 | 1079.5004 | 646.4806 | 1079.5004
3481 | 623.9189 | 1095.7595 | 623.9189 | 1095.7595
3482 | 630.4611 | 1107.1266 | 630.4611 | 1107.1266
3483 | 664.5082 | 1115.4832 | 664.5082 | 1115.4832
3484 | 699.3076 | 1111.4671 | 699.3076 | 1111.4671
3485 | 713.1197 | 1135.0948 | 713.1197 | 1135.0948
3486 | 693.482 | 1159.907 | 693.482 | 1159.907
3487 | 659.0017 | 1171.6697 | 659.0017 | 1171.6697
3488 | 636.5687 | 1184.8922 | 636.5687 | 1184.8922
3489 | 621.2766 | 1195.4028 | 621.2766 | 1195.4028
3490 | 591.8112 | 1192.547 | 591.8112 | 1192.547
3491 | 555.7434 | 1184.2326 | 555.7434 | 1184.2326
3492 | 522.6238 | 1182.1791 | 522.6238 | 1182.1791
3493 | 498.2767 | 1184.82 | 498.2767 | 1184.82
3494 | 486.2856 | 1196.6061 | 486.2856 | 1196.6061
3495 | 480.4433 | 1212.3787 | 480.4433 | 1212.3787
3496 | 480.415 | 1230.6958 | 480.415 | 1230.6958
3497 | 491.0631 | 1270.7288 | 491.0631 | 1270.7288
3498 | 516.1373 | 1310.889 | 516.1373 | 1310.889
3499 | 557.4373 | 1337.901 | 557.4373 | 1337.901
3500 | 597.1653 | 1367.6185 | 597.1653 | 1367.6185
3501 | 624.6389 | 1369.1336 | 624.6389 | 1369.1336
3502 | 652.9991 | 1365.6904 | 652.9991 | 1365.6904
3503 | 691.3737 | 1365.0972 | 691.3737 | 1365.0972
3504 | 686.152 | 1360.849 | 686.152 | 1360.849
3505 | 651.6979 | 1372.9761 | 651.6979 | 1372.9761
3506 | 660.6681 | 1380.7662 | 660.6681 | 1380.7662
3507 | 698.3591 | 1389.2153 | 698.3591 | 1389.2153
3508 | 729.3016 | 1381.5914 | 729.3016 | 1381.5914
3509 | 740.9644 | 1398.5277 | 740.9644 | 1398.5277
3510 | 722.2884 | 1416.9568 | 722.2884 | 1416.9568
3511 | 689.3224 | 1422.2439 | 689.3224 | 1422.2439
3512 | 665.6242 | 1429.9776 | 665.6242 | 1429.9776
3513 | 647.1201 | 1436.4794 | 647.1201 | 1436.4794
3514 | 615.8221 | 1430.8793 | 615.8221 | 1430.8793
3515 | 569.8328 | 1417.8778 | 569.8328 | 1417.8778
3516 | 537.2527 | 1408.4853 | 537.2527 | 1408.4853
3517 | 511.7688 | 1402.4304 | 511.7688 | 1402.4304
3518 | 499.6348 | 1402.3446 | 499.6348 | 1402.3446
3519 | 490.2209 | 1405.351 | 490.2209 | 1405.351
3520 | 489.92 | 1411.3954 | 489.92 | 1411.3954
3521 | 496.1159 | 1436.6579 | 496.1159 | 1436.6579
3522 | 517.4735 | 1468.0606 | 517.4735 | 1468.0606
3523 | 560.6845 | 1489.4296 | 560.6845 | 1489.4296
3524 | 597.9265 | 1512.7023 | 597.9265 | 1512.7023
3525 | 623.1841 | 1509.2529 | 623.1841 | 1509.2529
3526 | 640.6577 | 1506.2414 | 640.6577 | 1506.2414
3527 | 679.2505 | 1506.4807 | 679.2505 | 1506.4807
3528 | 678.4524 | 1502.3868 | 678.4524 | 1502.3868
3529 | 646.4478 | 1512.0469 | 646.4478 | 1512.0469
3530 | 658.5779 | 1512.5289 | 658.5779 | 1512.5289
3531 | 690.9161 | 1510.6787 | 690.9161 | 1510.6787
3532 | 725.0503 | 1497.0726 | 725.0503 | 1497.0726
3533 | 735.1203 | 1512.4979 | 735.1203 | 1512.4979
3534 | 719.1323 | 1527.6892 | 719.1323 | 1527.6892
3535 | 684.992 | 1528.1967 | 684.992 | 1528.1967
3536 | 659.5715 | 1530.6266 | 659.5715 | 1530.6266
3537 | 636.1479 | 1533.459 | 636.1479 | 1533.459
3538 | 612.3237 | 1527.4888 | 612.3237 | 1527.4888
3539 | 572.7352 | 1514.8265 | 572.7352 | 1514.8265
3540 | 541.1536 | 1505.9274 | 541.1536 | 1505.9274
3541 | 514.9658 | 1499.965 | 514.9658 | 1499.965
3542 | 502.3089 | 1499.8484 | 502.3089 | 1499.8484
3543 | 497.6416 | 1499.5245 | 497.6416 | 1499.5245
3544 | 498.2462 | 1499.7409 | 498.2462 | 1499.7409
3545 | 508.0975 | 1518.096 | 508.0975 | 1518.096
3546 | 528.0798 | 1539.8471 | 528.0798 | 1539.8471
3547 | 566.5363 | 1550.2693 | 566.5363 | 1550.2693
3548 | 612.9704 | 1563.9828 | 612.9704 | 1563.9828
3549 | 640.5306 | 1531.0849 | 640.5306 | 1531.0849
3550 | 655.8917 | 1483.1451 | 655.8917 | 1483.1451
3551 | 693.9334 | 1429.668 | 693.9334 | 1429.668
3552 | 685.0207 | 1364.8886 | 685.0207 | 1364.8886
3553 | 656.8746 | 1313.4316 | 656.8746 | 1313.4316
3554 | 662.5831 | 1258.1927 | 662.5831 | 1258.1927
3555 | 693.5895 | 1231.6736 | 693.5895 | 1231.6736
3556 | 719.6132 | 1222.7238 | 719.6132 | 1222.7238
3557 | 730.4163 | 1250.2368 | 730.4163 | 1250.2368
3558 | 718.8619 | 1273.4455 | 718.8619 | 1273.4455
3559 | 681.1214 | 1277.9617 | 681.1214 | 1277.9617
3560 | 657.0789 | 1280.8542 | 657.0789 | 1280.8542
3561 | 634.464 | 1279.1845 | 634.464 | 1279.1845
3562 | 613.2201 | 1261.1882 | 613.2201 | 1261.1882
3563 | 576.1154 | 1234.2179 | 576.1154 | 1234.2179
3564 | 544.457 | 1212.5527 | 544.457 | 1212.5527
3565 | 519.7048 | 1199.0663 | 519.7048 | 1199.0663
3566 | 507.1289 | 1196.7912 | 507.1289 | 1196.7912
3567 | 499.3868 | 1205.1939 | 499.3868 | 1205.1939
3568 | 496.5378 | 1218.9781 | 496.5378 | 1218.9781
3569 | 503.0008 | 1245.9057 | 503.0008 | 1245.9057
3570 | 520.1119 | 1274.7491 | 520.1119 | 1274.7491
3571 | 553.3134 | 1291.3693 | 553.3134 | 1291.3693
3572 | 589.5484 | 1311.2501 | 589.5484 | 1311.2501
3573 | 610.5893 | 1302.5893 | 610.5893 | 1302.5893
3574 | 635.184 | 1293.7498 | 635.184 | 1293.7498
3575 | 676.7224 | 1286.4034 | 676.7224 | 1286.4034
3576 | 670.3738 | 1274.7238 | 670.3738 | 1274.7238
3577 | 648.649 | 1278.4326 | 648.649 | 1278.4326
3578 | 659.3235 | 1273.8883 | 659.3235 | 1273.8883
3579 | 693.2618 | 1268.862 | 693.2618 | 1268.862
3580 | 720.3868 | 1252.1414 | 720.3868 | 1252.1414
3581 | 722.8733 | 1263.1263 | 722.8733 | 1263.1263
3582 | 705.5991 | 1273.8772 | 705.5991 | 1273.8772
3583 | 681.4511 | 1270.5919 | 681.4511 | 1270.5919
3584 | 654.3626 | 1270.4007 | 654.3626 | 1270.4007
3585 | 629.4885 | 1270.7354 | 629.4885 | 1270.7354
3586 | 607.8374 | 1260.8181 | 607.8374 | 1260.8181
3587 | 577.1623 | 1244.548 | 577.1623 | 1244.548
3588 | 550.6282 | 1233.9838 | 550.6282 | 1233.9838
3589 | 526.6461 | 1230.7966 | 526.6461 | 1230.7966
3590 | 513.061 | 1237.0939 | 513.061 | 1237.0939
3591 | 506.1912 | 1244.9724 | 506.1912 | 1244.9724
3592 | 504.4057 | 1255.4264 | 504.4057 | 1255.4264
3593 | 512.9507 | 1284.7592 | 512.9507 | 1284.7592
3594 | 529.3512 | 1317.7654 | 529.3512 | 1317.7654
3595 | 552.5451 | 1340.1212 | 552.5451 | 1340.1212
3596 | 580.49 | 1366.1075 | 580.49 | 1366.1075
3597 | 596.0871 | 1368.0544 | 596.0871 | 1368.0544
3598 | 623.1422 | 1368.8049 | 623.1422 | 1368.8049
3599 | 657.3031 | 1370.5243 | 657.3031 | 1370.5243
3600 | 660.7643 | 1366.5229 | 660.7643 | 1366.5229
3601 | 638.4399 | 1375.443 | 638.4399 | 1375.443
3602 | 647.2248 | 1374.599 | 647.2248 | 1374.599
3603 | 678.1594 | 1367.815 | 678.1594 | 1367.815
3604 | 705.115 | 1345.6982 | 705.115 | 1345.6982
3605 | 710.0815 | 1351.7801 | 710.0815 | 1351.7801
3606 | 694.3604 | 1358.1215 | 694.3604 | 1358.1215
3607 | 664.4626 | 1352.986 | 664.4626 | 1352.986
3608 | 647.7758 | 1350.9446 | 647.7758 | 1350.9446
3609 | 623.964 | 1351.6801 | 623.964 | 1351.6801
3610 | 601.7878 | 1343.3047 | 601.7878 | 1343.3047
3611 | 572.1259 | 1328.0522 | 572.1259 | 1328.0522
3612 | 544.4971 | 1316.5629 | 544.4971 | 1316.5629
3613 | 521.4344 | 1309.0895 | 521.4344 | 1309.0895
3614 | 510.2464 | 1308.9112 | 510.2464 | 1308.9112
3615 | 500.7622 | 1311.8251 | 500.7622 | 1311.8251
3616 | 494.5358 | 1317.6845 | 494.5358 | 1317.6845
3617 | 500.3091 | 1342.8853 | 500.3091 | 1342.8853
3618 | 514.7614 | 1372.5612 | 514.7614 | 1372.5612
3619 | 537.9492 | 1392.8509 | 537.9492 | 1392.8509
3620 | 562.8082 | 1415.1061 | 562.8082 | 1415.1061
3621 | 582.2311 | 1407.5554 | 582.2311 | 1407.5554
3622 | 607.0268 | 1399.0859 | 607.0268 | 1399.0859
3623 | 647.6131 | 1393.4664 | 647.6131 | 1393.4664
3624 | 648.3212 | 1382.496 | 648.3212 | 1382.496
3625 | 629.1376 | 1383.2445 | 629.1376 | 1383.2445
3626 | 637.8985 | 1373.9823 | 637.8985 | 1373.9823
3627 | 667.6681 | 1365.7182 | 667.6681 | 1365.7182
3628 | 701.0529 | 1348.1959 | 701.0529 | 1348.1959
3629 | 712.3711 | 1359.5817 | 712.3711 | 1359.5817
3630 | 688.1807 | 1372.0594 | 688.1807 | 1372.0594
3631 | 659.6599 | 1371.796 | 659.6599 | 1371.796
3632 | 645.1357 | 1375.2743 | 645.1357 | 1375.2743
3633 | 624.2956 | 1378.6001 | 624.2956 | 1378.6001
3634 | 602.3004 | 1372.9999 | 602.3004 | 1372.9999
3635 | 566.617 | 1363.2054 | 566.617 | 1363.2054
3636 | 540.7392 | 1408.9455 | 540.7392 | 1408.9455
3637 | 522.5841 | 1410.1518 | 522.5841 | 1410.1518
3638 | 507.2622 | 1404.9035 | 507.2622 | 1404.9035
3639 | 503.7475 | 1409.786 | 503.7475 | 1409.786
3640 | 501.2917 | 1419.4005 | 501.2917 | 1419.4005
3641 | 511.9648 | 1437.8275 | 511.9648 | 1437.8275
3642 | 525.877 | 1475.8419 | 525.877 | 1475.8419
3643 | 556.4968 | 1496.8159 | 556.4968 | 1496.8159
3644 | 590.6534 | 1530.53 | 590.6534 | 1530.53
3645 | 616.5055 | 1520.8143 | 616.5055 | 1520.8143
3646 | 639.0299 | 1511.3147 | 639.0299 | 1511.3147
3647 | 680.5753 | 1503.46 | 680.5753 | 1503.46
3648 | 670.316 | 1493.509 | 670.316 | 1493.509
3649 | 651.4754 | 1490.1277 | 651.4754 | 1490.1277
3650 | 664.013 | 1480.2211 | 664.013 | 1480.2211
3651 | 695.6583 | 1483.0374 | 695.6583 | 1483.0374
3652 | 721.0675 | 1455.8419 | 721.0675 | 1455.8419
3653 | 734.4393 | 1470.2537 | 734.4393 | 1470.2537
3654 | 714.7386 | 1483.5537 | 714.7386 | 1483.5537
3655 | 684.6443 | 1478.7235 | 684.6443 | 1478.7235
3656 | 664.4478 | 1478.1883 | 664.4478 | 1478.1883
3657 | 642.9613 | 1490.0102 | 642.9613 | 1490.0102
3658 | 613.5667 | 1483.9041 | 613.5667 | 1483.9041
3659 | 577.4054 | 1471.0123 | 577.4054 | 1471.0123
3660 | 543.086 | 1457.1811 | 543.086 | 1457.1811
3661 | 518.6842 | 1454.6449 | 518.6842 | 1454.6449
3662 | 506.61 | 1447.2855 | 506.61 | 1447.2855
3663 | 503.012 | 1446.9862 | 503.012 | 1446.9862
3664 | 501.4285 | 1450.4273 | 501.4285 | 1450.4273
3665 | 513.2797 | 1461.1136 | 513.2797 | 1461.1136
3666 | 533.2072 | 1486.7812 | 533.2072 | 1486.7812
3667 | 570.5941 | 1493.9691 | 570.5941 | 1493.9691
3668 | 613.5462 | 1516.2001 | 613.5462 | 1516.2001
3669 | 638.5272 | 1507.38 | 638.5272 | 1507.38
3670 | 663.7932 | 1506.5807 | 663.7932 | 1506.5807
3671 | 702.8007 | 1505.763 | 702.8007 | 1505.763
3672 | 694.7495 | 1501.5696 | 694.7495 | 1501.5696
3673 | 662.6213 | 1504.0098 | 662.6213 | 1504.0098
3674 | 676.413 | 1501.3321 | 676.413 | 1501.3321
3675 | 710.2668 | 1501.4296 | 710.2668 | 1501.4296
3676 | 732.7473 | 1463.6466 | 732.7473 | 1463.6466
3677 | 745.7985 | 1469.3581 | 745.7985 | 1469.3581
3678 | 733.2434 | 1473.7339 | 733.2434 | 1473.7339
3679 | 696.9402 | 1459.6276 | 696.9402 | 1459.6276
3680 | 673.0571 | 1449.9443 | 673.0571 | 1449.9443
3681 | 650.0452 | 1449.9312 | 650.0452 | 1449.9312
3682 | 618.8648 | 1433.9733 | 618.8648 | 1433.9733
3683 | 580.1551 | 1416.9872 | 580.1551 | 1416.9872
3684 | 546.4971 | 1402.7402 | 546.4971 | 1402.7402
3685 | 523.2195 | 1399.2124 | 523.2195 | 1399.2124
3686 | 511.182 | 1390.7335 | 511.182 | 1390.7335
3687 | 506.2403 | 1390.4342 | 506.2403 | 1390.4342
3688 | 506.0997 | 1392.0521 | 506.0997 | 1392.0521
3689 | 516.8341 | 1400.4034 | 516.8341 | 1400.4034
3690 | 537.6505 | 1427.1265 | 537.6505 | 1427.1265
3691 | 574.5523 | 1435.8498 | 574.5523 | 1435.8498
3692 | 617.5499 | 1457.6969 | 617.5499 | 1457.6969
3693 | 648.3999 | 1442.8313 | 648.3999 | 1442.8313
3694 | 667.1995 | 1434.0355 | 667.1995 | 1434.0355
3695 | 707.3438 | 1429.1236 | 707.3438 | 1429.1236
3696 | 701.5115 | 1424.7702 | 701.5115 | 1424.7702
3697 | 672.5505 | 1427.8181 | 672.5505 | 1427.8181
3698 | 687.1937 | 1420.5984 | 687.1937 | 1420.5984
3699 | 716.0683 | 1415.5141 | 716.0683 | 1415.5141
3700 | 731.4819 | 1371.7496 | 731.4819 | 1371.7496
3701 | 743.1976 | 1373.7187 | 743.1976 | 1373.7187
3702 | 732.5591 | 1378.3823 | 732.5591 | 1378.3823
3703 | 700.2923 | 1364.2761 | 700.2923 | 1364.2761
3704 | 675.3909 | 1351.8099 | 675.3909 | 1351.8099
3705 | 654.2751 | 1352.1487 | 654.2751 | 1352.1487
3706 | 619.7261 | 1336.6066 | 619.7261 | 1336.6066
3707 | 582.1263 | 1318.8528 | 582.1263 | 1318.8528
3708 | 548.9137 | 1309.3078 | 548.9137 | 1309.3078
3709 | 523.3316 | 1313.2969 | 523.3316 | 1313.2969
3710 | 510.3042 | 1312.3988 | 510.3042 | 1312.3988
3711 | 521.7639 | 1313.6988 | 521.7639 | 1313.6988
3712 | 521.6797 | 1312.7897 | 521.6797 | 1312.7897
3713 | 532.0687 | 1319.7016 | 532.0687 | 1319.7016
3714 | 553.5461 | 1345.849 | 553.5461 | 1345.849
3715 | 589.2916 | 1356.8433 | 589.2916 | 1356.8433
3716 | 632.2803 | 1381.2813 | 632.2803 | 1381.2813
3717 | 647.3182 | 1373.4847 | 647.3182 | 1373.4847
3718 | 667.1375 | 1373.997 | 667.1375 | 1373.997
3719 | 702.3406 | 1376.154 | 702.3406 | 1376.154
3720 | 693.0423 | 1380.1171 | 693.0423 | 1380.1171
3721 | 674.0599 | 1393.3367 | 674.0599 | 1393.3367
3722 | 680.0342 | 1401.9823 | 680.0342 | 1401.9823
3723 | 714.2386 | 1414.2986 | 714.2386 | 1414.2986
3724 | 733.191 | 1388.2865 | 733.191 | 1388.2865
3725 | 736.1533 | 1406.4408 | 736.1533 | 1406.4408
3726 | 727.2188 | 1422.6835 | 727.2188 | 1422.6835
3727 | 695.2913 | 1421.5318 | 695.2913 | 1421.5318
3728 | 663.4872 | 1426.0824 | 663.4872 | 1426.0824
3729 | 642.8191 | 1438.1922 | 642.8191 | 1438.1922
3730 | 618.609 | 1431.2865 | 618.609 | 1431.2865
3731 | 583.8179 | 1422.4569 | 583.8179 | 1422.4569
3732 | 554.368 | 1414.831 | 554.368 | 1414.831
3733 | 529.501 | 1417.7966 | 529.501 | 1417.7966
3734 | 516.9454 | 1415.6829 | 516.9454 | 1415.6829
3735 | 509.9304 | 1422.4206 | 509.9304 | 1422.4206
3736 | 508.5652 | 1432.7388 | 508.5652 | 1432.7388
3737 | 517.7515 | 1450.686 | 517.7515 | 1450.686
3738 | 534.226 | 1488.4765 | 534.226 | 1488.4765
3739 | 564.4836 | 1508.555 | 564.4836 | 1508.555
3740 | 602.508 | 1541.2135 | 602.508 | 1541.2135
3741 | 626.208 | 1536.3916 | 626.208 | 1536.3916
3742 | 650.9061 | 1538.3433 | 650.9061 | 1538.3433
3743 | 689.3107 | 1548.4969 | 689.3107 | 1548.4969
3744 | 683.8177 | 1560.3287 | 683.8177 | 1560.3287
3745 | 662.2185 | 1578.89 | 662.2185 | 1578.89
3746 | 673.2692 | 1587.6635 | 673.2692 | 1587.6635
3747 | 711.1163 | 1599.2761 | 711.1163 | 1599.2761
3748 | 728.1925 | 1573.424 | 728.1925 | 1573.424
3749 | 737.9022 | 1588.5715 | 737.9022 | 1588.5715
3750 | 719.9851 | 1600.72 | 719.9851 | 1600.72
3751 | 683.7592 | 1594.1626 | 683.7592 | 1594.1626
3752 | 659.1283 | 1592.028 | 659.1283 | 1592.028
3753 | 638.8864 | 1598.956 | 638.8864 | 1598.956
3754 | 614.3856 | 1591.6984 | 614.3856 | 1591.6984
3755 | 582.0629 | 1584.1163 | 582.0629 | 1584.1163
3756 | 552.0222 | 1575.6268 | 552.0222 | 1575.6268
3757 | 531.4058 | 1576.5452 | 531.4058 | 1576.5452
3758 | 516.2428 | 1574.8154 | 516.2428 | 1574.8154
3759 | 510.2472 | 1584.3999 | 510.2472 | 1584.3999
3760 | 507.2407 | 1593.1188 | 507.2407 | 1593.1188
3761 | 515.5023 | 1600.6704 | 515.5023 | 1600.6704
3762 | 526.8626 | 1618.5014 | 526.8626 | 1618.5014
3763 | 552.0097 | 1612.127 | 552.0097 | 1612.127
3764 | 577.9684 | 1609.6005 | 577.9684 | 1609.6005
3765 | 601.7218 | 1563.1323 | 601.7218 | 1563.1323
3766 | 627.4126 | 1521.8383 | 627.4126 | 1521.8383
3767 | 660.5045 | 1486.923 | 660.5045 | 1486.923
3768 | 652.5261 | 1455.9889 | 652.5261 | 1455.9889
3769 | 641.3121 | 1437.7979 | 641.3121 | 1437.7979
3770 | 651.5033 | 1417.7836 | 651.5033 | 1417.7836
3771 | 680.1719 | 1415.0663 | 680.1719 | 1415.0663
3772 | 709.4903 | 1387.9987 | 709.4903 | 1387.9987
3773 | 715.6726 | 1406.4408 | 715.6726 | 1406.4408
3774 | 689.3367 | 1420.8603 | 689.3367 | 1420.8603
3775 | 671.4054 | 1417.8214 | 671.4054 | 1417.8214
3776 | 647.06 | 1421.3164 | 647.06 | 1421.3164
3777 | 628.3524 | 1430.9633 | 628.3524 | 1430.9633
3778 | 607.4248 | 1420.4431 | 607.4248 | 1420.4431
3779 | 577.2256 | 1405.4721 | 577.2256 | 1405.4721
3780 | 546.2786 | 1388.6661 | 546.2786 | 1388.6661
3781 | 523.0525 | 1379.7327 | 523.0525 | 1379.7327
3782 | 510.0395 | 1363.5451 | 510.0395 | 1363.5451
3783 | 506.6682 | 1358.7996 | 506.6682 | 1358.7996
3784 | 504.5524 | 1363.2003 | 504.5524 | 1363.2003
3785 | 511.2524 | 1380.4118 | 511.2524 | 1380.4118
3786 | 524.1556 | 1418.4582 | 524.1556 | 1418.4582
3787 | 552.0359 | 1438.6966 | 552.0359 | 1438.6966
3788 | 582.5822 | 1470.9393 | 582.5822 | 1470.9393
3789 | 602.0341 | 1463.6225 | 602.0341 | 1463.6225
3790 | 625.5093 | 1464.9344 | 625.5093 | 1464.9344
3791 | 662.0779 | 1471.3456 | 662.0779 | 1471.3456
3792 | 659.9621 | 1475.0848 | 659.9621 | 1475.0848
3793 | 645.5655 | 1483.9223 | 645.5655 | 1483.9223
3794 | 653.7553 | 1485.3069 | 653.7553 | 1485.3069
3795 | 690.1581 | 1492.1855 | 690.1581 | 1492.1855
3796 | 717.2435 | 1462.623 | 717.2435 | 1462.623
3797 | 723.7662 | 1475.4675 | 723.7662 | 1475.4675
3798 | 703.6967 | 1486.4005 | 703.6967 | 1486.4005
3799 | 672.0778 | 1480.6107 | 672.0778 | 1480.6107
3800 | 655.7511 | 1480.5233 | 655.7511 | 1480.5233
3801 | 640.0645 | 1491.6095 | 640.0645 | 1491.6095
3802 | 613.787 | 1486.8149 | 613.787 | 1486.8149
3803 | 581.0282 | 1479.6486 | 581.0282 | 1479.6486
3804 | 550.5279 | 1473.91 | 550.5279 | 1473.91
3805 | 524.5378 | 1478.2509 | 524.5378 | 1478.2509
3806 | 512.5881 | 1476.969 | 512.5881 | 1476.969
3807 | 505.8699 | 1481.3716 | 505.8699 | 1481.3716
3808 | 505.3335 | 1485.0047 | 505.3335 | 1485.0047
3809 | 514.2991 | 1494.0916 | 514.2991 | 1494.0916
3810 | 530.716 | 1519.1515 | 530.716 | 1519.1515
3811 | 561.9972 | 1525.3158 | 561.9972 | 1525.3158
3812 | 599.3669 | 1545.5636 | 599.3669 | 1545.5636
3813 | 623.2387 | 1523.5651 | 623.2387 | 1523.5651
3814 | 648.9377 | 1500.6952 | 648.9377 | 1500.6952
3815 | 683.0249 | 1478.9264 | 683.0249 | 1478.9264
3816 | 678.5106 | 1457.4603 | 678.5106 | 1457.4603
3817 | 655.9213 | 1445.4746 | 655.9213 | 1445.4746
3818 | 666.4204 | 1427.4755 | 666.4204 | 1427.4755
3819 | 700.9476 | 1424.3743 | 700.9476 | 1424.3743
3820 | 725.5315 | 1390.1098 | 725.5315 | 1390.1098
3821 | 730.4784 | 1399.2438 | 730.4784 | 1399.2438
3822 | 714.5209 | 1412 | 714.5209 | 1412
3823 | 683.7038 | 1408.0015 | 683.7038 | 1408.0015
3824 | 664.7854 | 1416.6784 | 664.7854 | 1416.6784
3825 | 640.9873 | 1436.0171 | 640.9873 | 1436.0171
3826 | 611.5512 | 1441.9699 | 611.5512 | 1441.9699
3827 | 577.2656 | 1444.6554 | 577.2656 | 1444.6554
3828 | 543.8664 | 1445.666 | 543.8664 | 1445.666
3829 | 521.0801 | 1454.1971 | 521.0801 | 1454.1971
3830 | 510.0852 | 1456.4656 | 510.0852 | 1456.4656
3831 | 503.5951 | 1469.1208 | 503.5951 | 1469.1208
3832 | 505.1023 | 1485.6444 | 505.1023 | 1485.6444
3833 | 513.2462 | 1508.0377 | 513.2462 | 1508.0377
3834 | 529.5011 | 1546.18 | 529.5011 | 1546.18
3835 | 563.1527 | 1564.3393 | 563.1527 | 1564.3393
3836 | 609.5791 | 1592.7436 | 609.5791 | 1592.7436
3837 | 634.4817 | 1576.2787 | 634.4817 | 1576.2787
3838 | 656.588 | 1565.2438 | 656.588 | 1565.2438
3839 | 691.7959 | 1563.5305 | 691.7959 | 1563.5305
3840 | 685.5018 | 1560.7125 | 685.5018 | 1560.7125
3841 | 660.8434 | 1560.8497 | 660.8434 | 1560.8497
3842 | 674.4617 | 1549.6636 | 674.4617 | 1549.6636
3843 | 708.0046 | 1549.0254 | 708.0046 | 1549.0254
3844 | 728.2215 | 1513.5454 | 728.2215 | 1513.5454
3845 | 740.941 | 1518.7132 | 740.941 | 1518.7132
3846 | 725.8395 | 1523.3768 | 725.8395 | 1523.3768
3847 | 694.6027 | 1512.6611 | 694.6027 | 1512.6611
3848 | 675.2924 | 1509.0232 | 675.2924 | 1509.0232
3849 | 650.9131 | 1510.0017 | 650.9131 | 1510.0017
3850 | 619.0106 | 1493.692 | 619.0106 | 1493.692
3851 | 578.4849 | 1478.2092 | 578.4849 | 1478.2092
3852 | 547.0623 | 1463.2265 | 547.0623 | 1463.2265
3853 | 521.3206 | 1455.8604 | 521.3206 | 1455.8604
3854 | 505.927 | 1438.1054 | 505.927 | 1438.1054
3855 | 501.139 | 1427.5705 | 501.139 | 1427.5705
3856 | 499.9845 | 1413.3231 | 499.9845 | 1413.3231
3857 | 508.3749 | 1400.5953 | 508.3749 | 1400.5953
3858 | 531.3714 | 1406.6552 | 531.3714 | 1406.6552
3859 | 569.9881 | 1397.7859 | 569.9881 | 1397.7859
3860 | 614.9505 | 1408.1819 | 614.9505 | 1408.1819
3861 | 641.6939 | 1389.1581 | 641.6939 | 1389.1581
3862 | 658.9103 | 1380.1703 | 658.9103 | 1380.1703
3863 | 695.4956 | 1372.3156 | 695.4956 | 1372.3156
3864 | 688.9453 | 1363.6121 | 688.9453 | 1363.6121
3865 | 665.7338 | 1361.6382 | 665.7338 | 1361.6382
3866 | 670.2119 | 1353.203 | 670.2119 | 1353.203
3867 | 698.3642 | 1354.6439 | 698.3642 | 1354.6439
3868 | 722.5698 | 1324.9854 | 722.5698 | 1324.9854
3869 | 731.6397 | 1340.1009 | 731.6397 | 1340.1009
3870 | 716.5449 | 1353.6888 | 716.5449 | 1353.6888
3871 | 685.5249 | 1345.7879 | 685.5249 | 1345.7879
3872 | 665.9563 | 1337.5759 | 665.9563 | 1337.5759
3873 | 643.6587 | 1329.6622 | 643.6587 | 1329.6622
3874 | 611.3102 | 1298.4468 | 611.3102 | 1298.4468
3875 | 570.3305 | 1268.0903 | 570.3305 | 1268.0903
3876 | 538.2498 | 1242.2003 | 538.2498 | 1242.2003
3877 | 514.0922 | 1229.7483 | 514.0922 | 1229.7483
3878 | 500.2749 | 1215.192 | 500.2749 | 1215.192
3879 | 491.8839 | 1217.4836 | 491.8839 | 1217.4836
3880 | 492.8308 | 1234.231 | 492.8308 | 1234.231
3881 | 501.4875 | 1270.7623 | 501.4875 | 1270.7623
3882 | 520.1478 | 1332.6386 | 520.1478 | 1332.6386
3883 | 556.0029 | 1377.3786 | 556.0029 | 1377.3786
3884 | 600.7066 | 1427.6616 | 600.7066 | 1427.6616
3885 | 624.7326 | 1430.0687 | 624.7326 | 1430.0687
3886 | 644.834 | 1429.1416 | 644.834 | 1429.1416
3887 | 682.0294 | 1429.4114 | 682.0294 | 1429.4114
3888 | 677.3163 | 1426.4654 | 677.3163 | 1426.4654
3889 | 653.9788 | 1428.074 | 653.9788 | 1428.074
3890 | 666.8599 | 1420.4065 | 666.8599 | 1420.4065
3891 | 696.8244 | 1425.046 | 696.8244 | 1425.046
3892 | 718.6401 | 1397.4986 | 718.6401 | 1397.4986
3893 | 719.8921 | 1411.6546 | 719.8921 | 1411.6546
3894 | 703.0595 | 1424.0909 | 703.0595 | 1424.0909
3895 | 672.3291 | 1418.717 | 672.3291 | 1418.717
3896 | 655.1875 | 1418.0218 | 655.1875 | 1418.0218
3897 | 633.7795 | 1417.0172 | 633.7795 | 1417.0172
3898 | 604.0506 | 1392.8708 | 604.0506 | 1392.8708
3899 | 569.6052 | 1368.7836 | 569.6052 | 1368.7836
3900 | 537.5614 | 1345.4525 | 537.5614 | 1345.4525
3901 | 513.9569 | 1331.977 | 513.9569 | 1331.977
3902 | 498.4021 | 1311.919 | 498.4021 | 1311.919
3903 | 491.2326 | 1307.0136 | 491.2326 | 1307.0136
3904 | 490.8332 | 1313.0456 | 490.8332 | 1313.0456
3905 | 498.6956 | 1328.6578 | 498.6956 | 1328.6578
3906 | 522.7198 | 1359.5712 | 522.7198 | 1359.5712
3907 | 555.5886 | 1368.6143 | 555.5886 | 1368.6143
3908 | 591.5473 | 1380.8655 | 591.5473 | 1380.8655
3909 | 613.6152 | 1345.1768 | 613.6152 | 1345.1768
3910 | 630.8528 | 1318.3726 | 630.8528 | 1318.3726
3911 | 668.2714 | 1301.1778 | 668.2714 | 1301.1778
3912 | 668.0664 | 1287.2925 | 668.0664 | 1287.2925
3913 | 647.6339 | 1283.3034 | 647.6339 | 1283.3034
3914 | 657.0054 | 1275.8278 | 657.0054 | 1275.8278
3915 | 690.9516 | 1280.2754 | 690.9516 | 1280.2754
3916 | 714.7953 | 1248.8897 | 714.7953 | 1248.8897
3917 | 719.2586 | 1261.1584 | 719.2586 | 1261.1584
3918 | 697.2537 | 1272.3793 | 697.2537 | 1272.3793
3919 | 666.9438 | 1267.3572 | 666.9438 | 1267.3572
3920 | 644.5664 | 1269.3489 | 644.5664 | 1269.3489
3921 | 622.4973 | 1268.2163 | 622.4973 | 1268.2163
3922 | 600.9223 | 1243.4621 | 600.9223 | 1243.4621
3923 | 571.5225 | 1223.1494 | 571.5225 | 1223.1494
3924 | 541.853 | 1207.6549 | 541.853 | 1207.6549
3925 | 519.6307 | 1201.3124 | 519.6307 | 1201.3124
3926 | 503.9394 | 1181.1904 | 503.9394 | 1181.1904
3927 | 495.2426 | 1170.3036 | 495.2426 | 1170.3036
3928 | 491.6981 | 1166.4518 | 491.6981 | 1166.4518
3929 | 501.1984 | 1174.6431 | 501.1984 | 1174.6431
3930 | 518.6449 | 1208.4033 | 518.6449 | 1208.4033
3931 | 545.4653 | 1228.8656 | 545.4653 | 1228.8656
3932 | 572.6832 | 1264.8507 | 572.6832 | 1264.8507
3933 | 586.8651 | 1266.4901 | 586.8651 | 1266.4901
3934 | 610.5985 | 1271.9602 | 610.5985 | 1271.9602
3935 | 642.7674 | 1279.2351 | 642.7674 | 1279.2351
3936 | 644.0338 | 1283.9339 | 644.0338 | 1283.9339
3937 | 630.239 | 1294.6266 | 630.239 | 1294.6266
3938 | 641.3683 | 1300.0735 | 641.3683 | 1300.0735
3939 | 676.5553 | 1320.6103 | 676.5553 | 1320.6103
3940 | 702.3422 | 1314.206 | 702.3422 | 1314.206
3941 | 692.8331 | 1353.0554 | 692.8331 | 1353.0554
3942 | 666.5955 | 1388.3621 | 666.5955 | 1388.3621
3943 | 642.7545 | 1404.483 | 642.7545 | 1404.483
3944 | 627.249 | 1423.7154 | 627.249 | 1423.7154
3945 | 617.3512 | 1440.2074 | 617.3512 | 1440.2074
3946 | 592.0703 | 1428.6956 | 592.0703 | 1428.6956
3947 | 566.2541 | 1409.2145 | 566.2541 | 1409.2145
3948 | 537.4866 | 1381.853 | 537.4866 | 1381.853
3949 | 513.9254 | 1357.886 | 513.9254 | 1357.886
3950 | 501.7865 | 1335.0132 | 501.7865 | 1335.0132
3951 | 494.3442 | 1338.0404 | 494.3442 | 1338.0404
3952 | 494.5173 | 1358.7542 | 494.5173 | 1358.7542
3953 | 498.8178 | 1391.3512 | 498.8178 | 1391.3512
3954 | 512.2024 | 1441.5844 | 512.2024 | 1441.5844
3955 | 542.4425 | 1467.2605 | 542.4425 | 1467.2605
3956 | 569.1801 | 1493.5857 | 569.1801 | 1493.5857
3957 | 589.9696 | 1471.3312 | 589.9696 | 1471.3312
3958 | 613.2042 | 1448.3334 | 613.2042 | 1448.3334
3959 | 652.9711 | 1425.829 | 652.9711 | 1425.829
3960 | 649.5331 | 1399.3409 | 649.5331 | 1399.3409
3961 | 634.1449 | 1377.0876 | 634.1449 | 1377.0876
3962 | 647.7719 | 1340.2165 | 647.7719 | 1340.2165
3963 | 686.5066 | 1321.7618 | 686.5066 | 1321.7618
3964 | 703.7452 | 1279.1808 | 703.7452 | 1279.1808
3965 | 712.2633 | 1281.4378 | 712.2633 | 1281.4378
3966 | 691.171 | 1280.9836 | 691.171 | 1280.9836
3967 | 664.8759 | 1265.534 | 664.8759 | 1265.534
3968 | 643.6654 | 1257.29 | 643.6654 | 1257.29
3969 | 625.8004 | 1253.8864 | 625.8004 | 1253.8864
3970 | 602.6774 | 1240.9352 | 602.6774 | 1240.9352
3971 | 571.5392 | 1232.7453 | 571.5392 | 1232.7453
3972 | 543.2279 | 1228.4781 | 543.2279 | 1228.4781
3973 | 518.9481 | 1238.0648 | 518.9481 | 1238.0648
3974 | 504.5841 | 1245.0033 | 504.5841 | 1245.0033
3975 | 496.5199 | 1260.3774 | 496.5199 | 1260.3774
3976 | 495.592 | 1277.2208 | 495.592 | 1277.2208
3977 | 502.568 | 1298.8784 | 502.568 | 1298.8784
3978 | 519.1207 | 1337.9484 | 519.1207 | 1337.9484
3979 | 549.8299 | 1358.2507 | 549.8299 | 1358.2507
3980 | 584.8723 | 1388.2543 | 584.8723 | 1388.2543
3981 | 606.531 | 1371.0858 | 606.531 | 1371.0858
3982 | 627.5167 | 1351.4465 | 627.5167 | 1351.4465
3983 | 665.8647 | 1333.708 | 665.8647 | 1333.708
3984 | 660.8926 | 1315.5365 | 660.8926 | 1315.5365
3985 | 640.0398 | 1308.3488 | 640.0398 | 1308.3488
3986 | 644.3433 | 1300.0735 | 644.3433 | 1300.0735
3987 | 683.5437 | 1309.543 | 683.5437 | 1309.543
3988 | 710.6492 | 1290.4081 | 710.6492 | 1290.4081
3989 | 719.1809 | 1313.2003 | 719.1809 | 1313.2003
3990 | 697.8905 | 1325.1249 | 697.8905 | 1325.1249
3991 | 668.7844 | 1309.1315 | 668.7844 | 1309.1315
3992 | 649.0124 | 1299.736 | 649.0124 | 1299.736
3993 | 634.5802 | 1306.2482 | 634.5802 | 1306.2482
3994 | 605.8148 | 1300.1421 | 605.8148 | 1300.1421
3995 | 574.8518 | 1292.496 | 574.8518 | 1292.496
3996 | 541.365 | 1284.3584 | 541.365 | 1284.3584
3997 | 521.0579 | 1288.1875 | 521.0579 | 1288.1875
3998 | 504.3167 | 1288.6968 | 504.3167 | 1288.6968
3999 | 498.6052 | 1295.4985 | 498.6052 | 1295.4985
4000 | 497.9441 | 1301.1467 | 497.9441 | 1301.1467
4001 | 505.3234 | 1309.7218 | 505.3234 | 1309.7218
4002 | 525.7458 | 1340.4433 | 525.7458 | 1340.4433
4003 | 561.6638 | 1358.6665 | 561.6638 | 1358.6665
4004 | 607.0514 | 1387.4547 | 607.0514 | 1387.4547
4005 | 631.8941 | 1380.4258 | 631.8941 | 1380.4258
4006 | 643.9911 | 1383.273 | 643.9911 | 1383.273
4007 | 680.5953 | 1393.8105 | 680.5953 | 1393.8105
4008 | 673.7997 | 1404.1389 | 673.7997 | 1404.1389
4009 | 650.1097 | 1420.6212 | 650.1097 | 1420.6212
4010 | 652.9786 | 1427.9873 | 652.9786 | 1427.9873
4011 | 692.0228 | 1439.4399 | 692.0228 | 1439.4399
4012 | 712.2154 | 1413.2999 | 712.2154 | 1413.2999
4013 | 715.2759 | 1426.7522 | 715.2759 | 1426.7522
4014 | 698.5011 | 1435.3182 | 698.5011 | 1435.3182
4015 | 662.544 | 1423.5469 | 662.544 | 1423.5469
4016 | 648.424 | 1413.8956 | 648.424 | 1413.8956
4017 | 640.3956 | 1403.9028 | 640.3956 | 1403.9028
4018 | 613.3335 | 1372.4634 | 613.3335 | 1372.4634
4019 | 576.8067 | 1342.4908 | 576.8067 | 1342.4908
4020 | 545.1707 | 1316.6967 | 545.1707 | 1316.6967
4021 | 521.3277 | 1304.1807 | 521.3277 | 1304.1807
4022 | 507.5753 | 1289.1766 | 507.5753 | 1289.1766
4023 | 501.7017 | 1290.9884 | 501.7017 | 1290.9884
4024 | 501.3784 | 1301.9783 | 501.3784 | 1301.9783
4025 | 509.84 | 1317.2386 | 509.84 | 1317.2386
4026 | 530.9591 | 1343.1622 | 530.9591 | 1343.1622
4027 | 563.7745 | 1346.2238 | 563.7745 | 1346.2238
4028 | 607.9456 | 1363.209 | 607.9456 | 1363.209
4029 | 627.7357 | 1347.5437 | 627.7357 | 1347.5437
4030 | 649.5486 | 1344.1856 | 649.5486 | 1344.1856
4031 | 688.4198 | 1348.1339 | 688.4198 | 1348.1339
4032 | 682.9483 | 1353.0886 | 682.9483 | 1353.0886
4033 | 651.646 | 1364.5809 | 651.646 | 1364.5809
4034 | 666.1054 | 1368.6524 | 666.1054 | 1368.6524
4035 | 702.8444 | 1384.0394 | 702.8444 | 1384.0394
4036 | 729.5693 | 1365.5122 | 729.5693 | 1365.5122
4037 | 727.5429 | 1387.057 | 727.5429 | 1387.057
4038 | 704.8692 | 1406.0506 | 704.8692 | 1406.0506
4039 | 677.7438 | 1407.1059 | 677.7438 | 1407.1059
4040 | 662.6749 | 1413.4478 | 662.6749 | 1413.4478
4041 | 648.0115 | 1427.6687 | 648.0115 | 1427.6687
4042 | 619.7473 | 1422.7141 | 619.7473 | 1422.7141
4043 | 579.9041 | 1415.132 | 579.9041 | 1415.132
4044 | 549.3941 | 1408.6577 | 549.3941 | 1408.6577
4045 | 523.7804 | 1413.6703 | 523.7804 | 1413.6703
4046 | 507.9127 | 1415.9069 | 507.9127 | 1415.9069
4047 | 498.6563 | 1428.1462 | 498.6563 | 1428.1462
4048 | 497.9405 | 1441.759 | 497.9405 | 1441.759
4049 | 507.5796 | 1460.0581 | 507.5796 | 1460.0581
4050 | 527.4311 | 1495.9933 | 527.4311 | 1495.9933
4051 | 560.0387 | 1513.4489 | 560.0387 | 1513.4489
4052 | 608.0424 | 1542.301 | 608.0424 | 1542.301
4053 | 628.2482 | 1523.0213 | 628.2482 | 1523.0213
4054 | 640.8106 | 1500.0875 | 640.8106 | 1500.0875
4055 | 677.5944 | 1479.0864 | 677.5944 | 1479.0864
4056 | 678.5617 | 1455.765 | 678.5617 | 1455.765
4057 | 647.8665 | 1436.5824 | 647.8665 | 1436.5824
4058 | 652.7423 | 1415.3846 | 652.7423 | 1415.3846
4059 | 685.3802 | 1411.6437 | 685.3802 | 1411.6437
4060 | 706.6977 | 1353.5493 | 706.6977 | 1353.5493
4061 | 706.0042 | 1315.6953 | 706.0042 | 1315.6953
4062 | 689.95 | 1282.359 | 689.95 | 1282.359
4063 | 659.9165 | 1248.7731 | 659.9165 | 1248.7731
4064 | 639.8219 | 1224.5039 | 639.8219 | 1224.5039
4065 | 625.999 | 1204.4034 | 625.999 | 1204.4034
4066 | 603.2265 | 1162.5365 | 603.2265 | 1162.5365
4067 | 571.9832 | 1117.0184 | 571.9832 | 1117.0184
4068 | 537.9857 | 1067.3304 | 537.9857 | 1067.3304
4069 | 515.0368 | 1031.4324 | 515.0368 | 1031.4324
4070 | 498.4302 | 999.9873 | 498.4302 | 999.9873
4071 | 491.2073 | 988.3967 | 491.2073 | 988.3967
4072 | 487.6755 | 986.4002 | 487.6755 | 986.4002
4073 | 493.6423 | 1000.413 | 493.6423 | 1000.413
4074 | 512.7834 | 1047.7675 | 512.7834 | 1047.7675
4075 | 539.6564 | 1092.1556 | 539.6564 | 1092.1556
4076 | 580.944 | 1163.6456 | 580.944 | 1163.6456
4077 | 599.1633 | 1208.0509 | 599.1633 | 1208.0509
4078 | 619.6811 | 1260.637 | 619.6811 | 1260.637
4079 | 649.176 | 1313.6845 | 649.176 | 1313.6845
4080 | 649.7651 | 1354.336 | 649.7651 | 1354.336
4081 | 628.9009 | 1387.3553 | 628.9009 | 1387.3553
4082 | 640.0973 | 1406.8122 | 640.0973 | 1406.8122
4083 | 674.9098 | 1433.6504 | 674.9098 | 1433.6504
4084 | 698.3946 | 1423.4396 | 698.3946 | 1423.4396
4085 | 701.5153 | 1453.8767 | 701.5153 | 1453.8767
4086 | 675.5699 | 1481.5385 | 675.5699 | 1481.5385
4087 | 648.9535 | 1492.6056 | 648.9535 | 1492.6056
4088 | 628.5971 | 1513.0855 | 628.5971 | 1513.0855
4089 | 616.434 | 1548.8013 | 616.434 | 1548.8013
4090 | 598.4743 | 1567.7406 | 598.4743 | 1567.7406
4091 | 568.5409 | 1582.1011 | 568.5409 | 1582.1011
4092 | 540.0397 | 1597.8574 | 540.0397 | 1597.8574
4093 | 516.4117 | 1620.7185 | 516.4117 | 1620.7185
4094 | 500.7224 | 1628.2008 | 500.7224 | 1628.2008
4095 | 495.2671 | 1635.8341 | 495.2671 | 1635.8341
4096 | 491.9778 | 1638.4436 | 491.9778 | 1638.4436
4097 | 500.103 | 1640.2056 | 500.103 | 1640.2056
4098 | 513.4605 | 1655.8295 | 513.4605 | 1655.8295
4099 | 535.9696 | 1653.3575 | 535.9696 | 1653.3575
4100 | 559.316 | 1670.8545 | 559.316 | 1670.8545
4101 | 573.164 | 1654.1657 | 573.164 | 1654.1657
4102 | 594.0874 | 1639.7722 | 594.0874 | 1639.7722
4103 | 624.3724 | 1625.4243 | 624.3724 | 1625.4243
4104 | 632.2571 | 1609.2999 | 632.2571 | 1609.2999
4105 | 621.2186 | 1602.2082 | 621.2186 | 1602.2082
4106 | 631.4203 | 1590.2864 | 631.4203 | 1590.2864
4107 | 663.5841 | 1597.133 | 663.5841 | 1597.133
4108 | 684.2462 | 1576.4307 | 684.2462 | 1576.4307
4109 | 676.6034 | 1598.1035 | 676.6034 | 1598.1035
4110 | 664.0967 | 1617.5768 | 664.0967 | 1617.5768
4111 | 642.094 | 1615.6894 | 642.094 | 1615.6894
4112 | 632.1033 | 1614.0986 | 632.1033 | 1614.0986
4113 | 612.4799 | 1615.589 | 612.4799 | 1615.589
4114 | 595.2214 | 1593.2018 | 595.2214 | 1593.2018
4115 | 567.7755 | 1566.2998 | 567.7755 | 1566.2998
4116 | 542.8014 | 1539.4182 | 542.8014 | 1539.4182
4117 | 520.1832 | 1522.3922 | 520.1832 | 1522.3922
4118 | 507.9188 | 1498.4958 | 507.9188 | 1498.4958
4119 | 499.8564 | 1487.3851 | 499.8564 | 1487.3851
4120 | 495.0443 | 1484.8447 | 495.0443 | 1484.8447
4121 | 497.4957 | 1489.6455 | 497.4957 | 1489.6455
4122 | 509.328 | 1509.8115 | 509.328 | 1509.8115
4123 | 528.6188 | 1511.2738 | 528.6188 | 1511.2738
4124 | 553.3729 | 1527.3313 | 553.3729 | 1527.3313
4125 | 570.1902 | 1501.9423 | 570.1902 | 1501.9423
4126 | 592.4424 | 1478.6246 | 592.4424 | 1478.6246
4127 | 623.6528 | 1458.9989 | 623.6528 | 1458.9989
4128 | 627.5644 | 1445.0176 | 627.5644 | 1445.0176
4129 | 615.272 | 1442.6278 | 615.272 | 1442.6278
4130 | 622.0901 | 1435.696 | 622.0901 | 1435.696
4131 | 654.1303 | 1443.4382 | 654.1303 | 1443.4382
4132 | 676.4874 | 1426.6703 | 676.4874 | 1426.6703
4133 | 682.9872 | 1459.1224 | 682.9872 | 1459.1224
4134 | 663.0918 | 1492.1261 | 663.0918 | 1492.1261
4135 | 643.4756 | 1508.311 | 643.4756 | 1508.311
4136 | 629.5257 | 1527.2875 | 629.5257 | 1527.2875
4137 | 617.644 | 1545.8266 | 617.644 | 1545.8266
4138 | 600.7287 | 1543.175 | 600.7287 | 1543.175
4139 | 573.4844 | 1538.0878 | 573.4844 | 1538.0878
4140 | 547.6024 | 1528.063 | 547.6024 | 1528.063
4141 | 525.9725 | 1522.1363 | 525.9725 | 1522.1363
4142 | 510.8264 | 1509.4992 | 510.8264 | 1509.4992
4143 | 505.7 | 1517.2924 | 505.7 | 1517.2924
4144 | 499.7761 | 1534.8715 | 499.7761 | 1534.8715
4145 | 501.7789 | 1559.3759 | 501.7789 | 1559.3759
4146 | 512.0232 | 1600.6849 | 512.0232 | 1600.6849
4147 | 530.7981 | 1623.0664 | 530.7981 | 1623.0664
4148 | 558.8349 | 1658.4757 | 558.8349 | 1658.4757
4149 | 578.9471 | 1650.7112 | 578.9471 | 1650.7112
4150 | 600.7287 | 1649.1123 | 600.7287 | 1649.1123
4151 | 641.201 | 1651.2693 | 641.201 | 1651.2693
4152 | 635.9327 | 1643.1095 | 635.9327 | 1643.1095
4153 | 618.6986 | 1632.8512 | 618.6986 | 1632.8512
4154 | 629.3645 | 1606.1197 | 629.3645 | 1606.1197
4155 | 667.0324 | 1588.9765 | 667.0324 | 1588.9765
4156 | 689.1651 | 1541.5655 | 689.1651 | 1541.5655
4157 | 694.3611 | 1539.2804 | 694.3611 | 1539.2804
4158 | 676.4318 | 1539.7219 | 676.4318 | 1539.7219
4159 | 650.4197 | 1526.1274 | 650.4197 | 1526.1274
4160 | 630.4794 | 1520.3464 | 630.4794 | 1520.3464
4161 | 617.7098 | 1524.6195 | 617.7098 | 1524.6195
4162 | 602.1984 | 1514.2913 | 602.1984 | 1514.2913
4163 | 580.132 | 1502.9027 | 580.132 | 1502.9027
4164 | 552.0814 | 1491.5025 | 552.0814 | 1491.5025
4165 | 531.8884 | 1489.4782 | 531.8884 | 1489.4782
4166 | 516.3685 | 1483.5582 | 516.3685 | 1483.5582
4167 | 506.1408 | 1486.5534 | 506.1408 | 1486.5534
4168 | 501.191 | 1495.8801 | 501.191 | 1495.8801
4169 | 504.934 | 1515.9384 | 504.934 | 1515.9384
4170 | 522.9028 | 1552.5453 | 522.9028 | 1552.5453
4171 | 545.9583 | 1571.8241 | 545.9583 | 1571.8241
4172 | 575.3953 | 1604.7065 | 575.3953 | 1604.7065
4173 | 597.836 | 1600.3325 | 597.836 | 1600.3325
4174 | 617.9799 | 1598.7976 | 617.9799 | 1598.7976
4175 | 651.6013 | 1596.4126 | 651.6013 | 1596.4126
4176 | 661.4205 | 1596.5053 | 661.4205 | 1596.5053
4177 | 640.1956 | 1605.3748 | 640.1956 | 1605.3748
4178 | 643.2363 | 1605.6079 | 643.2363 | 1605.6079
4179 | 677.4148 | 1612.1667 | 677.4148 | 1612.1667
4180 | 700.8575 | 1583.6597 | 700.8575 | 1583.6597
4181 | 699.8204 | 1597.5917 | 699.8204 | 1597.5917
4182 | 689.8869 | 1609.8041 | 689.8869 | 1609.8041
4183 | 661.049 | 1602.3831 | 661.049 | 1602.3831
4184 | 635.4872 | 1598.4253 | 635.4872 | 1598.4253
4185 | 619.4068 | 1606.2169 | 619.4068 | 1606.2169
4186 | 608.5333 | 1601.1344 | 608.5333 | 1601.1344
4187 | 583.6052 | 1596.9748 | 583.6052 | 1596.9748
4188 | 560.2798 | 1595.3945 | 560.2798 | 1595.3945
4189 | 536.9291 | 1604.0536 | 536.9291 | 1604.0536
4190 | 517.9192 | 1606.6419 | 517.9192 | 1606.6419
4191 | 506.5173 | 1610.3729 | 506.5173 | 1610.3729
4192 | 500.5884 | 1613.974 | 500.5884 | 1613.974
4193 | 505.5074 | 1626.9633 | 505.5074 | 1626.9633
4194 | 523.4079 | 1658.5804 | 523.4079 | 1658.5804
4195 | 542.1544 | 1675.1723 | 542.1544 | 1675.1723
4196 | 569.9609 | 1707.0311 | 569.9609 | 1707.0311
4197 | 593.9732 | 1702.2413 | 593.9732 | 1702.2413
4198 | 612.9685 | 1698.8192 | 612.9685 | 1698.8192
4199 | 640.5513 | 1691.8921 | 640.5513 | 1691.8921
4200 | 649.2706 | 1676.5354 | 649.2706 | 1676.5354
4201 | 632.0368 | 1656.5211 | 632.0368 | 1656.5211
4202 | 636.1169 | 1619.9698 | 636.1169 | 1619.9698
4203 | 669.5925 | 1591.8873 | 669.5925 | 1591.8873
4204 | 692.3835 | 1535.712 | 692.3835 | 1535.712
4205 | 690.4233 | 1527.2535 | 690.4233 | 1527.2535
4206 | 674.207 | 1520.8179 | 674.207 | 1520.8179
4207 | 651.0046 | 1501.146 | 651.0046 | 1501.146
4208 | 627.5109 | 1491.4627 | 627.5109 | 1491.4627
4209 | 612.3161 | 1492.889 | 612.3161 | 1492.889
4210 | 591.9775 | 1478.5624 | 591.9775 | 1478.5624
4211 | 577.3438 | 1463.9113 | 577.3438 | 1463.9113
4212 | 559.5787 | 1450.7198 | 559.5787 | 1450.7198
4213 | 544.3412 | 1448.5675 | 544.3412 | 1448.5675
4214 | 528.3761 | 1441.0482 | 528.3761 | 1441.0482
4215 | 513.1231 | 1443.5957 | 513.1231 | 1443.5957
4216 | 505.3225 | 1451.9627 | 505.3225 | 1451.9627
4217 | 505.5167 | 1469.2062 | 505.5167 | 1469.2062
4218 | 518.5315 | 1505.4613 | 518.5315 | 1505.4613
4219 | 535.9538 | 1526.6273 | 535.9538 | 1526.6273
4220 | 552.6534 | 1561.3649 | 552.6534 | 1561.3649
4221 | 563.1348 | 1549.0903 | 563.1348 | 1549.0903
4222 | 580.4913 | 1532.5857 | 580.4913 | 1532.5857
4223 | 603.9032 | 1512.5122 | 603.9032 | 1512.5122
4224 | 606.8404 | 1483.6252 | 606.8404 | 1483.6252
4225 | 597.4254 | 1458.717 | 597.4254 | 1458.717
4226 | 607.008 | 1427.7633 | 607.008 | 1427.7633
4227 | 632.5663 | 1411.0999 | 632.5663 | 1411.0999
4228 | 652.2613 | 1366.6957 | 652.2613 | 1366.6957
4229 | 648.958 | 1371.7675 | 648.958 | 1371.7675
4230 | 631.5594 | 1377.6786 | 631.5594 | 1377.6786
4231 | 616.7925 | 1370.1616 | 616.7925 | 1370.1616
4232 | 600.2484 | 1368.8267 | 600.2484 | 1368.8267
4233 | 589.6975 | 1372.3641 | 589.6975 | 1372.3641
4234 | 574.5449 | 1354.9988 | 574.5449 | 1354.9988
4235 | 563.7452 | 1335.9975 | 563.7452 | 1335.9975
4236 | 550.6878 | 1319.7034 | 550.6878 | 1319.7034
4237 | 537.1122 | 1313.5528 | 537.1122 | 1313.5528
4238 | 522.2854 | 1302.419 | 522.2854 | 1302.419
4239 | 508.3757 | 1307.8133 | 508.3757 | 1307.8133
4240 | 502.6336 | 1321.618 | 502.6336 | 1321.618
4241 | 503.7574 | 1343.7234 | 503.7574 | 1343.7234
4242 | 514.2059 | 1385.992 | 514.2059 | 1385.992
4243 | 528.0149 | 1411.0923 | 528.0149 | 1411.0923
4244 | 545.7604 | 1449.5723 | 545.7604 | 1449.5723
4245 | 561.4149 | 1450.572 | 561.4149 | 1450.572
4246 | 585.2802 | 1458.5371 | 585.2802 | 1458.5371
4247 | 619.6322 | 1468.7867 | 619.6322 | 1468.7867
4248 | 633.9849 | 1472.6858 | 633.9849 | 1472.6858
4249 | 628.1272 | 1476.4695 | 628.1272 | 1476.4695
4250 | 639.7769 | 1468.546 | 639.7769 | 1468.546
4251 | 670.1289 | 1461.0308 | 670.1289 | 1461.0308
4252 | 693.7673 | 1413.3959 | 693.7673 | 1413.3959
4253 | 699.8338 | 1408.7118 | 699.8338 | 1408.7118
4254 | 673.8032 | 1407.0741 | 673.8032 | 1407.0741
4255 | 645.2207 | 1391.5925 | 645.2207 | 1391.5925
4256 | 621.9136 | 1387.0589 | 621.9136 | 1387.0589
4257 | 603.2565 | 1386.2462 | 603.2565 | 1386.2462
4258 | 590.5944 | 1360.0207 | 590.5944 | 1360.0207
4259 | 577.6014 | 1327.6491 | 577.6014 | 1327.6491
4260 | 563.9759 | 1294.2742 | 563.9759 | 1294.2742
4261 | 549.6124 | 1273.8576 | 549.6124 | 1273.8576
4262 | 533.3077 | 1248.9697 | 533.3077 | 1248.9697
4263 | 515.635 | 1237.667 | 515.635 | 1237.667
4264 | 505.9395 | 1228.9853 | 505.9395 | 1228.9853
4265 | 505.6043 | 1226.685 | 505.6043 | 1226.685
4266 | 514.7098 | 1246.819 | 514.7098 | 1246.819
4267 | 531.1364 | 1253.6551 | 531.1364 | 1253.6551
4268 | 547.0202 | 1278.285 | 547.0202 | 1278.285
4269 | 563.3861 | 1259.8689 | 563.3861 | 1259.8689
4270 | 587.0974 | 1244.292 | 587.0974 | 1244.292
4271 | 624.3781 | 1232.9827 | 624.3781 | 1232.9827
4272 | 636.0366 | 1218.3297 | 636.0366 | 1218.3297
4273 | 631.0284 | 1208.5831 | 631.0284 | 1208.5831
4274 | 637.2246 | 1190.0722 | 637.2246 | 1190.0722
4275 | 670.8233 | 1181.5653 | 670.8233 | 1181.5653
4276 | 693.2226 | 1148.3883 | 693.2226 | 1148.3883
4277 | 691.6524 | 1162.8961 | 691.6524 | 1162.8961
4278 | 673.691 | 1175.0765 | 673.691 | 1175.0765
4279 | 646.7407 | 1168.0073 | 646.7407 | 1168.0073
4280 | 625.7544 | 1167.3122 | 625.7544 | 1167.3122
4281 | 603.9221 | 1175.3597 | 603.9221 | 1175.3597
4282 | 588.4983 | 1167.1425 | 588.4983 | 1167.1425
4283 | 572.9603 | 1158.153 | 572.9603 | 1158.153
4284 | 561.791 | 1146.4329 | 561.791 | 1146.4329
4285 | 544.2918 | 1146.9994 | 544.2918 | 1146.9994
4286 | 526.9188 | 1144.1501 | 526.9188 | 1144.1501
4287 | 515.6242 | 1151.8794 | 515.6242 | 1151.8794
4288 | 507.0832 | 1158.1993 | 507.0832 | 1158.1993
4289 | 505.9986 | 1168.5337 | 505.9986 | 1168.5337
4290 | 513.8526 | 1198.8394 | 513.8526 | 1198.8394
4291 | 530.6894 | 1205.9953 | 530.6894 | 1205.9953
4292 | 545.5822 | 1227.2346 | 545.5822 | 1227.2346
4293 | 556.1938 | 1210.3539 | 556.1938 | 1210.3539
4294 | 579.4323 | 1195.6726 | 579.4323 | 1195.6726
4295 | 612.141 | 1185.323 | 612.141 | 1185.323
4296 | 629.1006 | 1177.8029 | 629.1006 | 1177.8029
4297 | 624.2591 | 1178.8357 | 624.2591 | 1178.8357
4298 | 636.2106 | 1173.887 | 636.2106 | 1173.887
4299 | 668.9052 | 1186.8111 | 668.9052 | 1186.8111
4300 | 686.9976 | 1173.5296 | 686.9976 | 1173.5296
4301 | 698.1767 | 1204.6064 | 698.1767 | 1204.6064
4302 | 676.9143 | 1232.812 | 676.9143 | 1232.812
4303 | 648.6772 | 1251.0441 | 648.6772 | 1251.0441
4304 | 628.8634 | 1289.9481 | 628.8634 | 1289.9481
4305 | 613.5855 | 1344.8238 | 613.5855 | 1344.8238
4306 | 599.0014 | 1384.2664 | 599.0014 | 1384.2664
4307 | 583.4825 | 1424.0242 | 583.4825 | 1424.0242
4308 | 568.2131 | 1462.8107 | 568.2131 | 1462.8107
4309 | 550.9712 | 1505.5993 | 550.9712 | 1505.5993
4310 | 536.2882 | 1534.5445 | 536.2882 | 1534.5445
4311 | 524.793 | 1566.2636 | 524.793 | 1566.2636
4312 | 518.7345 | 1600.9555 | 518.7345 | 1600.9555
4313 | 519.909 | 1640.3336 | 519.909 | 1640.3336
4314 | 527.3206 | 1692.9658 | 527.3206 | 1692.9658
4315 | 544.1432 | 1723.088 | 544.1432 | 1723.088
4316 | 563.7146 | 1760.3205 | 563.7146 | 1760.3205
4317 | 576.0934 | 1753.0677 | 576.0934 | 1753.0677
4318 | 602.2693 | 1755.2752 | 602.2693 | 1755.2752
4319 | 633.8774 | 1761.6865 | 633.8774 | 1761.6865
4320 | 648.873 | 1755.6698 | 648.873 | 1755.6698
4321 | 644.0654 | 1750.8811 | 644.0654 | 1750.8811
4322 | 647.1804 | 1735.8887 | 647.1804 | 1735.8887
4323 | 676.0022 | 1729.141 | 676.0022 | 1729.141
4324 | 704.5513 | 1688.3833 | 704.5513 | 1688.3833
4325 | 708.7472 | 1687.5056 | 708.7472 | 1687.5056
4326 | 690.2717 | 1684.6204 | 690.2717 | 1684.6204
4327 | 663.0105 | 1665.0445 | 663.0105 | 1665.0445
4328 | 635.8787 | 1656.5127 | 635.8787 | 1656.5127
4329 | 613.3803 | 1660.0181 | 613.3803 | 1660.0181
4330 | 603.3112 | 1646.3632 | 603.3112 | 1646.3632
4331 | 584.4094 | 1631.904 | 584.4094 | 1631.904
4332 | 569.8236 | 1619.4163 | 569.8236 | 1619.4163
4333 | 554.2153 | 1621.1983 | 554.2153 | 1621.1983
4334 | 539.1478 | 1618.5729 | 539.1478 | 1618.5729
4335 | 529.1851 | 1624.1271 | 529.1851 | 1624.1271
4336 | 519.672 | 1631.1507 | 519.672 | 1631.1507
4337 | 522.608 | 1644.4598 | 522.608 | 1644.4598
4338 | 533.6051 | 1673.1662 | 533.6051 | 1673.1662
4339 | 551.1197 | 1677.9871 | 551.1197 | 1677.9871
4340 | 573.752 | 1688.7349 | 573.752 | 1688.7349
4341 | 589.2853 | 1654.7414 | 589.2853 | 1654.7414
4342 | 608.9361 | 1613.2875 | 608.9361 | 1613.2875
4343 | 641.6874 | 1572.4867 | 641.6874 | 1572.4867
4344 | 654.1412 | 1523.5443 | 654.1412 | 1523.5443
4345 | 646.8984 | 1495.2135 | 646.8984 | 1495.2135
4346 | 656.8827 | 1491.4163 | 656.8827 | 1491.4163
4347 | 681.6865 | 1515.0558 | 681.6865 | 1515.0558
4348 | 709.1298 | 1495.9209 | 709.1298 | 1495.9209
4349 | 716.7706 | 1510.6526 | 716.7706 | 1510.6526
4350 | 698.6946 | 1521.6175 | 698.6946 | 1521.6175
4351 | 666.5684 | 1513.7487 | 666.5684 | 1513.7487
4352 | 640.042 | 1505.1848 | 640.042 | 1505.1848
4353 | 615.1892 | 1501.8132 | 615.1892 | 1501.8132
4354 | 600.0945 | 1483.9041 | 600.0945 | 1483.9041
4355 | 584.0171 | 1466.0863 | 584.0171 | 1466.0863
4356 | 549.1618 | 1453.3427 | 549.1618 | 1453.3427
4357 | 537.8362 | 1448.6955 | 537.8362 | 1448.6955
4358 | 526.0847 | 1439.3529 | 526.0847 | 1439.3529
4359 | 514.7926 | 1444.0435 | 514.7926 | 1444.0435
4360 | 505.8091 | 1457.4963 | 505.8091 | 1457.4963
4361 | 506.8189 | 1478.2264 | 506.8189 | 1478.2264
4362 | 518.5598 | 1509.8435 | 518.5598 | 1509.8435
4363 | 532.8407 | 1529.1222 | 532.8407 | 1529.1222
4364 | 553.2767 | 1571.6965 | 553.2767 | 1571.6965
4365 | 567.8403 | 1584.0514 | 567.8403 | 1584.0514
4366 | 590.5095 | 1609.0013 | 590.5095 | 1609.0013
4367 | 624.6738 | 1641.6414 | 624.6738 | 1641.6414
4368 | 634.8695 | 1674.1364 | 634.8695 | 1674.1364
4369 | 624.6575 | 1713.5849 | 624.6575 | 1713.5849
4370 | 636.6759 | 1740.3028 | 636.6759 | 1740.3028
4371 | 661.2506 | 1766.7891 | 661.2506 | 1766.7891
4372 | 682.0136 | 1751.4925 | 682.0136 | 1751.4925
4373 | 688.2978 | 1776.012 | 688.2978 | 1776.012
4374 | 664.5162 | 1796.2211 | 664.5162 | 1796.2211
4375 | 633.2657 | 1795.7091 | 633.2657 | 1795.7091
4376 | 612.2048 | 1799.2041 | 612.2048 | 1799.2041
4377 | 589.1417 | 1805.0126 | 589.1417 | 1805.0126
4378 | 570.3475 | 1785.2163 | 570.3475 | 1785.2163
4379 | 556.3149 | 1764.8076 | 556.3149 | 1764.8076
4380 | 548.5942 | 1244.7032 | 548.5942 | 1244.7032
4381 | 548.1051 | 1226.3516 | 548.1051 | 1226.3516
4382 | 537.0328 | 1216.7553 | 537.0328 | 1216.7553
4383 | 518.0478 | 1212.14 | 518.0478 | 1212.14
4384 | 508.351 | 1212.4483 | 508.351 | 1212.4483
4385 | 506.8564 | 1223.2074 | 506.8564 | 1223.2074
4386 | 510.7567 | 1258.3142 | 510.7567 | 1258.3142
4387 | 515.9365 | 1276.7641 | 515.9365 | 1276.7641
4388 | 519.7432 | 1299.7581 | 519.7432 | 1299.7581
4389 | 519.5168 | 1286.466 | 519.5168 | 1286.466
4390 | 525.7618 | 1273.9678 | 525.7618 | 1273.9678
4391 | 552.1686 | 1264.3535 | 552.1686 | 1264.3535
4392 | 565.4189 | 1260.9058 | 565.4189 | 1260.9058
4393 | 563.0263 | 1260.4185 | 563.0263 | 1260.4185
4394 | 577.8591 | 1263.9947 | 577.8591 | 1263.9947
4395 | 614.7377 | 1275.7959 | 614.7377 | 1275.7959
4396 | 637.2466 | 1259.3031 | 637.2466 | 1259.3031
4397 | 642.8285 | 1282.1434 | 642.8285 | 1282.1434
4398 | 629.5611 | 1303.4796 | 629.5611 | 1303.4796
4399 | 614.7898 | 1302.3898 | 614.7898 | 1302.3898
4400 | 602.9378 | 1305.8296 | 602.9378 | 1305.8296
4401 | 584.9261 | 1312.6266 | 584.9261 | 1312.6266
4402 | 571.2143 | 1297.3112 | 571.2143 | 1297.3112
4403 | 564.006 | 1279.4229 | 564.006 | 1279.4229
4404 | 553.9112 | 1270.942 | 553.9112 | 1270.942
4405 | 542.6778 | 1263.9113 | 542.6778 | 1263.9113
4406 | 531.1835 | 1262.5686 | 531.1835 | 1262.5686
4407 | 516.722 | 1266.7368 | 516.722 | 1266.7368
4408 | 506.3958 | 1273.6256 | 506.3958 | 1273.6256
4409 | 506.8607 | 1285.4165 | 506.8607 | 1285.4165
4410 | 512.4269 | 1318.7945 | 512.4269 | 1318.7945
4411 | 524.1798 | 1333.0897 | 524.1798 | 1333.0897
4412 | 538.5842 | 1352.2079 | 538.5842 | 1352.2079
4413 | 549.8201 | 1332.3351 | 549.8201 | 1332.3351
4414 | 565.3992 | 1315.1245 | 565.3992 | 1315.1245
4415 | 597.6404 | 1304.339 | 597.6404 | 1304.339
4416 | 612.4462 | 1299.776 | 612.4462 | 1299.776
4417 | 613.4788 | 1295.7475 | 613.4788 | 1295.7475
4418 | 629.0266 | 1290.3729 | 629.0266 | 1290.3729
4419 | 657.4971 | 1292.5542 | 657.4971 | 1292.5542
4420 | 683.6468 | 1269.1462 | 683.6468 | 1269.1462
4421 | 689.8442 | 1289.4212 | 689.8442 | 1289.4212
4422 | 672.7264 | 1310.0602 | 672.7264 | 1310.0602
4423 | 645.1868 | 1304.6205 | 645.1868 | 1304.6205
4424 | 628.252 | 1299.1933 | 628.252 | 1299.1933
4425 | 613.0851 | 1301.9471 | 613.0851 | 1301.9471
4426 | 595.568 | 1287.0499 | 595.568 | 1287.0499
4427 | 579.9999 | 1272.0058 | 579.9999 | 1272.0058
4428 | 567.3753 | 1272.4199 | 567.3753 | 1272.4199
4429 | 551.6039 | 1280.3628 | 551.6039 | 1280.3628
4430 | 537.2174 | 1296.113 | 537.2174 | 1296.113
4431 | 522.1667 | 1311.7972 | 522.1667 | 1311.7972
4432 | 512.5293 | 1328.0551 | 512.5293 | 1328.0551
4433 | 510.2093 | 1351.7524 | 510.2093 | 1351.7524
4434 | 517.0641 | 1395.8378 | 517.0641 | 1395.8378
4435 | 528.7966 | 1420.1992 | 528.7966 | 1420.1992
4436 | 542.324 | 1448.3517 | 542.324 | 1448.3517
4437 | 553.638 | 1438.4057 | 553.638 | 1438.4057
4438 | 572.9149 | 1429.5881 | 572.9149 | 1429.5881
4439 | 603.8445 | 1422.3997 | 603.8445 | 1422.3997
4440 | 617.9865 | 1416.4145 | 617.9865 | 1416.4145
4441 | 612.4084 | 1407.2554 | 612.4084 | 1407.2554
4442 | 630.0033 | 1396.6386 | 630.0033 | 1396.6386
4443 | 660.2866 | 1390.6499 | 660.2866 | 1390.6499
4444 | 687.7035 | 1356.646 | 687.7035 | 1356.646
4445 | 691.4503 | 1368.0539 | 691.4503 | 1368.0539
4446 | 679.5544 | 1382.2517 | 679.5544 | 1382.2517
4447 | 656.2812 | 1372.2391 | 656.2812 | 1372.2391
4448 | 636.3243 | 1367.983 | 636.3243 | 1367.983
4449 | 616.0357 | 1370.5416 | 616.0357 | 1370.5416
4450 | 593.9932 | 1351.8243 | 593.9932 | 1351.8243
4451 | 584.1486 | 1335.1908 | 584.1486 | 1335.1908
4452 | 565.1171 | 1334.2386 | 565.1171 | 1334.2386
4453 | 548.7461 | 1338.7797 | 548.7461 | 1338.7797
4454 | 531.1217 | 1349.5108 | 531.1217 | 1349.5108
4455 | 518.255 | 1363.745 | 518.255 | 1363.745
4456 | 508.9177 | 1380.5327 | 508.9177 | 1380.5327
4457 | 510.1054 | 1408.0501 | 510.1054 | 1408.0501
4458 | 514.157 | 1453.7528 | 514.157 | 1453.7528
4459 | 524.9697 | 1471.0595 | 524.9697 | 1471.0595
4460 | 535.9674 | 1487.0267 | 535.9674 | 1487.0267
4461 | 546.5153 | 1467.7954 | 546.5153 | 1467.7954
4462 | 565.971 | 1455.7711 | 565.971 | 1455.7711
4463 | 599.8243 | 1451.2596 | 599.8243 | 1451.2596
4464 | 611.7681 | 1451.1858 | 611.7681 | 1451.1858
4465 | 607.1415 | 1451.8697 | 607.1415 | 1451.8697
4466 | 614.0405 | 1454.7767 | 614.0405 | 1454.7767
4467 | 645.8596 | 1459.0492 | 645.8596 | 1459.0492
4468 | 673.9951 | 1429.8414 | 673.9951 | 1429.8414
4469 | 686.8582 | 1440.0781 | 686.8582 | 1440.0781
4470 | 673.0253 | 1450.9299 | 673.0253 | 1450.9299
4471 | 649.3258 | 1441.3076 | 649.3258 | 1441.3076
4472 | 635.6214 | 1436.0198 | 635.6214 | 1436.0198
4473 | 625.2254 | 1447.1388 | 625.2254 | 1447.1388
4474 | 607.8316 | 1444.4827 | 607.8316 | 1444.4827
4475 | 587.74 | 1439.3373 | 587.74 | 1439.3373
4476 | 565.4256 | 1444.6869 | 565.4256 | 1444.6869
4477 | 542.1438 | 1451.4587 | 542.1438 | 1451.4587
4478 | 526.8897 | 1462.6917 | 526.8897 | 1462.6917
4479 | 514.4899 | 1466.1628 | 514.4899 | 1466.1628
4480 | 504.3457 | 1465.272 | 504.3457 | 1465.272
4481 | 506.0677 | 1469.0323 | 506.0677 | 1469.0323
4482 | 510.4434 | 1489.1375 | 510.4434 | 1489.1375
4483 | 525.6105 | 1490.5783 | 525.6105 | 1490.5783
4484 | 541.3194 | 1499.2399 | 541.3194 | 1499.2399
4485 | 555.2547 | 1476.2163 | 555.2547 | 1476.2163
4486 | 575.4344 | 1455.074 | 575.4344 | 1455.074
4487 | 608.6166 | 1432.1033 | 608.6166 | 1432.1033
4488 | 616.9949 | 1414.0444 | 616.9949 | 1414.0444
4489 | 613.5626 | 1399.894 | 613.5626 | 1399.894
4490 | 618.619 | 1388.6359 | 618.619 | 1388.6359
4491 | 650.6459 | 1381.504 | 650.6459 | 1381.504
4492 | 678.0723 | 1342.6761 | 678.0723 | 1342.6761
4493 | 686.4477 | 1347.4755 | 686.4477 | 1347.4755
4494 | 674.2056 | 1355.5947 | 674.2056 | 1355.5947
4495 | 652.3042 | 1343.2119 | 652.3042 | 1343.2119
4496 | 641.5608 | 1334.9405 | 641.5608 | 1334.9405
4497 | 632.2419 | 1336.5789 | 632.2419 | 1336.5789
4498 | 610.4868 | 1317.9453 | 610.4868 | 1317.9453
4499 | 588.1591 | 1295.5398 | 588.1591 | 1295.5398
4500 | 564.8687 | 1282.6254 | 564.8687 | 1282.6254
4501 | 543.2152 | 1267.7871 | 543.2152 | 1267.7871
4502 | 526.3606 | 1257.912 | 526.3606 | 1257.912
4503 | 515.3191 | 1252.0419 | 515.3191 | 1252.0419
4504 | 507.4515 | 1255.529 | 507.4515 | 1255.529
4505 | 507.5157 | 1275.1831 | 507.5157 | 1275.1831
4506 | 517.0384 | 1320.9415 | 517.0384 | 1320.9415
4507 | 537.0774 | 1346.1115 | 537.0774 | 1346.1115
4508 | 564.4326 | 1372.591 | 564.4326 | 1372.591
4509 | 573.8218 | 1367.6362 | 573.8218 | 1367.6362
4510 | 594.4485 | 1371.4501 | 594.4485 | 1371.4501
4511 | 636.3978 | 1383.8919 | 636.3978 | 1383.8919
4512 | 636.4356 | 1401.7197 | 636.4356 | 1401.7197
4513 | 622.1412 | 1414.1427 | 622.1412 | 1414.1427
4514 | 636.3653 | 1421.2044 | 636.3653 | 1421.2044
4515 | 668.7154 | 1425.0866 | 668.7154 | 1425.0866
4516 | 698.2346 | 1393.4249 | 698.2346 | 1393.4249
4517 | 701.3401 | 1401.2916 | 701.3401 | 1401.2916
4518 | 684.1935 | 1409.1319 | 684.1935 | 1409.1319
4519 | 660.7092 | 1394.9924 | 660.7092 | 1394.9924
4520 | 648.1723 | 1384.323 | 648.1723 | 1384.323
4521 | 632.029 | 1376.0626 | 632.029 | 1376.0626
4522 | 612.1668 | 1336.3487 | 612.1668 | 1336.3487
4523 | 588.5656 | 1285.9477 | 588.5656 | 1285.9477
4524 | 561.5821 | 1246.5436 | 561.5821 | 1246.5436
4525 | 536.7976 | 1210.5971 | 536.7976 | 1210.5971
4526 | 525.2213 | 1184.5772 | 525.2213 | 1184.5772
4527 | 514.0509 | 1164.6536 | 514.0509 | 1164.6536
4528 | 505.6607 | 1150.7411 | 505.6607 | 1150.7411
4529 | 508.8857 | 1152.7447 | 508.8857 | 1152.7447
4530 | 519.914 | 1184.5054 | 519.914 | 1184.5054
4531 | 543.4221 | 1202.6207 | 543.4221 | 1202.6207
4532 | 580.68 | 1226.3955 | 580.68 | 1226.3955
4533 | 602.3109 | 1217.9831 | 602.3109 | 1217.9831
4534 | 625.3784 | 1214.4913 | 625.3784 | 1214.4913
4535 | 665.7169 | 1213.995 | 665.7169 | 1213.995
4536 | 664.5217 | 1216.5424 | 664.5217 | 1216.5424
4537 | 645.3873 | 1217.6724 | 645.3873 | 1217.6724
4538 | 655.1931 | 1219.9381 | 655.1931 | 1219.9381
4539 | 684.0493 | 1222.426 | 684.0493 | 1222.426
4540 | 714.3018 | 1192.8557 | 714.3018 | 1192.8557
4541 | 721.326 | 1206.1876 | 721.326 | 1206.1876
4542 | 706.449 | 1224.1219 | 706.449 | 1224.1219
4543 | 674.3476 | 1222.1398 | 674.3476 | 1222.1398
4544 | 658.632 | 1225.6354 | 658.632 | 1225.6354
4545 | 643.7199 | 1238.4553 | 643.7199 | 1238.4553
4546 | 625.8989 | 1238.2251 | 625.8989 | 1238.2251
4547 | 590.6067 | 1235.6451 | 590.6067 | 1235.6451
4548 | 560.1447 | 1235.1112 | 560.1447 | 1235.1112
4549 | 537.7814 | 1232.8207 | 537.7814 | 1232.8207
4550 | 524.4952 | 1236.5808 | 524.4952 | 1236.5808
4551 | 513.212 | 1254.0217 | 513.212 | 1254.0217
4552 | 504.3934 | 1282.66 | 504.3934 | 1282.66
4553 | 508.6752 | 1314.2206 | 508.6752 | 1314.2206
4554 | 521.5278 | 1362.154 | 521.5278 | 1362.154
4555 | 548.1739 | 1390.1124 | 548.1739 | 1390.1124
4556 | 587.6799 | 1415.9227 | 587.6799 | 1415.9227
4557 | 603.5756 | 1405.2795 | 603.5756 | 1405.2795
4558 | 625.0232 | 1400.5888 | 625.0232 | 1400.5888
4559 | 667.5292 | 1397.8618 | 667.5292 | 1397.8618
4560 | 659.9464 | 1396.3381 | 659.9464 | 1396.3381
4561 | 640.4318 | 1393.1461 | 640.4318 | 1393.1461
4562 | 651.2136 | 1390.6157 | 651.2136 | 1390.6157
4563 | 680.7617 | 1392.9364 | 680.7617 | 1392.9364
4564 | 708.7249 | 1365.8477 | 708.7249 | 1365.8477
4565 | 714.992 | 1384.9794 | 714.992 | 1384.9794
4566 | 706.2531 | 1408.1559 | 706.2531 | 1408.1559
4567 | 672.0495 | 1408.6834 | 672.0495 | 1408.6834
4568 | 656.4541 | 1413.5175 | 656.4541 | 1413.5175
4569 | 643.7441 | 1418.0837 | 643.7441 | 1418.0837
4570 | 623.0343 | 1394.5983 | 623.0343 | 1394.5983
4571 | 591.3884 | 1364.1901 | 591.3884 | 1364.1901
4572 | 561.1524 | 1344.1932 | 561.1524 | 1344.1932
4573 | 538.0609 | 1331.5298 | 538.0609 | 1331.5298
4574 | 522.3101 | 1328.068 | 522.3101 | 1328.068
4575 | 512.9085 | 1330.1449 | 512.9085 | 1330.1449
4576 | 506.1059 | 1336.8386 | 506.1059 | 1336.8386
4577 | 511.9081 | 1351.7245 | 511.9081 | 1351.7245
4578 | 524.2909 | 1387.0544 | 524.2909 | 1387.0544
4579 | 551.867 | 1401.1823 | 551.867 | 1401.1823
4580 | 590.9455 | 1421.2206 | 590.9455 | 1421.2206
4581 | 613.1612 | 1409.1275 | 613.1612 | 1409.1275
4582 | 630.2826 | 1400.7003 | 630.2826 | 1400.7003
4583 | 674.7317 | 1394.46 | 674.7317 | 1394.46
4584 | 670.5786 | 1390.3152 | 670.5786 | 1390.3152
4585 | 650.0529 | 1383.6934 | 650.0529 | 1383.6934
4586 | 657.3819 | 1376.4507 | 657.3819 | 1376.4507
4587 | 686.66 | 1374.7003 | 686.66 | 1374.7003
4588 | 717.4793 | 1343.5963 | 717.4793 | 1343.5963
4589 | 723.282 | 1354.7532 | 723.282 | 1354.7532
4590 | 708.5577 | 1368.4492 | 708.5577 | 1368.4492
4591 | 678.7042 | 1362.4518 | 678.7042 | 1362.4518
4592 | 660.1103 | 1360.6216 | 660.1103 | 1360.6216
4593 | 640.8894 | 1370.0954 | 640.8894 | 1370.0954
4594 | 620.1313 | 1361.6673 | 620.1313 | 1361.6673
4595 | 589.0016 | 1350.8337 | 589.0016 | 1350.8337
4596 | 561.2318 | 1349.9094 | 561.2318 | 1349.9094
4597 | 537.9229 | 1351.4947 | 537.9229 | 1351.4947
4598 | 523.4377 | 1359.4374 | 523.4377 | 1359.4374
4599 | 513.4344 | 1366.1709 | 513.4344 | 1366.1709
4600 | 505.6377 | 1373.8684 | 505.6377 | 1373.8684
4601 | 508.6565 | 1390.8178 | 508.6565 | 1390.8178
4602 | 518.6795 | 1429.187 | 518.6795 | 1429.187
4603 | 543.3387 | 1448.585 | 543.3387 | 1448.585
4604 | 575.4959 | 1473.0848 | 575.4959 | 1473.0848
4605 | 598.7509 | 1472.7029 | 598.7509 | 1472.7029
4606 | 619.7184 | 1478.6081 | 619.7184 | 1478.6081
4607 | 657.7517 | 1484.2742 | 657.7517 | 1484.2742
4608 | 661.8434 | 1493.8204 | 661.8434 | 1493.8204
4609 | 647.8851 | 1503.5108 | 647.8851 | 1503.5108
4610 | 655.8681 | 1514.2252 | 655.8681 | 1514.2252
4611 | 684.3397 | 1521.6766 | 684.3397 | 1521.6766
4612 | 716.8829 | 1494.8667 | 716.8829 | 1494.8667
4613 | 726.7216 | 1510.5409 | 726.7216 | 1510.5409
4614 | 713.2775 | 1526.6069 | 713.2775 | 1526.6069
4615 | 684.8398 | 1519.076 | 684.8398 | 1519.076
4616 | 666.381 | 1513.0631 | 666.381 | 1513.0631
4617 | 647.8058 | 1518.5775 | 647.8058 | 1518.5775
4618 | 625.7819 | 1506.9985 | 625.7819 | 1506.9985
4619 | 598.1735 | 1492.6793 | 598.1735 | 1492.6793
4620 | 574.2022 | 1487.1263 | 574.2022 | 1487.1263
4621 | 549.7535 | 1482.382 | 549.7535 | 1482.382
4622 | 531.9349 | 1482.7124 | 531.9349 | 1482.7124
4623 | 519.8029 | 1482.3076 | 519.8029 | 1482.3076
4624 | 512.7266 | 1483.7312 | 512.7266 | 1483.7312
4625 | 515.8103 | 1493.5981 | 515.8103 | 1493.5981
4626 | 523.0675 | 1524.9405 | 523.0675 | 1524.9405
4627 | 541.266 | 1537.5348 | 541.266 | 1537.5348
4628 | 568.4318 | 1555.6491 | 568.4318 | 1555.6491
4629 | 585.589 | 1548.7146 | 585.589 | 1548.7146
4630 | 604.3769 | 1549.4612 | 604.3769 | 1549.4612
4631 | 641.4958 | 1551.0841 | 641.4958 | 1551.0841
4632 | 641.3383 | 1555.667 | 641.3383 | 1555.667
4633 | 631.2893 | 1559.6412 | 631.2893 | 1559.6412
4634 | 640.8036 | 1564.8067 | 640.8036 | 1564.8067
4635 | 668.282 | 1567.1274 | 668.282 | 1567.1274
4636 | 697.0798 | 1534.8523 | 697.0798 | 1534.8523
4637 | 706.324 | 1545.1449 | 706.324 | 1545.1449
4638 | 690.1974 | 1557.112 | 690.1974 | 1557.112
4639 | 663.8857 | 1548.856 | 663.8857 | 1548.856
4640 | 648.0525 | 1544.0701 | 648.0525 | 1544.0701
4641 | 632.6249 | 1548.3854 | 632.6249 | 1548.3854
4642 | 613.8763 | 1536.8343 | 613.8763 | 1536.8343
4643 | 586.0215 | 1523.3517 | 586.0215 | 1523.3517
4644 | 561.4365 | 1517.2131 | 561.4365 | 1517.2131
4645 | 538.4788 | 1515.062 | 538.4788 | 1515.062
4646 | 524.7542 | 1522.1403 | 524.7542 | 1522.1403
4647 | 514.7911 | 1526.2248 | 514.7911 | 1526.2248
4648 | 506.9731 | 1529.9628 | 506.9731 | 1529.9628
4649 | 507.3772 | 1544.793 | 507.3772 | 1544.793
4650 | 513.8446 | 1581.5728 | 513.8446 | 1581.5728
4651 | 533.7597 | 1600.0507 | 533.7597 | 1600.0507
4652 | 556.241 | 1623.7696 | 556.241 | 1623.7696
4653 | 571.0689 | 1613.4053 | 571.0689 | 1613.4053
4654 | 599.4488 | 1605.257 | 599.4488 | 1605.257
4655 | 635.7351 | 1599.6858 | 635.7351 | 1599.6858
4656 | 637.3585 | 1594.8439 | 637.3585 | 1594.8439
4657 | 625.9956 | 1589.4491 | 625.9956 | 1589.4491
4658 | 636.1655 | 1584.437 | 636.1655 | 1584.437
4659 | 662.2086 | 1584.4712 | 662.2086 | 1584.4712
4660 | 691.6352 | 1553.5903 | 691.6352 | 1553.5903
4661 | 705.3438 | 1564.2454 | 705.3438 | 1564.2454
4662 | 688.39 | 1577.3836 | 688.39 | 1577.3836
4663 | 657.3231 | 1570.2151 | 657.3231 | 1570.2151
4664 | 645.6054 | 1567.4647 | 645.6054 | 1567.4647
4665 | 630.7756 | 1576.1857 | 630.7756 | 1576.1857
4666 | 605.2719 | 1565.7779 | 605.2719 | 1565.7779
4667 | 575.6519 | 1547.9732 | 575.6519 | 1547.9732
4668 | 550.3626 | 1536.1742 | 550.3626 | 1536.1742
4669 | 526.3069 | 1526.0483 | 526.3069 | 1526.0483
4670 | 511.2032 | 1524.2874 | 511.2032 | 1524.2874
4671 | 501.804 | 1529.0689 | 501.804 | 1529.0689
4672 | 494.8173 | 1537.7424 | 494.8173 | 1537.7424
4673 | 495.6895 | 1552.712 | 495.6895 | 1552.712
4674 | 506.8259 | 1586.2852 | 506.8259 | 1586.2852
4675 | 529.6887 | 1600.3295 | 529.6887 | 1600.3295
4676 | 559.3424 | 1621.511 | 559.3424 | 1621.511
4677 | 570.3494 | 1613.963 | 570.3494 | 1613.963
4678 | 589.0762 | 1609.7184 | 589.0762 | 1609.7184
4679 | 628.2019 | 1603.8405 | 628.2019 | 1603.8405
4680 | 632.6484 | 1597.465 | 632.6484 | 1597.465
4681 | 614.5774 | 1589.3654 | 614.5774 | 1589.3654
4682 | 619.9478 | 1582.29 | 619.9478 | 1582.29
4683 | 649.4988 | 1579.48 | 649.4988 | 1579.48
4684 | 676.9617 | 1548.0972 | 676.9617 | 1548.0972
4685 | 692.4496 | 1559.5887 | 692.4496 | 1559.5887
4686 | 676.0334 | 1572.8385 | 676.0334 | 1572.8385
4687 | 646.218 | 1563.997 | 646.218 | 1563.997
4688 | 634.333 | 1558.4303 | 634.333 | 1558.4303
4689 | 620.0608 | 1568.7407 | 620.0608 | 1568.7407
4690 | 599.2982 | 1563.7702 | 599.2982 | 1563.7702
4691 | 571.653 | 1553.9682 | 571.653 | 1553.9682
4692 | 543.5316 | 1552.1238 | 543.5316 | 1552.1238
4693 | 518.3446 | 1550.865 | 518.3446 | 1550.865
4694 | 503.7558 | 1554.653 | 503.7558 | 1554.653
4695 | 491.2762 | 1554.527 | 491.2762 | 1554.527
4696 | 486.5308 | 1553.8036 | 486.5308 | 1553.8036
4697 | 489.7718 | 1562.8897 | 489.7718 | 1562.8897
4698 | 504.1342 | 1593.4793 | 504.1342 | 1593.4793
4699 | 537.0967 | 1604.4005 | 537.0967 | 1604.4005
4700 | 582.2297 | 1618.9736 | 582.2297 | 1618.9736
4701 | 602.5138 | 1600.2999 | 602.5138 | 1600.2999
4702 | 619.9914 | 1583.0614 | 619.9914 | 1583.0614
4703 | 662.154 | 1563.8271 | 662.154 | 1563.8271
4704 | 657.9914 | 1544.3182 | 657.9914 | 1544.3182
4705 | 634.0535 | 1523.3084 | 634.0535 | 1523.3084
4706 | 647.7348 | 1504.8005 | 647.7348 | 1504.8005
4707 | 667.5565 | 1494.0157 | 667.5565 | 1494.0157
4708 | 703.828 | 1456.0802 | 703.828 | 1456.0802
4709 | 719.9717 | 1460.768 | 719.9717 | 1460.768
4710 | 710.4301 | 1465.6526 | 710.4301 | 1465.6526
4711 | 672.0487 | 1444.1239 | 672.0487 | 1444.1239
4712 | 658.8867 | 1418.0068 | 658.8867 | 1418.0068
4713 | 648.2088 | 1392.542 | 648.2088 | 1392.542
4714 | 613.5477 | 1340.3919 | 613.5477 | 1340.3919
4715 | 581.839 | 1283.7449 | 581.839 | 1283.7449
4716 | 551.8393 | 1244.5359 | 551.8393 | 1244.5359
4717 | 526.437 | 1218.9066 | 526.437 | 1218.9066
4718 | 514.1344 | 1208.418 | 514.1344 | 1208.418
4719 | 506.6798 | 1206.6747 | 506.6798 | 1206.6747
4720 | 498.3147 | 1217.8578 | 498.3147 | 1217.8578
4721 | 503.39 | 1246.5742 | 503.39 | 1246.5742
4722 | 521.0842 | 1298.9969 | 521.0842 | 1298.9969
4723 | 551.5367 | 1333.2849 | 551.5367 | 1333.2849
4724 | 604.6362 | 1374.3198 | 604.6362 | 1374.3198
4725 | 617.3947 | 1384.0041 | 617.3947 | 1384.0041
4726 | 634.6952 | 1394.6216 | 634.6952 | 1394.6216
4727 | 676.9797 | 1403.7732 | 676.9797 | 1403.7732
4728 | 673.9467 | 1413.3473 | 673.9467 | 1413.3473
4729 | 649.4502 | 1417.6003 | 649.4502 | 1417.6003
4730 | 656.3365 | 1418.4718 | 656.3365 | 1418.4718
4731 | 680.4002 | 1420.1232 | 680.4002 | 1420.1232
4732 | 720.1676 | 1390.3577 | 720.1676 | 1390.3577
4733 | 738.3644 | 1400.7896 | 738.3644 | 1400.7896
4734 | 727.5171 | 1411.9203 | 727.5171 | 1411.9203
4735 | 691.977 | 1400.9596 | 691.977 | 1400.9596
4736 | 672.3118 | 1391.043 | 672.3118 | 1391.043
4737 | 656.0212 | 1387.272 | 656.0212 | 1387.272
4738 | 630.3234 | 1361.751 | 630.3234 | 1361.751
4739 | 598.4837 | 1329.363 | 598.4837 | 1329.363
4740 | 562.3565 | 1306.1595 | 562.3565 | 1306.1595
4741 | 537.1646 | 1290.2616 | 537.1646 | 1290.2616
4742 | 527.667 | 1287.5805 | 527.667 | 1287.5805
4743 | 518.7804 | 1293.6727 | 518.7804 | 1293.6727
4744 | 516.0749 | 1302.1509 | 516.0749 | 1302.1509
4745 | 520.2444 | 1317.3715 | 520.2444 | 1317.3715
4746 | 537.4739 | 1354.0677 | 537.4739 | 1354.0677
4747 | 568.764 | 1371.0398 | 568.764 | 1371.0398
4748 | 610.1935 | 1393.9222 | 610.1935 | 1393.9222
4749 | 628.4176 | 1386.9319 | 628.4176 | 1386.9319
4750 | 646.8838 | 1383.1613 | 646.8838 | 1383.1613
4751 | 679.5264 | 1379.6257 | 679.5264 | 1379.6257
4752 | 670.8153 | 1376.4847 | 670.8153 | 1376.4847
4753 | 651.4539 | 1372.735 | 651.4539 | 1372.735
4754 | 662.1554 | 1371.9335 | 662.1554 | 1371.9335
4755 | 683.3009 | 1374.6724 | 683.3009 | 1374.6724
4756 | 719.1372 | 1345.7155 | 719.1372 | 1345.7155
4757 | 734.6762 | 1358.3224 | 734.6762 | 1358.3224
4758 | 717.4486 | 1372.3529 | 717.4486 | 1372.3529
4759 | 682.5485 | 1363.3441 | 682.5485 | 1363.3441
4760 | 668.5245 | 1356.8573 | 668.5245 | 1356.8573
4761 | 658.0439 | 1363.236 | 658.0439 | 1363.236
4762 | 626.9678 | 1353.3858 | 626.9678 | 1353.3858
4763 | 594.3176 | 1342.0224 | 594.3176 | 1342.0224
4764 | 563.8705 | 1341.4605 | 563.8705 | 1341.4605
4765 | 542.404 | 1342.3767 | 542.404 | 1342.3767
4766 | 529.848 | 1347.6704 | 529.848 | 1347.6704
4767 | 520.8982 | 1352.5357 | 520.8982 | 1352.5357
4768 | 515.1077 | 1356.1621 | 515.1077 | 1356.1621
4769 | 518.8287 | 1366.0569 | 518.8287 | 1366.0569
4770 | 532.8665 | 1396.1167 | 532.8665 | 1396.1167
4771 | 559.2196 | 1407.9024 | 559.2196 | 1407.9024
4772 | 592.761 | 1422.1687 | 592.761 | 1422.1687
4773 | 612.6054 | 1404.8334 | 612.6054 | 1404.8334
4774 | 633.8203 | 1395.0399 | 633.8203 | 1395.0399
4775 | 672.849 | 1391.8389 | 672.849 | 1391.8389
4776 | 674.4008 | 1396.6727 | 674.4008 | 1396.6727
4777 | 656.7587 | 1400.7863 | 656.7587 | 1400.7863
4778 | 665.7973 | 1403.3029 | 665.7973 | 1403.3029
4779 | 688.1726 | 1404.8149 | 688.1726 | 1404.8149
4780 | 724.5621 | 1371.313 | 724.5621 | 1371.313
4781 | 742.9671 | 1380.4901 | 742.9671 | 1380.4901
4782 | 727.302 | 1393.2938 | 727.302 | 1393.2938
4783 | 700.0889 | 1383.2811 | 700.0889 | 1383.2811
4784 | 677.6598 | 1375.1491 | 677.6598 | 1375.1491
4785 | 663.237 | 1371.6848 | 663.237 | 1371.6848
4786 | 642.5913 | 1342.288 | 642.5913 | 1342.288
4787 | 604.6891 | 1302.8454 | 604.6891 | 1302.8454
4788 | 573.41 | 1262.5768 | 573.41 | 1262.5768
4789 | 551.3354 | 1215.3653 | 551.3354 | 1215.3653
4790 | 536.8815 | 1171.6391 | 536.8815 | 1171.6391
4791 | 527.2875 | 1133.3678 | 527.2875 | 1133.3678
4792 | 521.4417 | 1106.6566 | 521.4417 | 1106.6566
4793 | 525.3082 | 1098.4546 | 525.3082 | 1098.4546
4794 | 537.0554 | 1119.7031 | 537.0554 | 1119.7031
4795 | 557.6359 | 1129.0908 | 557.6359 | 1129.0908
4796 | 582.3139 | 1148.906 | 582.3139 | 1148.906
4797 | 598.7576 | 1147.2136 | 598.7576 | 1147.2136
4798 | 618.4196 | 1160.2849 | 618.4196 | 1160.2849
4799 | 658.9233 | 1179.7536 | 658.9233 | 1179.7536
4800 | 664.6733 | 1202.1822 | 664.6733 | 1202.1822
4801 | 649.2568 | 1220.405 | 649.2568 | 1220.405
4802 | 647.2377 | 1236.8078 | 647.2377 | 1236.8078
4803 | 666.4234 | 1247.6052 | 666.4234 | 1247.6052
4804 | 705.7782 | 1218.8435 | 705.7782 | 1218.8435
4805 | 721.8211 | 1220.8266 | 721.8211 | 1220.8266
4806 | 708.8679 | 1216.649 | 708.8679 | 1216.649
4807 | 682.0982 | 1192.8338 | 682.0982 | 1192.8338
4808 | 661.2897 | 1176.727 | 661.2897 | 1176.727
4809 | 648.3316 | 1173.4021 | 648.3316 | 1173.4021
4810 | 628.2303 | 1150.5301 | 628.2303 | 1150.5301
4811 | 598.5424 | 1127.6784 | 598.5424 | 1127.6784
4812 | 571.4136 | 1121.01 | 571.4136 | 1121.01
4813 | 547.3203 | 1120.4483 | 547.3203 | 1120.4483
4814 | 534.2959 | 1127.1084 | 534.2959 | 1127.1084
4815 | 525.388 | 1137.4668 | 525.388 | 1137.4668
4816 | 518.5952 | 1149.5421 | 518.5952 | 1149.5421
4817 | 520.265 | 1166.9097 | 520.265 | 1166.9097
4818 | 529.6128 | 1203.9963 | 529.6128 | 1203.9963
4819 | 548.1703 | 1221.4145 | 548.1703 | 1221.4145
4820 | 571.0563 | 1244.7989 | 571.0563 | 1244.7989
4821 | 587.0016 | 1239.147 | 587.0016 | 1239.147
4822 | 611.1363 | 1240.9811 | 611.1363 | 1240.9811
4823 | 647.5397 | 1247.4279 | 647.5397 | 1247.4279
4824 | 649.9227 | 1255.4963 | 649.9227 | 1255.4963
4825 | 629.6333 | 1262.9281 | 629.6333 | 1262.9281
4826 | 642.6134 | 1270.5195 | 642.6134 | 1270.5195
4827 | 664.4651 | 1280.5919 | 664.4651 | 1280.5919
4828 | 703.0726 | 1261.9242 | 703.0726 | 1261.9242
4829 | 717.5887 | 1288.8635 | 717.5887 | 1288.8635
4830 | 698.8882 | 1319.5686 | 698.8882 | 1319.5686
4831 | 671.8784 | 1326.9834 | 671.8784 | 1326.9834
4832 | 656.612 | 1336.251 | 656.612 | 1336.251
4833 | 643.8276 | 1359.6947 | 643.8276 | 1359.6947
4834 | 622.6201 | 1364.9019 | 622.6201 | 1364.9019
4835 | 592.9493 | 1361.8757 | 592.9493 | 1361.8757
4836 | 562.0708 | 1365.134 | 562.0708 | 1365.134
4837 | 538.0909 | 1367.3328 | 538.0909 | 1367.3328
4838 | 526.0179 | 1371.3997 | 526.0179 | 1371.3997
4839 | 515.7961 | 1370.1862 | 515.7961 | 1370.1862
4840 | 511.6211 | 1365.1408 | 511.6211 | 1365.1408
4841 | 515.6135 | 1368.3991 | 515.6135 | 1368.3991
4842 | 525.9213 | 1396.4792 | 525.9213 | 1396.4792
4843 | 554.7659 | 1410.1331 | 554.7659 | 1410.1331
4844 | 585.5473 | 1434.4655 | 585.5473 | 1434.4655
4845 | 598.0733 | 1433.4423 | 598.0733 | 1433.4423
4846 | 615.8002 | 1441.9686 | 615.8002 | 1441.9686
4847 | 657.52 | 1457.171 | 657.52 | 1457.171
4848 | 653.8446 | 1475.166 | 653.8446 | 1475.166
4849 | 628.4146 | 1488.4256 | 628.4146 | 1488.4256
4850 | 634.6835 | 1500.3669 | 634.6835 | 1500.3669
4851 | 659.2041 | 1514.3431 | 659.2041 | 1514.3431
4852 | 697.7335 | 1495.5081 | 697.7335 | 1495.5081
4853 | 712.5819 | 1515.8946 | 712.5819 | 1515.8946
4854 | 703.403 | 1533.1876 | 703.403 | 1533.1876
4855 | 674.8501 | 1524.8479 | 674.8501 | 1524.8479
4856 | 659.5923 | 1517.3294 | 659.5923 | 1517.3294
4857 | 644.2704 | 1520.6688 | 644.2704 | 1520.6688
4858 | 622.6654 | 1506.8033 | 622.6654 | 1506.8033
4859 | 591.9032 | 1489.4169 | 591.9032 | 1489.4169
4860 | 560.6115 | 1480.8803 | 560.6115 | 1480.8803
4861 | 538.5184 | 1474.6581 | 538.5184 | 1474.6581
4862 | 525.1711 | 1473.5943 | 525.1711 | 1473.5943
4863 | 512.5167 | 1470.903 | 512.5167 | 1470.903
4864 | 510.1979 | 1468.2277 | 510.1979 | 1468.2277
4865 | 514.0215 | 1474.163 | 514.0215 | 1474.163
4866 | 530.6145 | 1502.6334 | 530.6145 | 1502.6334
4867 | 566.0982 | 1514.3075 | 566.0982 | 1514.3075
4868 | 608.3979 | 1533.3141 | 608.3979 | 1533.3141
4869 | 628.2668 | 1524.7623 | 628.2668 | 1524.7623
4870 | 644.3705 | 1521.3821 | 644.3705 | 1521.3821
4871 | 680.2529 | 1516.3686 | 680.2529 | 1516.3686
4872 | 672.3978 | 1510.5229 | 672.3978 | 1510.5229
4873 | 649.4988 | 1501.7262 | 649.4988 | 1501.7262
4874 | 657.949 | 1494.0094 | 657.949 | 1494.0094
4875 | 677.1429 | 1490.0283 | 677.1429 | 1490.0283
4876 | 720.082 | 1455.8013 | 720.082 | 1455.8013
4877 | 736.1867 | 1464.142 | 736.1867 | 1464.142
4878 | 721.9347 | 1472.1496 | 721.9347 | 1472.1496
4879 | 694.095 | 1456.3371 | 694.095 | 1456.3371
4880 | 676.8835 | 1443.0187 | 676.8835 | 1443.0187
4881 | 663.477 | 1432.5555 | 663.477 | 1432.5555
4882 | 636.4103 | 1399.478 | 636.4103 | 1399.478
4883 | 594.494 | 1363.7718 | 594.494 | 1363.7718
4884 | 563.969 | 1339.9827 | 563.969 | 1339.9827
4885 | 540.4335 | 1320.683 | 540.4335 | 1320.683
4886 | 527.0384 | 1309.4694 | 527.0384 | 1309.4694
4887 | 515.2725 | 1305.1051 | 515.2725 | 1305.1051
4888 | 511.2983 | 1307.9508 | 511.2983 | 1307.9508
4889 | 514.2278 | 1322.5022 | 514.2278 | 1322.5022
4890 | 527.1602 | 1361.1223 | 527.1602 | 1361.1223
4891 | 563.0567 | 1382.751 | 563.0567 | 1382.751
4892 | 602.902 | 1409.9834 | 602.902 | 1409.9834
4893 | 622.0149 | 1406.7853 | 622.0149 | 1406.7853
4894 | 636.6291 | 1407.8107 | 636.6291 | 1407.8107
4895 | 674.0169 | 1408.2904 | 674.0169 | 1408.2904
4896 | 670.4258 | 1408.6907 | 670.4258 | 1408.6907
4897 | 643.8209 | 1406.6419 | 643.8209 | 1406.6419
4898 | 652.4443 | 1405.6451 | 652.4443 | 1405.6451
4899 | 671.8269 | 1409.5831 | 671.8269 | 1409.5831
4900 | 714.1751 | 1383.1636 | 714.1751 | 1383.1636
4901 | 734.9958 | 1396.8301 | 734.9958 | 1396.8301
4902 | 724.4464 | 1408.3232 | 724.4464 | 1408.3232
4903 | 693.0791 | 1395.5501 | 693.0791 | 1395.5501
4904 | 672.9157 | 1386.3864 | 672.9157 | 1386.3864
4905 | 651.4231 | 1397.1708 | 651.4231 | 1397.1708
4906 | 627.2271 | 1397.0242 | 627.2271 | 1397.0242
4907 | 590.0193 | 1394.8903 | 590.0193 | 1394.8903
4908 | 561.388 | 1404.0879 | 561.388 | 1404.0879
4909 | 536.0972 | 1416.0182 | 536.0972 | 1416.0182
4910 | 526.2418 | 1430.5694 | 526.2418 | 1430.5694
4911 | 516.9896 | 1436.801 | 516.9896 | 1436.801
4912 | 510.6583 | 1444.5543 | 510.6583 | 1444.5543
4913 | 516.6766 | 1466.3833 | 516.6766 | 1466.3833
4914 | 531.4954 | 1507.6246 | 531.4954 | 1507.6246
4915 | 562.4508 | 1525.3217 | 562.4508 | 1525.3217
4916 | 601.4977 | 1544.7186 | 601.4977 | 1544.7186
4917 | 621.3786 | 1529.4468 | 621.3786 | 1529.4468
4918 | 636.4361 | 1515.4149 | 636.4361 | 1515.4149
4919 | 673.3675 | 1499.3315 | 673.3675 | 1499.3315
4920 | 673.5191 | 1482.6947 | 673.5191 | 1482.6947
4921 | 647.6715 | 1463.3579 | 647.6715 | 1463.3579
4922 | 654.9027 | 1446.2163 | 654.9027 | 1446.2163
4923 | 675.7049 | 1436.993 | 675.7049 | 1436.993
4924 | 711.2543 | 1400.368 | 711.2543 | 1400.368
4925 | 728.0539 | 1407.5097 | 728.0539 | 1407.5097
4926 | 713.9415 | 1417.8038 | 713.9415 | 1417.8038
4927 | 681.2288 | 1408.3209 | 681.2288 | 1408.3209
4928 | 663.3372 | 1403.6187 | 663.3372 | 1403.6187
4929 | 647.2338 | 1411.9771 | 647.2338 | 1411.9771
4930 | 618.7954 | 1404.4134 | 618.7954 | 1404.4134
4931 | 589.993 | 1394.0259 | 589.993 | 1394.0259
4932 | 563.5013 | 1392.7112 | 563.5013 | 1392.7112
4933 | 541.2014 | 1394.5476 | 541.2014 | 1394.5476
4934 | 525.859 | 1404.7767 | 525.859 | 1404.7767
4935 | 515.7709 | 1415.4419 | 515.7709 | 1415.4419
4936 | 510.4277 | 1427.2662 | 510.4277 | 1427.2662
4937 | 513.9531 | 1446.5578 | 513.9531 | 1446.5578
4938 | 524.2133 | 1484.8992 | 524.2133 | 1484.8992
4939 | 550.0344 | 1501.8434 | 550.0344 | 1501.8434
4940 | 582.817 | 1521.8259 | 582.817 | 1521.8259
4941 | 604.3557 | 1515.6163 | 604.3557 | 1515.6163
4942 | 622.4791 | 1517.8687 | 622.4791 | 1517.8687
4943 | 657.4649 | 1523.3117 | 657.4649 | 1523.3117
4944 | 656.1099 | 1532.4675 | 656.1099 | 1532.4675
4945 | 637.8949 | 1539.5647 | 637.8949 | 1539.5647
4946 | 641.988 | 1545.6783 | 641.988 | 1545.6783
4947 | 662.9842 | 1548.25 | 662.9842 | 1548.25
4948 | 697.4656 | 1516.1701 | 697.4656 | 1516.1701
4949 | 712.3407 | 1526.4068 | 712.3407 | 1526.4068
4950 | 708.4941 | 1538.9317 | 708.4941 | 1538.9317
4951 | 673.5872 | 1531.9026 | 673.5872 | 1531.9026
4952 | 653.5725 | 1529.3753 | 653.5725 | 1529.3753
4953 | 636.1929 | 1537.427 | 636.1929 | 1537.427
4954 | 614.5203 | 1526.6567 | 614.5203 | 1526.6567
4955 | 585.1297 | 1509.6607 | 585.1297 | 1509.6607
4956 | 554.8095 | 1501.2077 | 554.8095 | 1501.2077
4957 | 530.4455 | 1489.7434 | 530.4455 | 1489.7434
4958 | 515.7737 | 1487.7594 | 515.7737 | 1487.7594
4959 | 506.3579 | 1490.2545 | 506.3579 | 1490.2545
4960 | 500.5665 | 1494.9127 | 500.5665 | 1494.9127
4961 | 505.667 | 1510.1054 | 505.667 | 1510.1054
4962 | 514.588 | 1546.0208 | 514.588 | 1546.0208
4963 | 539.0567 | 1563.2996 | 539.0567 | 1563.2996
4964 | 559.2777 | 1586.1263 | 559.2777 | 1586.1263
4965 | 579.2241 | 1575.8457 | 579.2241 | 1575.8457
4966 | 599.938 | 1566.7771 | 599.938 | 1566.7771
4967 | 632.3082 | 1557.9435 | 632.3082 | 1557.9435
4968 | 635.3715 | 1550.4527 | 635.3715 | 1550.4527
4969 | 620.9018 | 1541.3214 | 620.9018 | 1541.3214
4970 | 631.7925 | 1533.6882 | 631.7925 | 1533.6882
4971 | 648.2645 | 1531.6033 | 648.2645 | 1531.6033
4972 | 681.7969 | 1501.1964 | 681.7969 | 1501.1964
4973 | 701.1705 | 1513.1062 | 701.1705 | 1513.1062
4974 | 689.1111 | 1525.7425 | 689.1111 | 1525.7425
4975 | 665.5274 | 1514.6703 | 665.5274 | 1514.6703
4976 | 648.8205 | 1505.172 | 648.8205 | 1505.172
4977 | 634.7746 | 1507.3681 | 634.7746 | 1507.3681
4978 | 614.9881 | 1492.0527 | 614.9881 | 1492.0527
4979 | 583.6884 | 1473.3836 | 583.6884 | 1473.3836
4980 | 553.1424 | 1462.923 | 553.1424 | 1462.923
4981 | 533.9411 | 1454.5259 | 533.9411 | 1454.5259
4982 | 521.1851 | 1453.1275 | 521.1851 | 1453.1275
4983 | 509.2596 | 1453.5313 | 509.2596 | 1453.5313
4984 | 506.4485 | 1458.1895 | 506.4485 | 1458.1895
4985 | 507.5094 | 1473.1313 | 507.5094 | 1473.1313
4986 | 515.8798 | 1509.7717 | 515.8798 | 1509.7717
4987 | 540.661 | 1526.6601 | 540.661 | 1526.6601
4988 | 559.0028 | 1547.507 | 559.0028 | 1547.507
4989 | 576.9993 | 1535.0793 | 576.9993 | 1535.0793
4990 | 602.6298 | 1523.6128 | 602.6298 | 1523.6128
4991 | 637.7117 | 1509.6207 | 637.7117 | 1509.6207
4992 | 636.1194 | 1495.3819 | 636.1194 | 1495.3819
4993 | 627.6063 | 1478.7219 | 627.6063 | 1478.7219
4994 | 632.4925 | 1464.313 | 632.4925 | 1464.313
4995 | 649.9778 | 1458.2964 | 649.9778 | 1458.2964
4996 | 684.6351 | 1430.5663 | 684.6351 | 1430.5663
4997 | 710.3554 | 1450.2279 | 710.3554 | 1450.2279
4998 | 697.1014 | 1471.0342 | 697.1014 | 1471.0342
4999 | 663.4329 | 1467.7695 | 663.4329 | 1467.7695
5000 | 645.2052 | 1465.8556 | 645.2052 | 1465.8556
5001 | 637.7503 | 1475.7756 | 637.7503 | 1475.7756
5002 | 617.9747 | 1466.0091 | 617.9747 | 1466.0091
5003 | 588.4499 | 1447.8419 | 588.4499 | 1447.8419
5004 | 557.7815 | 1436.8794 | 557.7815 | 1436.8794
5005 | 533.8533 | 1427.8131 | 533.8533 | 1427.8131
5006 | 518.7013 | 1426.7493 | 518.7013 | 1426.7493
5007 | 510.9435 | 1424.2811 | 510.9435 | 1424.2811
5008 | 506.165 | 1425.3422 | 506.165 | 1425.3422
5009 | 509.314 | 1440.8695 | 509.314 | 1440.8695
5010 | 520.1709 | 1480.0752 | 520.1709 | 1480.0752
5011 | 542.1506 | 1501.453 | 542.1506 | 1501.453
5012 | 568.1047 | 1528.7969 | 568.1047 | 1528.7969
5013 | 585.9711 | 1528.5545 | 585.9711 | 1528.5545
5014 | 604.3347 | 1535.0173 | 604.3347 | 1535.0173
5015 | 636.1212 | 1540.8507 | 636.1212 | 1540.8507
5016 | 634.1383 | 1547.023 | 634.1383 | 1547.023
5017 | 617.9447 | 1551.9452 | 617.9447 | 1551.9452
5018 | 620.6032 | 1557.7521 | 620.6032 | 1557.7521
5019 | 636.8526 | 1564.0602 | 636.8526 | 1564.0602
5020 | 676.1365 | 1535.1312 | 676.1365 | 1535.1312
5021 | 703.6774 | 1546.2602 | 703.6774 | 1546.2602
5022 | 692.6773 | 1556.3591 | 692.6773 | 1556.3591
5023 | 659.587 | 1541.7177 | 659.587 | 1541.7177
5024 | 646.4167 | 1527.0888 | 646.4167 | 1527.0888
5025 | 634.1509 | 1522.4255 | 634.1509 | 1522.4255
5026 | 613.002 | 1498.215 | 613.002 | 1498.215
5027 | 585.7476 | 1468.5876 | 585.7476 | 1468.5876
5028 | 554.1623 | 1448.5349 | 554.1623 | 1448.5349
5029 | 531.9929 | 1431.3265 | 531.9929 | 1431.3265
5030 | 521.4971 | 1423.2359 | 521.4971 | 1423.2359
5031 | 509.0904 | 1418.8158 | 509.0904 | 1418.8158
5032 | 503.2828 | 1420.3789 | 503.2828 | 1420.3789
5033 | 510.2022 | 1436.5754 | 510.2022 | 1436.5754
5034 | 523.6757 | 1478.3186 | 523.6757 | 1478.3186
5035 | 554.032 | 1503.6001 | 554.032 | 1503.6001
5036 | 590.3191 | 1533.2583 | 590.3191 | 1533.2583
5037 | 608.4065 | 1531.7333 | 608.4065 | 1531.7333
5038 | 624.5977 | 1530.054 | 624.5977 | 1530.054
5039 | 663.9032 | 1521.4435 | 663.9032 | 1521.4435
5040 | 659.5559 | 1511.694 | 659.5559 | 1511.694
5041 | 636.9605 | 1501.2243 | 636.9605 | 1501.2243
5042 | 638.2131 | 1493.2007 | 638.2131 | 1493.2007
5043 | 662.0878 | 1487.8533 | 662.0878 | 1487.8533
5044 | 699.2043 | 1454.909 | 699.2043 | 1454.909
5045 | 727.1486 | 1468.5755 | 727.1486 | 1468.5755
5046 | 721.2575 | 1485.5618 | 721.2575 | 1485.5618
5047 | 680.5426 | 1482.4922 | 680.5426 | 1482.4922
5048 | 664.9187 | 1485.1234 | 664.9187 | 1485.1234
5049 | 647.5513 | 1498.6404 | 647.5513 | 1498.6404
5050 | 625.3883 | 1490.9652 | 625.3883 | 1490.9652
5051 | 588.1202 | 1475.7538 | 588.1202 | 1475.7538
5052 | 558.8427 | 1467.9421 | 558.8427 | 1467.9421
5053 | 531.6792 | 1461.246 | 531.6792 | 1461.246
5054 | 520.3614 | 1460.2379 | 520.3614 | 1460.2379
5055 | 512.0315 | 1458.5504 | 512.0315 | 1458.5504
5056 | 507.0812 | 1459.4722 | 507.0812 | 1459.4722
5057 | 511.6399 | 1469.5063 | 511.6399 | 1469.5063
5058 | 528.1557 | 1496.6383 | 528.1557 | 1496.6383
5059 | 556.7309 | 1497.2983 | 556.7309 | 1497.2983
5060 | 597.6291 | 1494.9737 | 597.6291 | 1494.9737
5061 | 614.6649 | 1464.4214 | 614.6649 | 1464.4214
5062 | 630.9312 | 1445.3983 | 630.9312 | 1445.3983
5063 | 668.0712 | 1429.9562 | 668.0712 | 1429.9562
5064 | 660.5855 | 1419.3702 | 660.5855 | 1419.3702
5065 | 636.4348 | 1407.8688 | 636.4348 | 1407.8688
5066 | 640.2672 | 1398.2838 | 640.2672 | 1398.2838
5067 | 657.5885 | 1393.4662 | 657.5885 | 1393.4662
5068 | 694.0498 | 1357.9565 | 694.0498 | 1357.9565
5069 | 723.9145 | 1367.5241 | 723.9145 | 1367.5241
5070 | 709.235 | 1382.5306 | 709.235 | 1382.5306
5071 | 676.834 | 1377.8717 | 676.834 | 1377.8717
5072 | 660.6834 | 1376.5433 | 660.6834 | 1376.5433
5073 | 642.2741 | 1386.1566 | 642.2741 | 1386.1566
5074 | 617.8055 | 1381.2976 | 617.8055 | 1381.2976
5075 | 583.1438 | 1376.8494 | 583.1438 | 1376.8494
5076 | 550.3075 | 1381.9759 | 550.3075 | 1381.9759
5077 | 528.5203 | 1389.5842 | 528.5203 | 1389.5842
5078 | 513.9818 | 1404.9162 | 513.9818 | 1404.9162
5079 | 506.8134 | 1420.3215 | 506.8134 | 1420.3215
5080 | 500.2382 | 1437.4717 | 500.2382 | 1437.4717
5081 | 505.2841 | 1462.87 | 505.2841 | 1462.87
5082 | 519.4589 | 1507.9034 | 519.4589 | 1507.9034
5083 | 550.1736 | 1532.0417 | 550.1736 | 1532.0417
5084 | 588.5117 | 1558.4654 | 588.5117 | 1558.4654
5085 | 607.9903 | 1553.0366 | 607.9903 | 1553.0366
5086 | 625.9774 | 1550.3535 | 625.9774 | 1550.3535
5087 | 665.1241 | 1547.8774 | 665.1241 | 1547.8774
5088 | 660.6245 | 1548.222 | 660.6245 | 1548.222
5089 | 640.2173 | 1547.8741 | 640.2173 | 1547.8741
5090 | 644.97 | 1547.8254 | 644.97 | 1547.8254
5091 | 663.3324 | 1545.4895 | 663.3324 | 1545.4895
5092 | 694.6338 | 1507.9443 | 694.6338 | 1507.9443
5093 | 716.9209 | 1511.712 | 716.9209 | 1511.712
5094 | 709.3967 | 1517.712 | 709.3967 | 1517.712
5095 | 678.9332 | 1503.4052 | 678.9332 | 1503.4052
5096 | 662.4022 | 1493.879 | 662.4022 | 1493.879
5097 | 641.6242 | 1506.5037 | 641.6242 | 1506.5037
5098 | 620.8334 | 1508.7552 | 620.8334 | 1508.7552
5099 | 587.5391 | 1505.5896 | 587.5391 | 1505.5896
5100 | 559.6374 | 1509.6286 | 559.6374 | 1509.6286
5101 | 534.4751 | 1513.6399 | 534.4751 | 1513.6399
5102 | 523.496 | 1521.4432 | 523.496 | 1521.4432
5103 | 511.8232 | 1518.4452 | 511.8232 | 1518.4452
5104 | 505.058 | 1509.8863 | 505.058 | 1509.8863
5105 | 508.7271 | 1511.3601 | 508.7271 | 1511.3601
5106 | 522.6848 | 1536.0383 | 522.6848 | 1536.0383
5107 | 545.0515 | 1544.1154 | 545.0515 | 1544.1154
5108 | 574.2671 | 1558.8558 | 574.2671 | 1558.8558
5109 | 599.079 | 1545.5358 | 599.079 | 1545.5358
5110 | 615.5293 | 1538.8653 | 615.5293 | 1538.8653
5111 | 650.6949 | 1534.7441 | 650.6949 | 1534.7441
5112 | 654.921 | 1533.3877 | 654.921 | 1533.3877
5113 | 635.3901 | 1529.9726 | 635.3901 | 1529.9726
5114 | 641.5474 | 1526.1317 | 641.5474 | 1526.1317
5115 | 654.4936 | 1523.9909 | 654.4936 | 1523.9909
5116 | 686.552 | 1487.589 | 686.552 | 1487.589
5117 | 712.3129 | 1490.6317 | 712.3129 | 1490.6317
5118 | 706.148 | 1495.8788 | 706.148 | 1495.8788
5119 | 680.5296 | 1480.2615 | 680.5296 | 1480.2615
5120 | 663.3108 | 1467.3335 | 663.3108 | 1467.3335
5121 | 648.6237 | 1465.7653 | 648.6237 | 1465.7653
5122 | 627.1263 | 1447.4663 | 627.1263 | 1447.4663
5123 | 593.9849 | 1426.9011 | 593.9849 | 1426.9011
5124 | 563.1914 | 1295.4601 | 563.1914 | 1295.4601
5125 | 539.3691 | 1290.7899 | 539.3691 | 1290.7899
5126 | 527.6897 | 1293.8838 | 527.6897 | 1293.8838
5127 | 517.0157 | 1292.0518 | 517.0157 | 1292.0518
5128 | 510.6338 | 1283.398 | 510.6338 | 1283.398
5129 | 513.2567 | 1290.8525 | 513.2567 | 1290.8525
5130 | 524.0966 | 1318.0624 | 524.0966 | 1318.0624
5131 | 540.4557 | 1329.8172 | 540.4557 | 1329.8172
5132 | 563.695 | 1346.7211 | 563.695 | 1346.7211
5133 | 583.3857 | 1343.2104 | 583.3857 | 1343.2104
5134 | 606.2737 | 1343.811 | 606.2737 | 1343.811
5135 | 642.6783 | 1346.3309 | 642.6783 | 1346.3309
5136 | 647.9027 | 1355.6056 | 647.9027 | 1355.6056
5137 | 633.6796 | 1355.4246 | 633.6796 | 1355.4246
5138 | 632.3732 | 1358.2796 | 632.3732 | 1358.2796
5139 | 650.2264 | 1360.961 | 650.2264 | 1360.961
5140 | 682.4673 | 1331.7708 | 682.4673 | 1331.7708
5141 | 708.1812 | 1344.0962 | 708.1812 | 1344.0962
5142 | 699.0165 | 1362.8627 | 699.0165 | 1362.8627
5143 | 674.3927 | 1356.2788 | 674.3927 | 1356.2788
5144 | 659.2016 | 1352.6736 | 659.2016 | 1352.6736
5145 | 643.7795 | 1356.1389 | 643.7795 | 1356.1389
5146 | 627.0363 | 1342.157 | 627.0363 | 1342.157
5147 | 599.2358 | 1321.4729 | 599.2358 | 1321.4729
5148 | 570.7415 | 1311.9203 | 570.7415 | 1311.9203
5149 | 546.8608 | 1303.7902 | 546.8608 | 1303.7902
5150 | 532.9091 | 1303.0171 | 532.9091 | 1303.0171
5151 | 522.0917 | 1302.2027 | 522.0917 | 1302.2027
5152 | 518.8825 | 1300.7487 | 518.8825 | 1300.7487
5153 | 518.0454 | 1318.2268 | 518.0454 | 1318.2268
5154 | 526.8679 | 1353.705 | 526.8679 | 1353.705
5155 | 546.0162 | 1371.5401 | 546.0162 | 1371.5401
5156 | 570.1841 | 1392.6672 | 570.1841 | 1392.6672
5157 | 588.4038 | 1388.0371 | 588.4038 | 1388.0371
5158 | 607.8779 | 1383.2443 | 607.8779 | 1383.2443
5159 | 644.3312 | 1378.6662 | 644.3312 | 1378.6662
5160 | 644.2966 | 1381.2245 | 644.2966 | 1381.2245
5161 | 636.0158 | 1375.8281 | 636.0158 | 1375.8281
5162 | 635.8883 | 1374.2564 | 635.8883 | 1374.2564
5163 | 646.1415 | 1372.3585 | 646.1415 | 1372.3585
5164 | 679.8226 | 1336.3247 | 679.8226 | 1336.3247
5165 | 713.245 | 1338.7027 | 713.245 | 1338.7027
5166 | 701.4827 | 1345.8428 | 701.4827 | 1345.8428
5167 | 677.4156 | 1327.6579 | 677.4156 | 1327.6579
5168 | 656.7984 | 1313.0369 | 656.7984 | 1313.0369
5169 | 644.6703 | 1305.3082 | 644.6703 | 1305.3082
5170 | 624.6602 | 1286.2635 | 624.6602 | 1286.2635
5171 | 593.9567 | 1267.055 | 593.9567 | 1267.055
5172 | 567.5239 | 1258.2657 | 567.5239 | 1258.2657
5173 | 545.5978 | 1250.0338 | 545.5978 | 1250.0338
5174 | 530.5569 | 1248.2684 | 530.5569 | 1248.2684
5175 | 520.6616 | 1242.2387 | 520.6616 | 1242.2387
5176 | 516.7849 | 1231.1681 | 516.7849 | 1231.1681
5177 | 518.9128 | 1235.9512 | 518.9128 | 1235.9512
5178 | 530.2657 | 1257.0299 | 530.2657 | 1257.0299
5179 | 551.2037 | 1264.358 | 551.2037 | 1264.358
5180 | 579.2305 | 1278.387 | 579.2305 | 1278.387
5181 | 603.3984 | 1268.8978 | 603.3984 | 1268.8978
5182 | 624.2756 | 1259.7291 | 624.2756 | 1259.7291
5183 | 657.8433 | 1251.3095 | 657.8433 | 1251.3095
5184 | 656.677 | 1252.9011 | 656.677 | 1252.9011
5185 | 633.0706 | 1248.2933 | 633.0706 | 1248.2933
5186 | 634.4606 | 1251.0211 | 634.4606 | 1251.0211
5187 | 648.923 | 1251.7436 | 648.923 | 1251.7436
5188 | 682.3708 | 1216.8292 | 682.3708 | 1216.8292
5189 | 718.5456 | 1222.1075 | 718.5456 | 1222.1075
5190 | 710.2305 | 1234.2848 | 710.2305 | 1234.2848
5191 | 683.0006 | 1224.2155 | 683.0006 | 1224.2155
5192 | 667.4383 | 1220.8648 | 667.4383 | 1220.8648
5193 | 651.6268 | 1228.2988 | 651.6268 | 1228.2988
5194 | 629.5466 | 1225.689 | 629.5466 | 1225.689
5195 | 593.2291 | 1220.3457 | 593.2291 | 1220.3457
5196 | 562.2122 | 1223.4626 | 562.2122 | 1223.4626
5197 | 540.9537 | 1226.1703 | 540.9537 | 1226.1703
5198 | 527.3724 | 1235.0392 | 527.3724 | 1235.0392
5199 | 519.1246 | 1241.3992 | 519.1246 | 1241.3992
5200 | 513.9773 | 1243.3033 | 513.9773 | 1243.3033
5201 | 520.55 | 1261.1122 | 520.55 | 1261.1122
5202 | 537.6554 | 1296.3869 | 537.6554 | 1296.3869
5203 | 567.0504 | 1314.6036 | 567.0504 | 1314.6036
5204 | 604.5887 | 1337.0027 | 604.5887 | 1337.0027
5205 | 626.7993 | 1330.8462 | 626.7993 | 1330.8462
5206 | 644.6665 | 1322.6951 | 644.6665 | 1322.6951
5207 | 684.2568 | 1315.7765 | 684.2568 | 1315.7765
5208 | 676.4572 | 1315.4855 | 676.4572 | 1315.4855
5209 | 650.9603 | 1307.2397 | 650.9603 | 1307.2397
5210 | 652.1583 | 1303.8617 | 652.1583 | 1303.8617
5211 | 669.6513 | 1304.7114 | 669.6513 | 1304.7114
5212 | 702.4972 | 1275.9536 | 702.4972 | 1275.9536
5213 | 737.9408 | 1288.4571 | 737.9408 | 1288.4571
5214 | 732.0703 | 1308.0123 | 732.0703 | 1308.0123
5215 | 698.2832 | 1303.4128 | 698.2832 | 1303.4128
5216 | 677.7927 | 1302.9369 | 677.7927 | 1302.9369
5217 | 658.2591 | 1313.2203 | 658.2591 | 1313.2203
5218 | 633.6424 | 1308.6514 | 633.6424 | 1308.6514
5219 | 598.6578 | 1297.0752 | 598.6578 | 1297.0752
5220 | 568.5816 | 1296.3505 | 568.5816 | 1296.3505
5221 | 542.2935 | 1296.3615 | 542.2935 | 1296.3615
5222 | 529.608 | 1301.8468 | 529.608 | 1301.8468
5223 | 522.4237 | 1302.0246 | 522.4237 | 1302.0246
5224 | 517.2383 | 1296.1439 | 517.2383 | 1296.1439
5225 | 520.3847 | 1307.5671 | 520.3847 | 1307.5671
5226 | 535.8679 | 1337.143 | 535.8679 | 1337.143
5227 | 566.9654 | 1350.8822 | 566.9654 | 1350.8822
5228 | 602.9349 | 1370.1012 | 602.9349 | 1370.1012
5229 | 625.861 | 1360.6628 | 625.861 | 1360.6628
5230 | 641.2303 | 1350.8836 | 641.2303 | 1350.8836
5231 | 686.3857 | 1344.2193 | 686.3857 | 1344.2193
5232 | 678.7153 | 1344.8442 | 678.7153 | 1344.8442
5233 | 655.4357 | 1336.8019 | 655.4357 | 1336.8019
5234 | 655.9893 | 1331.1851 | 655.9893 | 1331.1851
5235 | 669.5167 | 1327.9643 | 669.5167 | 1327.9643
5236 | 701.9277 | 1294.1184 | 701.9277 | 1294.1184
5237 | 734.8218 | 1300.974 | 734.8218 | 1300.974
5238 | 726.7721 | 1315.4665 | 726.7721 | 1315.4665
5239 | 694.3469 | 1306.4402 | 694.3469 | 1306.4402
5240 | 675.0966 | 1301.9956 | 675.0966 | 1301.9956
5241 | 657.6243 | 1303.222 | 657.6243 | 1303.222
5242 | 635.7275 | 1287.2048 | 635.7275 | 1287.2048
5243 | 600.1414 | 1266.3427 | 600.1414 | 1266.3427
5244 | 566.823 | 1256.0269 | 566.823 | 1256.0269
5245 | 547.0318 | 1247.2861 | 547.0318 | 1247.2861
5246 | 531.3608 | 1247.1236 | 531.3608 | 1247.1236
5247 | 524.7951 | 1247.8866 | 524.7951 | 1247.8866
5248 | 518.4876 | 1244.957 | 518.4876 | 1244.957
5249 | 522.8679 | 1256.5583 | 522.8679 | 1256.5583
5250 | 541.9158 | 1283.7936 | 541.9158 | 1283.7936
5251 | 566.6827 | 1291.0199 | 566.6827 | 1291.0199
5252 | 604.4407 | 1299.1976 | 604.4407 | 1299.1976
5253 | 627.3135 | 1283.0684 | 627.3135 | 1283.0684
5254 | 645.5183 | 1272.1188 | 645.5183 | 1272.1188
5255 | 681.7708 | 1268.3803 | 681.7708 | 1268.3803
5256 | 676.6139 | 1272.3124 | 676.6139 | 1272.3124
5257 | 654.0031 | 1266.3817 | 654.0031 | 1266.3817
5258 | 656.6578 | 1265.8786 | 656.6578 | 1265.8786
5259 | 669.7185 | 1268.5346 | 669.7185 | 1268.5346
5260 | 702.5327 | 1242.9315 | 702.5327 | 1242.9315
5261 | 733.211 | 1262.3549 | 733.211 | 1262.3549
5262 | 734.1892 | 1289.644 | 734.1892 | 1289.644
5263 | 696.0915 | 1291.9135 | 696.0915 | 1291.9135
5264 | 669.9079 | 1295.8134 | 669.9079 | 1295.8134
5265 | 653.5212 | 1298.49 | 653.5212 | 1298.49
5266 | 631.8832 | 1273.1106 | 631.8832 | 1273.1106
5267 | 597.9406 | 1231.9976 | 597.9406 | 1231.9976
5268 | 567.603 | 1196.5971 | 567.603 | 1196.5971
5269 | 545.5373 | 1165.7229 | 545.5373 | 1165.7229
5270 | 530.7505 | 1148.8458 | 530.7505 | 1148.8458
5271 | 523.8846 | 1138.1349 | 523.8846 | 1138.1349
5272 | 519.5803 | 1128.5144 | 519.5803 | 1128.5144
5273 | 522.0985 | 1136.1978 | 522.0985 | 1136.1978
5274 | 533.8337 | 1162.0594 | 533.8337 | 1162.0594
5275 | 556.536 | 1172.8728 | 556.536 | 1172.8728
5276 | 584.9485 | 1190.2855 | 584.9485 | 1190.2855
5277 | 609.6898 | 1184.4089 | 609.6898 | 1184.4089
5278 | 634.1496 | 1181.346 | 634.1496 | 1181.346
5279 | 668.0901 | 1181.1692 | 668.0901 | 1181.1692
5280 | 668.1897 | 1188.256 | 668.1897 | 1188.256
5281 | 645.3858 | 1188.0495 | 645.3858 | 1188.0495
5282 | 649.2133 | 1191.6423 | 649.2133 | 1191.6423
5283 | 656.8233 | 1192.9499 | 656.8233 | 1192.9499
5284 | 694.4902 | 1160.6304 | 694.4902 | 1160.6304
5285 | 728.4125 | 1169.5977 | 728.4125 | 1169.5977
5286 | 719.1152 | 1184.5735 | 719.1152 | 1184.5735
5287 | 688.7393 | 1174.6823 | 688.7393 | 1174.6823
5288 | 670.352 | 1169.5507 | 670.352 | 1169.5507
5289 | 656.6216 | 1171.9729 | 656.6216 | 1171.9729
5290 | 635.2628 | 1158.2708 | 635.2628 | 1158.2708
5291 | 602.6911 | 1138.8842 | 602.6911 | 1138.8842
5292 | 571.1839 | 1130.4765 | 571.1839 | 1130.4765
5293 | 548.5699 | 1124.3053 | 548.5699 | 1124.3053
5294 | 533.3223 | 1125.7455 | 533.3223 | 1125.7455
5295 | 522.8483 | 1128.6201 | 522.8483 | 1128.6201
5296 | 518.088 | 1129.7864 | 518.088 | 1129.7864
5297 | 518.3967 | 1147.1119 | 518.3967 | 1147.1119
5298 | 530.8423 | 1181.8269 | 530.8423 | 1181.8269
5299 | 546.714 | 1199.4839 | 546.714 | 1199.4839
5300 | 565.5519 | 1221.8576 | 565.5519 | 1221.8576
5301 | 596.2917 | 1212.3938 | 596.2917 | 1212.3938
5302 | 613.5963 | 1199.6888 | 613.5963 | 1199.6888
5303 | 652.7125 | 1189.4374 | 652.7125 | 1189.4374
5304 | 646.8453 | 1188.1033 | 646.8453 | 1188.1033
5305 | 629.281 | 1180.2646 | 629.281 | 1180.2646
5306 | 632.5122 | 1176.9375 | 632.5122 | 1176.9375
5307 | 645.5976 | 1181.9849 | 645.5976 | 1181.9849
5308 | 668.0595 | 1160.6813 | 668.0595 | 1160.6813
5309 | 705.5291 | 1181.8856 | 705.5291 | 1181.8856
5310 | 701.0434 | 1211.3372 | 701.0434 | 1211.3372
5311 | 676.4352 | 1217.3465 | 676.4352 | 1217.3465
5312 | 659.2859 | 1229.2603 | 659.2859 | 1229.2603
5313 | 644.6884 | 1244.2502 | 644.6884 | 1244.2502
5314 | 625.6316 | 1239.6814 | 625.6316 | 1239.6814
5315 | 595.4451 | 1228.7666 | 595.4451 | 1228.7666
5316 | 564.6391 | 1226.0576 | 564.6391 | 1226.0576
5317 | 543.3289 | 1223.906 | 543.3289 | 1223.906
5318 | 530.8715 | 1227.2543 | 530.8715 | 1227.2543
5319 | 519.699 | 1230.714 | 519.699 | 1230.714
5320 | 514.685 | 1232.3129 | 514.685 | 1232.3129
5321 | 515.7691 | 1250.9104 | 515.7691 | 1250.9104
5322 | 524.4788 | 1286.1342 | 524.4788 | 1286.1342
5323 | 539.3897 | 1297.7872 | 539.3897 | 1297.7872
5324 | 556.2853 | 1309.2976 | 556.2853 | 1309.2976
5325 | 584.615 | 1301.7673 | 584.615 | 1301.7673
5326 | 605.2909 | 1298.0176 | 605.2909 | 1298.0176
5327 | 643.8652 | 1298.9856 | 643.8652 | 1298.9856
5328 | 644.118 | 1307.5988 | 644.118 | 1307.5988
5329 | 629.7612 | 1304.6193 | 629.7612 | 1304.6193
5330 | 629.4334 | 1302.4625 | 629.4334 | 1302.4625
5331 | 635.3931 | 1296.1379 | 635.3931 | 1296.1379
5332 | 658.7669 | 1252.9043 | 658.7669 | 1252.9043
5333 | 694.4072 | 1249.3292 | 694.4072 | 1249.3292
5334 | 690.775 | 1247.2342 | 690.775 | 1247.2342
5335 | 663.6656 | 1212.9961 | 663.6656 | 1212.9961
5336 | 644.7342 | 1182.8054 | 644.7342 | 1182.8054
5337 | 626.1708 | 1168.2331 | 626.1708 | 1168.2331
5338 | 606.8061 | 1144.7617 | 606.8061 | 1144.7617
5339 | 576.7341 | 1117.2849 | 576.7341 | 1117.2849
5340 | 546.0817 | 1101.881 | 546.0817 | 1101.881
5341 | 524.9629 | 1088.6118 | 524.9629 | 1088.6118
5342 | 512.7983 | 1084.048 | 512.7983 | 1084.048
5343 | 503.4327 | 1082.0888 | 503.4327 | 1082.0888
5344 | 499.5971 | 1078.9048 | 499.5971 | 1078.9048
5345 | 502.794 | 1092.0071 | 502.794 | 1092.0071
5346 | 514.3295 | 1124.6614 | 514.3295 | 1124.6614
5347 | 533.9149 | 1141.4788 | 533.9149 | 1141.4788
5348 | 558.19 | 1161.6137 | 558.19 | 1161.6137
5349 | 587.7867 | 1153.4983 | 587.7867 | 1153.4983
5350 | 606.5287 | 1145.1183 | 606.5287 | 1145.1183
5351 | 644.2258 | 1139.2936 | 644.2258 | 1139.2936
5352 | 637.5339 | 1142.2081 | 637.5339 | 1142.2081
5353 | 618.3243 | 1139.0505 | 618.3243 | 1139.0505
5354 | 622.3863 | 1140.0229 | 622.3863 | 1140.0229
5355 | 631.8259 | 1142.4754 | 631.8259 | 1142.4754
5356 | 660.4272 | 1114.8115 | 660.4272 | 1114.8115
5357 | 699.7573 | 1129.274 | 699.7573 | 1129.274
5358 | 701.9922 | 1149.0327 | 701.9922 | 1149.0327
5359 | 673.837 | 1145.6034 | 673.837 | 1145.6034
5360 | 657.0619 | 1146.7048 | 657.0619 | 1146.7048
5361 | 641.7246 | 1159.6086 | 641.7246 | 1159.6086
5362 | 623.3979 | 1158.0927 | 623.3979 | 1158.0927
5363 | 585.1971 | 1146.3638 | 585.1971 | 1146.3638
5364 | 553.2825 | 1140.3475 | 553.2825 | 1140.3475
5365 | 529.2276 | 1132.5226 | 529.2276 | 1132.5226
5366 | 520.7153 | 1131.3679 | 520.7153 | 1131.3679
5367 | 509.2823 | 1129.307 | 509.2823 | 1129.307
5368 | 505.0946 | 1125.0544 | 505.0946 | 1125.0544
5369 | 512.1461 | 1137.3426 | 512.1461 | 1137.3426
5370 | 529.5085 | 1164.8579 | 529.5085 | 1164.8579
5371 | 556.9673 | 1180.2252 | 556.9673 | 1180.2252
5372 | 593.1502 | 1202.9805 | 593.1502 | 1202.9805
5373 | 614.489 | 1202.8026 | 614.489 | 1202.8026
5374 | 629.5185 | 1204.3699 | 629.5185 | 1204.3699
5375 | 669.2864 | 1206.5082 | 669.2864 | 1206.5082
5376 | 663.9229 | 1216.1136 | 663.9229 | 1216.1136
5377 | 638.4613 | 1216.2125 | 638.4613 | 1216.2125
5378 | 638.4092 | 1216.7778 | 638.4092 | 1216.7778
5379 | 655.0888 | 1211.7252 | 655.0888 | 1211.7252
5380 | 681.9582 | 1170.476 | 681.9582 | 1170.476
5381 | 726.8433 | 1171.582 | 726.8433 | 1171.582
5382 | 726.5828 | 1179.409 | 726.5828 | 1179.409
5383 | 696.8525 | 1163.4883 | 696.8525 | 1163.4883
5384 | 681.417 | 1153.6247 | 681.417 | 1153.6247
5385 | 659.2379 | 1151.3913 | 659.2379 | 1151.3913
5386 | 634.9458 | 1132.3466 | 634.9458 | 1132.3466
5387 | 598.1476 | 1106.4472 | 598.1476 | 1106.4472
5388 | 564.4713 | 1091.0178 | 564.4713 | 1091.0178
5389 | 539.1182 | 1077.3924 | 539.1182 | 1077.3924
5390 | 526.6182 | 1071.353 | 526.6182 | 1071.353
5391 | 518.0766 | 1069.7755 | 518.0766 | 1069.7755
5392 | 514.0357 | 1069.4663 | 514.0357 | 1069.4663
5393 | 515.8635 | 1085.2144 | 515.8635 | 1085.2144
5394 | 535.4071 | 1117.5634 | 535.4071 | 1117.5634
5395 | 563.116 | 1131.7605 | 563.116 | 1131.7605
5396 | 604.0281 | 1149.0968 | 604.0281 | 1149.0968
5397 | 626.8525 | 1138.6409 | 626.8525 | 1138.6409
5398 | 638.779 | 1126.9027 | 638.779 | 1126.9027
5399 | 676.0398 | 1116.4477 | 676.0398 | 1116.4477
5400 | 665.5222 | 1114.732 | 665.5222 | 1114.732
5401 | 640.3723 | 1107.0968 | 640.3723 | 1107.0968
5402 | 638.2442 | 1104.94 | 638.2442 | 1104.94
5403 | 649.2915 | 1104.9756 | 649.2915 | 1104.9756
5404 | 675.0232 | 1075.5309 | 675.0232 | 1075.5309
5405 | 718.5442 | 1088.416 | 718.5442 | 1088.416
5406 | 724.2735 | 1106.979 | 724.2735 | 1106.979
5407 | 691.9117 | 1104.1095 | 691.9117 | 1104.1095
5408 | 668.5072 | 1105.5671 | 668.5072 | 1105.5671
5409 | 653.9022 | 1109.5157 | 653.9022 | 1109.5157
5410 | 629.4904 | 1092.43 | 629.4904 | 1092.43
5411 | 593.6553 | 1068.5658 | 593.6553 | 1068.5658
5412 | 559.3073 | 1055.9349 | 559.3073 | 1055.9349
5413 | 536.8015 | 1047.3214 | 536.8015 | 1047.3214
5414 | 520.2803 | 1048.7362 | 520.2803 | 1048.7362
5415 | 510.8152 | 1056.3682 | 510.8152 | 1056.3682
5416 | 505.9193 | 1066.0317 | 505.9193 | 1066.0317
5417 | 511.6904 | 1091.6509 | 511.6904 | 1091.6509
5418 | 528.7204 | 1133.006 | 528.7204 | 1133.006
5419 | 550.0274 | 1155.9038 | 550.0274 | 1155.9038
5420 | 589.6243 | 1182.6024 | 589.6243 | 1182.6024
5421 | 614.8287 | 1173.7237 | 614.8287 | 1173.7237
5422 | 631.5015 | 1155.5745 | 631.5015 | 1155.5745
5423 | 669.7712 | 1137.9198 | 669.7712 | 1137.9198
5424 | 658.2968 | 1129.0806 | 658.2968 | 1129.0806
5425 | 632.6703 | 1113.7623 | 632.6703 | 1113.7623
5426 | 634.9219 | 1104.4057 | 634.9219 | 1104.4057
5427 | 648.9768 | 1106.6038 | 648.9768 | 1106.6038
5428 | 668.381 | 1084.8677 | 668.381 | 1084.8677
5429 | 707.9246 | 1102.8155 | 707.9246 | 1102.8155
5430 | 716.8238 | 1125.9324 | 716.8238 | 1125.9324
5431 | 682.3308 | 1124.8692 | 682.3308 | 1124.8692
5432 | 662.3841 | 1128.8454 | 662.3841 | 1128.8454
5433 | 646.8151 | 1134.1169 | 646.8151 | 1134.1169
5434 | 624.0546 | 1118.0743 | 624.0546 | 1118.0743
5435 | 587.7861 | 1097.3139 | 587.7861 | 1097.3139
5436 | 557.1972 | 1088.7281 | 557.1972 | 1088.7281
5437 | 534.9361 | 1083.3201 | 534.9361 | 1083.3201
5438 | 523.9673 | 1086.414 | 523.9673 | 1086.414
5439 | 513.3195 | 1092.4432 | 513.3195 | 1092.4432
5440 | 505.9518 | 1097.6801 | 505.9518 | 1097.6801
5441 | 509.3588 | 1119.5086 | 509.3588 | 1119.5086
5442 | 520.0712 | 1161.4997 | 520.0712 | 1161.4997
5443 | 535.6816 | 1186.4073 | 535.6816 | 1186.4073
5444 | 567.7629 | 1214.9377 | 567.7629 | 1214.9377
5445 | 592.9176 | 1214.6326 | 592.9176 | 1214.6326
5446 | 613.3681 | 1210.7556 | 613.3681 | 1210.7556
5447 | 648.6499 | 1204.9054 | 648.6499 | 1204.9054
5448 | 647.655 | 1206.8023 | 647.655 | 1206.8023
5449 | 628.3031 | 1203.4921 | 628.3031 | 1203.4921
5450 | 633.317 | 1205.4821 | 633.317 | 1205.4821
5451 | 636.9587 | 1207.1713 | 636.9587 | 1207.1713
5452 | 655.4879 | 1176.0476 | 655.4879 | 1176.0476
5453 | 692.6962 | 1184.4805 | 692.6962 | 1184.4805
5454 | 700.1138 | 1195.2586 | 700.1138 | 1195.2586
5455 | 671.6958 | 1179.0072 | 671.6958 | 1179.0072
5456 | 649.805 | 1167.9479 | 649.805 | 1167.9479
5457 | 632.4881 | 1165.6381 | 632.4881 | 1165.6381
5458 | 615.8298 | 1145.3214 | 615.8298 | 1145.3214
5459 | 585.7843 | 1112.5784 | 585.7843 | 1112.5784
5460 | 556.6486 | 1085.6752 | 556.6486 | 1085.6752
5461 | 533.3121 | 1063.6544 | 533.3121 | 1063.6544
5462 | 519.0266 | 1060.5916 | 519.0266 | 1060.5916
5463 | 509.1839 | 1074.8382 | 509.1839 | 1074.8382
5464 | 505.1715 | 1097.3748 | 505.1715 | 1097.3748
5465 | 506.2991 | 1141.3877 | 506.2991 | 1141.3877
5466 | 518.0921 | 1201.0093 | 518.0921 | 1201.0093
5467 | 526.1126 | 1238.5864 | 526.1126 | 1238.5864
5468 | 549.2001 | 1277.0641 | 549.2001 | 1277.0641
5469 | 573.1875 | 1284.3658 | 573.1875 | 1284.3658
5470 | 592.8049 | 1286.5692 | 592.8049 | 1286.5692
5471 | 631.4664 | 1288.5548 | 631.4664 | 1288.5548
5472 | 634.9961 | 1297.219 | 634.9961 | 1297.219
5473 | 615.674 | 1299.4294 | 615.674 | 1299.4294
5474 | 616.9842 | 1305.1592 | 616.9842 | 1305.1592
5475 | 624.4149 | 1311.5804 | 624.4149 | 1311.5804
5476 | 644.8182 | 1284.5017 | 644.8182 | 1284.5017
5477 | 686.9541 | 1294.5629 | 686.9541 | 1294.5629
5478 | 685.4738 | 1310.5055 | 685.4738 | 1310.5055
5479 | 659.0133 | 1304.4304 | 659.0133 | 1304.4304
5480 | 644.7325 | 1305.7608 | 644.7325 | 1305.7608
5481 | 630.0908 | 1309.0225 | 630.0908 | 1309.0225
5482 | 610.3719 | 1293.0308 | 610.3719 | 1293.0308
5483 | 578.8691 | 1270.6676 | 578.8691 | 1270.6676
5484 | 551.2881 | 1252.9231 | 551.2881 | 1252.9231
5485 | 531.383 | 1232.3524 | 531.383 | 1232.3524
5486 | 517.1391 | 1212.7785 | 517.1391 | 1212.7785
5487 | 508.9338 | 1196.8269 | 508.9338 | 1196.8269
5488 | 502.8579 | 1189.1653 | 502.8579 | 1189.1653
5489 | 506.0374 | 1205.3714 | 506.0374 | 1205.3714
5490 | 514.2838 | 1245.836 | 514.2838 | 1245.836
5491 | 524.6016 | 1272.0411 | 524.6016 | 1272.0411
5492 | 545.0795 | 1298.7906 | 545.0795 | 1298.7906
5493 | 569.8294 | 1293.957 | 569.8294 | 1293.957
5494 | 592.2697 | 1287.9176 | 592.2697 | 1287.9176
5495 | 623.5655 | 1281.813 | 623.5655 | 1281.813
5496 | 626.201 | 1283.1502 | 626.201 | 1283.1502
5497 | 609.8697 | 1277.4485 | 609.8697 | 1277.4485
5498 | 609.9365 | 1276.0294 | 609.9365 | 1276.0294
5499 | 618.5655 | 1276.2686 | 618.5655 | 1276.2686
5500 | 640.445 | 1243.3385 | 640.445 | 1243.3385
5501 | 685.0127 | 1249.5836 | 685.0127 | 1249.5836
5502 | 687.5088 | 1261.3284 | 687.5088 | 1261.3284
5503 | 659.7333 | 1249.3002 | 659.7333 | 1249.3002
5504 | 639.9691 | 1243.5835 | 639.9691 | 1243.5835
5505 | 631.799 | 1247.2522 | 631.799 | 1247.2522
5506 | 608.4655 | 1236.5267 | 608.4655 | 1236.5267
5507 | 579.5773 | 1221.9993 | 579.5773 | 1221.9993
5508 | 549.3431 | 1218.4762 | 549.3431 | 1218.4762
5509 | 529.752 | 1216.0448 | 529.752 | 1216.0448
5510 | 515.9002 | 1220.2072 | 515.9002 | 1220.2072
5511 | 507.6031 | 1224.0231 | 507.6031 | 1224.0231
5512 | 502.1823 | 1224.7824 | 502.1823 | 1224.7824
5513 | 505.5555 | 1241.2175 | 505.5555 | 1241.2175
5514 | 518.789 | 1274.8639 | 518.789 | 1274.8639
5515 | 532.7892 | 1293.4114 | 532.7892 | 1293.4114
5516 | 563.9635 | 1317.515 | 563.9635 | 1317.515
5517 | 586.1717 | 1315.4036 | 586.1717 | 1315.4036
5518 | 601.8919 | 1312.6206 | 601.8919 | 1312.6206
5519 | 635.9052 | 1311.2735 | 635.9052 | 1311.2735
5520 | 634.724 | 1317.4953 | 634.724 | 1317.4953
5521 | 617.6976 | 1314.7702 | 617.6976 | 1314.7702
5522 | 616.7169 | 1315.4373 | 616.7169 | 1315.4373
5523 | 626.5547 | 1318.7547 | 626.5547 | 1318.7547
5524 | 646.9218 | 1291.2944 | 646.9218 | 1291.2944
5525 | 691.6516 | 1301.9916 | 691.6516 | 1301.9916
5526 | 698.1549 | 1318.7483 | 698.1549 | 1318.7483
5527 | 665.6481 | 1313.6909 | 665.6481 | 1313.6909
5528 | 651.2392 | 1316.7258 | 651.2392 | 1316.7258
5529 | 632.6103 | 1331.385 | 632.6103 | 1331.385
5530 | 613.6497 | 1328.8006 | 613.6497 | 1328.8006
5531 | 577.835 | 1317.9875 | 577.835 | 1317.9875
5532 | 543.4625 | 1317.1357 | 543.4625 | 1317.1357
5533 | 521.935 | 1318.037 | 521.935 | 1318.037
5534 | 512.0777 | 1326.9569 | 512.0777 | 1326.9569
5535 | 504.8336 | 1334.2327 | 504.8336 | 1334.2327
5536 | 498.4525 | 1336.9764 | 498.4525 | 1336.9764
5537 | 503.9959 | 1355.116 | 503.9959 | 1355.116
5538 | 520.0822 | 1389.4493 | 520.0822 | 1389.4493
5539 | 543.0553 | 1405.8852 | 543.0553 | 1405.8852
5540 | 583.2642 | 1425.9438 | 583.2642 | 1425.9438
5541 | 604.823 | 1420.1943 | 604.823 | 1420.1943
5542 | 623.7004 | 1413.6969 | 623.7004 | 1413.6969
5543 | 659.0512 | 1407.5669 | 659.0512 | 1407.5669
5544 | 649.3592 | 1410.0489 | 649.3592 | 1410.0489
5545 | 626.6556 | 1406.1027 | 626.6556 | 1406.1027
5546 | 631.4143 | 1407.4058 | 631.4143 | 1407.4058
5547 | 640.6605 | 1409.0442 | 640.6605 | 1409.0442
5548 | 658.9478 | 1376.5466 | 658.9478 | 1376.5466
5549 | 704.4193 | 1380.909 | 704.4193 | 1380.909
5550 | 717.3285 | 1389.3975 | 717.3285 | 1389.3975
5551 | 682.871 | 1375.3594 | 682.871 | 1375.3594
5552 | 661.8094 | 1370.0497 | 661.8094 | 1370.0497
5553 | 644.8869 | 1376.517 | 644.8869 | 1376.517
5554 | 619.1145 | 1367.6996 | 619.1145 | 1367.6996
5555 | 583.5359 | 1352.4344 | 583.5359 | 1352.4344
5556 | 549.1799 | 1347.3848 | 549.1799 | 1347.3848
5557 | 525.3778 | 1343.3506 | 525.3778 | 1343.3506
5558 | 514.6679 | 1346.5209 | 514.6679 | 1346.5209
5559 | 506.492 | 1349.8788 | 506.492 | 1349.8788
5560 | 501.3 | 1350.231 | 501.3 | 1350.231
5561 | 507.3761 | 1366.3608 | 507.3761 | 1366.3608
5562 | 523.4256 | 1399.2949 | 523.4256 | 1399.2949
5563 | 548.471 | 1414.9421 | 548.471 | 1414.9421
5564 | 586.1232 | 1434.848 | 586.1232 | 1434.848
5565 | 609.3111 | 1426.3001 | 609.3111 | 1426.3001
5566 | 625.8237 | 1415.2234 | 625.8237 | 1415.2234
5567 | 663.3015 | 1405.2264 | 663.3015 | 1405.2264
5568 | 658.194 | 1402.6202 | 658.194 | 1402.6202
5569 | 631.1038 | 1392.6954 | 631.1038 | 1392.6954
5570 | 632.3551 | 1387.1549 | 632.3551 | 1387.1549
5571 | 641.2933 | 1385.5114 | 641.2933 | 1385.5114
5572 | 660.3479 | 1351.2075 | 660.3479 | 1351.2075
5573 | 705.8604 | 1353.611 | 705.8604 | 1353.611
5574 | 713.8868 | 1362.1249 | 713.8868 | 1362.1249
5575 | 680.4622 | 1349.6642 | 680.4622 | 1349.6642
5576 | 657.1156 | 1346.6442 | 657.1156 | 1346.6442
5577 | 639.6589 | 1352.2719 | 639.6589 | 1352.2719
5578 | 616.5127 | 1338.061 | 616.5127 | 1338.061
5579 | 579.9908 | 1317.4024 | 579.9908 | 1317.4024
5580 | 551.6255 | 1306.9848 | 551.6255 | 1306.9848
5581 | 527.8478 | 1298.6003 | 527.8478 | 1298.6003
5582 | 519.09 | 1298.0307 | 519.09 | 1298.0307
5583 | 506.6869 | 1300.0402 | 506.6869 | 1300.0402
5584 | 500.7947 | 1302.6058 | 500.7947 | 1302.6058
5585 | 507.3506 | 1320.6691 | 507.3506 | 1320.6691
5586 | 521.9637 | 1354.7735 | 521.9637 | 1354.7735
5587 | 542.6657 | 1369.7084 | 542.6657 | 1369.7084
5588 | 582.6398 | 1387.1974 | 582.6398 | 1387.1974
5589 | 602.7241 | 1374.8842 | 602.7241 | 1374.8842
5590 | 619.2017 | 1356.7858 | 619.2017 | 1356.7858
5591 | 662.8327 | 1328.9548 | 662.8327 | 1328.9548
5592 | 660.57 | 1299.9157 | 660.57 | 1299.9157
5593 | 634.0049 | 1265.415 | 634.0049 | 1265.415
5594 | 628.8094 | 1238.606 | 628.8094 | 1238.606
5595 | 639.9606 | 1218.06 | 639.9606 | 1218.06
5596 | 656.7948 | 1168.9241 | 656.7948 | 1168.9241
5597 | 695.9461 | 1161.8128 | 695.9461 | 1161.8128
5598 | 707.4436 | 1163.8647 | 707.4436 | 1163.8647
5599 | 680.5954 | 1144.484 | 680.5954 | 1144.484
5600 | 655.2799 | 1129.7358 | 655.2799 | 1129.7358
5601 | 639.1966 | 1120.557 | 639.1966 | 1120.557
5602 | 614.9553 | 1099.9096 | 614.9553 | 1099.9096
5603 | 581.0092 | 1075.0278 | 581.0092 | 1075.0278
5604 | 553.3655 | 1063.8215 | 553.3655 | 1063.8215
5605 | 531.7906 | 1055.9712 | 531.7906 | 1055.9712
5606 | 518.3575 | 1054.1296 | 518.3575 | 1054.1296
5607 | 508.188 | 1051.051 | 508.188 | 1051.051
5608 | 504.2308 | 1043.1859 | 504.2308 | 1043.1859
5609 | 505.5642 | 1051.9633 | 505.5642 | 1051.9633
5610 | 520.0685 | 1081.0049 | 520.0685 | 1081.0049
5611 | 534.4923 | 1095.6599 | 534.4923 | 1095.6599
5612 | 567.4089 | 1116.3036 | 567.4089 | 1116.3036
5613 | 592.3898 | 1119.8401 | 592.3898 | 1119.8401
5614 | 611.5819 | 1130.3626 | 611.5819 | 1130.3626
5615 | 645.9532 | 1142.143 | 645.9532 | 1142.143
5616 | 642.6496 | 1162.8915 | 642.6496 | 1162.8915
5617 | 627.7595 | 1174.8711 | 627.7595 | 1174.8711
5618 | 630.6978 | 1189.9886 | 630.6978 | 1189.9886
5619 | 639.354 | 1202.0323 | 639.354 | 1202.0323
5620 | 651.7982 | 1175.3607 | 651.7982 | 1175.3607
5621 | 689.1214 | 1184.6841 | 689.1214 | 1184.6841
5622 | 700.2422 | 1199.0748 | 700.2422 | 1199.0748
5623 | 671.581 | 1189.9722 | 671.581 | 1189.9722
5624 | 644.243 | 1188.4278 | 644.243 | 1188.4278
5625 | 625.2718 | 1198.1006 | 625.2718 | 1198.1006
5626 | 607.9429 | 1189.6902 | 607.9429 | 1189.6902
5627 | 580.3046 | 1170.3545 | 580.3046 | 1170.3545
5628 | 551.0265 | 1155.0777 | 551.0265 | 1155.0777
5629 | 530.1926 | 1132.2682 | 530.1926 | 1132.2682
5630 | 517.6465 | 1112.2364 | 517.6465 | 1112.2364
5631 | 508.1695 | 1091.2475 | 508.1695 | 1091.2475
5632 | 501.2961 | 1068.4741 | 501.2961 | 1068.4741
5633 | 502.9893 | 1064.5056 | 502.9893 | 1064.5056
5634 | 511.673 | 1081.6664 | 511.673 | 1081.6664
5635 | 520.5955 | 1085.0766 | 520.5955 | 1085.0766
5636 | 545.9089 | 1096.0273 | 545.9089 | 1096.0273
5637 | 568.5261 | 1087.2504 | 568.5261 | 1087.2504
5638 | 583.8776 | 1083.5261 | 583.8776 | 1083.5261
5639 | 621.5522 | 1084.4432 | 621.5522 | 1084.4432
5640 | 616.1036 | 1097.8648 | 616.1036 | 1097.8648
5641 | 601.7884 | 1108.8777 | 601.7884 | 1108.8777
5642 | 601.3147 | 1126.7173 | 601.3147 | 1126.7173
5643 | 607.8784 | 1138.0487 | 607.8784 | 1138.0487
5644 | 622.7034 | 1109.9778 | 622.7034 | 1109.9778
5645 | 657.1307 | 1120.9039 | 657.1307 | 1120.9039
5646 | 666.2953 | 1140.1538 | 666.2953 | 1140.1538
5647 | 642.5821 | 1137.1571 | 642.5821 | 1137.1571
5648 | 629.8905 | 1139.7849 | 629.8905 | 1139.7849
5649 | 612.3667 | 1149.8903 | 612.3667 | 1149.8903
5650 | 593.7688 | 1143.2353 | 593.7688 | 1143.2353
5651 | 563.3707 | 1126.3673 | 563.3707 | 1126.3673
5652 | 536.7523 | 1119.486 | 536.7523 | 1119.486
5653 | 516.7525 | 1115.9098 | 516.7525 | 1115.9098
5654 | 504.8567 | 1119.3853 | 504.8567 | 1119.3853
5655 | 496.4991 | 1122.8959 | 496.4991 | 1122.8959
5656 | 486.7336 | 1125.6396 | 486.7336 | 1125.6396
5657 | 490.482 | 1143.4739 | 490.482 | 1143.4739
5658 | 497.5231 | 1178.4178 | 497.5231 | 1178.4178
5659 | 506.3141 | 1197.3723 | 506.3141 | 1197.3723
5660 | 530.0944 | 1221.883 | 530.0944 | 1221.883
5661 | 548.6799 | 1226.6661 | 548.6799 | 1226.6661
5662 | 573.4554 | 1232.711 | 573.4554 | 1232.711
5663 | 604.4366 | 1237.546 | 604.4366 | 1237.546
5664 | 597.4687 | 1248.4489 | 597.4687 | 1248.4489
5665 | 584.9862 | 1250.6848 | 584.9862 | 1250.6848
5666 | 585.3992 | 1256.0839 | 585.3992 | 1256.0839
5667 | 595.1705 | 1255.9668 | 595.1705 | 1255.9668
5668 | 612.8866 | 1220.1111 | 612.8866 | 1220.1111
5669 | 654.8953 | 1226.3561 | 654.8953 | 1226.3561
5670 | 664.3549 | 1240.0599 | 664.3549 | 1240.0599
5671 | 641.9572 | 1231.0846 | 641.9572 | 1231.0846
5672 | 622.3438 | 1229.7945 | 622.3438 | 1229.7945
5673 | 606.5631 | 1243.487 | 606.5631 | 1243.487
5674 | 586.8079 | 1243.1668 | 586.8079 | 1243.1668
5675 | 558.2909 | 1235.6865 | 558.2909 | 1235.6865
5676 | 533.7746 | 1236.7173 | 533.7746 | 1236.7173
5677 | 512.1707 | 1237.8476 | 512.1707 | 1237.8476
5678 | 499.963 | 1245.1901 | 499.963 | 1245.1901
5679 | 492.204 | 1248.7007 | 492.204 | 1248.7007
5680 | 486.4808 | 1247.73 | 486.4808 | 1247.73
5681 | 489.7054 | 1263.3764 | 489.7054 | 1263.3764
5682 | 500.3934 | 1296.4123 | 500.3934 | 1296.4123
5683 | 511.9404 | 1312.3393 | 511.9404 | 1312.3393
5684 | 544.4354 | 1332.7795 | 544.4354 | 1332.7795
5685 | 562.429 | 1331.584 | 562.429 | 1331.584
5686 | 582.9523 | 1332.7188 | 582.9523 | 1332.7188
5687 | 621.3626 | 1334.3992 | 621.3626 | 1334.3992
5688 | 616.1407 | 1345.0477 | 616.1407 | 1345.0477
5689 | 594.0498 | 1349.3188 | 594.0498 | 1349.3188
5690 | 596.0213 | 1358.5594 | 596.0213 | 1358.5594
5691 | 606.8544 | 1365.286 | 606.8544 | 1365.286
5692 | 622.5111 | 1334.4675 | 622.5111 | 1334.4675
5693 | 666.5559 | 1342.5697 | 666.5559 | 1342.5697
5694 | 681.9705 | 1357.4947 | 681.9705 | 1357.4947
5695 | 657.2481 | 1351.9284 | 657.2481 | 1351.9284
5696 | 635.5463 | 1357.2276 | 635.5463 | 1357.2276
5697 | 617.04 | 1372.2938 | 617.04 | 1372.2938
5698 | 594.8818 | 1368.2338 | 594.8818 | 1368.2338
5699 | 558.8869 | 1352.9686 | 558.8869 | 1352.9686
5700 | 531.7318 | 1345.6803 | 531.7318 | 1345.6803
5701 | 510.1391 | 1338.8476 | 510.1391 | 1338.8476
5702 | 498.8056 | 1338.4052 | 498.8056 | 1338.4052
5703 | 494.8414 | 1340.4402 | 494.8414 | 1340.4402
5704 | 486.0429 | 1342.8278 | 486.0429 | 1342.8278
5705 | 493.2348 | 1361.4762 | 493.2348 | 1361.4762
5706 | 510.4402 | 1397.5141 | 510.4402 | 1397.5141
5707 | 526.635 | 1415.629 | 526.635 | 1415.629
5708 | 569.5238 | 1438.2062 | 569.5238 | 1438.2062
5709 | 590.1344 | 1437.6976 | 590.1344 | 1437.6976
5710 | 611.0211 | 1436.1103 | 611.0211 | 1436.1103
5711 | 646.6433 | 1433.3894 | 646.6433 | 1433.3894
5712 | 637.7469 | 1437.0162 | 637.7469 | 1437.0162
5713 | 614.5399 | 1433.1463 | 614.5399 | 1433.1463
5714 | 613.9989 | 1434.0423 | 613.9989 | 1434.0423
5715 | 626.5387 | 1435.3245 | 626.5387 | 1435.3245
5716 | 636.6008 | 1401.8602 | 636.6008 | 1401.8602
5717 | 684.8867 | 1405.5612 | 684.8867 | 1405.5612
5718 | 703.9124 | 1414.075 | 703.9124 | 1414.075
5719 | 673.7414 | 1398.8922 | 673.7414 | 1398.8922
5720 | 650.9416 | 1390.8603 | 650.9416 | 1390.8603
5721 | 635.3063 | 1395.445 | 635.3063 | 1395.445
5722 | 610.0301 | 1390.3164 | 610.0301 | 1390.3164
5723 | 574.0494 | 1380.521 | 574.0494 | 1380.521
5724 | 539.5245 | 1379.5929 | 539.5245 | 1379.5929
5725 | 519.3235 | 1377.8229 | 519.3235 | 1377.8229
5726 | 509.4014 | 1383.8934 | 509.4014 | 1383.8934
5727 | 500.438 | 1387.3277 | 500.438 | 1387.3277
5728 | 492.9939 | 1384.9578 | 492.9939 | 1384.9578
5729 | 497.7496 | 1398.289 | 497.7496 | 1398.289
5730 | 512.4411 | 1429.0607 | 512.4411 | 1429.0607
5731 | 531.3193 | 1441.1462 | 531.3193 | 1441.1462
5732 | 579.7343 | 1456.549 | 579.7343 | 1456.549
5733 | 599.3603 | 1445.7623 | 599.3603 | 1445.7623
5734 | 614.024 | 1433.2864 | 614.024 | 1433.2864
5735 | 653.8838 | 1419.7277 | 653.8838 | 1419.7277
5736 | 649.4038 | 1412.9746 | 649.4038 | 1412.9746
5737 | 620.2052 | 1400.4039 | 620.2052 | 1400.4039
5738 | 614.912 | 1395.296 | 614.912 | 1395.296
5739 | 622.8394 | 1392.9656 | 622.8394 | 1392.9656
5740 | 638.5323 | 1355.1763 | 638.5323 | 1355.1763
5741 | 676.8754 | 1355.6463 | 676.8754 | 1355.6463
5742 | 697.2283 | 1365.2032 | 697.2283 | 1365.2032
5743 | 668.2828 | 1356.3551 | 668.2828 | 1356.3551
5744 | 647.9385 | 1359.3391 | 647.9385 | 1359.3391
5745 | 630.865 | 1373.6422 | 630.865 | 1373.6422
5746 | 609.5121 | 1373.2965 | 609.5121 | 1373.2965
5747 | 572.0281 | 1364.0608 | 572.0281 | 1364.0608
5748 | 540.7003 | 1360.4868 | 540.7003 | 1360.4868
5749 | 520.6066 | 1356.5035 | 520.6066 | 1356.5035
5750 | 507.506 | 1359.6738 | 507.506 | 1359.6738
5751 | 499.3888 | 1364.8634 | 499.3888 | 1364.8634
5752 | 495.4313 | 1368.4975 | 495.4313 | 1368.4975
5753 | 500.948 | 1387.5785 | 500.948 | 1387.5785
5754 | 514.1334 | 1423.133 | 514.1334 | 1423.133
5755 | 529.0361 | 1440.79 | 529.0361 | 1440.79
5756 | 570.8626 | 1463.1637 | 570.8626 | 1463.1637
5757 | 593.9367 | 1458.6099 | 593.9367 | 1458.6099
5758 | 609.2131 | 1451.5529 | 609.2131 | 1451.5529
5759 | 655.004 | 1443.5911 | 655.004 | 1443.5911
5760 | 647.2879 | 1443.122 | 647.2879 | 1443.122
5761 | 620.3158 | 1435.8175 | 620.3158 | 1435.8175
5762 | 624.9724 | 1434.2459 | 624.9724 | 1434.2459
5763 | 629.8055 | 1434.6122 | 629.8055 | 1434.6122
5764 | 641.1413 | 1400.9189 | 641.1413 | 1400.9189
5765 | 678.8911 | 1404.6962 | 678.8911 | 1404.6962
5766 | 707.2886 | 1414.1768 | 707.2886 | 1414.1768
5767 | 673.71 | 1402.6065 | 673.71 | 1402.6065
5768 | 652.1501 | 1398.8996 | 652.1501 | 1398.8996
5769 | 635.8375 | 1405.2142 | 635.8375 | 1405.2142
5770 | 611.488 | 1396.2441 | 611.488 | 1396.2441
5771 | 580.9878 | 1380.7245 | 580.9878 | 1380.7245
5772 | 549.0927 | 1377.3286 | 549.0927 | 1377.3286
5773 | 527.0565 | 1375.5078 | 527.0565 | 1375.5078
5774 | 516.3841 | 1377.177 | 516.3841 | 1377.177
5775 | 506.4184 | 1378.3979 | 506.4184 | 1378.3979
5776 | 507.7953 | 1377.6562 | 507.7953 | 1377.6562
5777 | 513.8548 | 1392.0052 | 513.8548 | 1392.0052
5778 | 524.1073 | 1423.1075 | 524.1073 | 1423.1075
5779 | 533.4244 | 1437.1774 | 533.4244 | 1437.1774
5780 | 566.7357 | 1455.913 | 566.7357 | 1455.913
5781 | 588.8491 | 1447.1616 | 588.8491 | 1447.1616
5782 | 610.0455 | 1438.7307 | 610.0455 | 1438.7307
5783 | 647.7402 | 1432.8297 | 647.7402 | 1432.8297
5784 | 649.7036 | 1434.1414 | 649.7036 | 1434.1414
5785 | 628.9863 | 1426.9133 | 628.9863 | 1426.9133
5786 | 629.6424 | 1425.596 | 629.6424 | 1425.596
5787 | 636.8402 | 1423.5709 | 636.8402 | 1423.5709
5788 | 649.7123 | 1381.8383 | 649.7123 | 1381.8383
5789 | 682.3003 | 1375.3629 | 682.3003 | 1375.3629
5790 | 700.8029 | 1376.5753 | 700.8029 | 1376.5753
5791 | 673.6856 | 1360.6546 | 673.6856 | 1360.6546
5792 | 651.3992 | 1356.2099 | 651.3992 | 1356.2099
5793 | 635.5154 | 1358.8611 | 635.5154 | 1358.8611
5794 | 615.3517 | 1346.6854 | 615.3517 | 1346.6854
5795 | 586.4563 | 1326.2812 | 586.4563 | 1326.2812
5796 | 552.8266 | 1055.4418 | 552.8266 | 1055.4418
5797 | 533.205 | 1043.8731 | 533.205 | 1043.8731
5798 | 524.1183 | 1031.741 | 524.1183 | 1031.741
5799 | 516.9223 | 1025.3434 | 516.9223 | 1025.3434
5800 | 513.9785 | 1031.0703 | 513.9785 | 1031.0703
5801 | 517.9666 | 1053.1539 | 517.9666 | 1053.1539
5802 | 524.8013 | 1073.3168 | 524.8013 | 1073.3168
5803 | 527.2707 | 1088.8489 | 527.2707 | 1088.8489
5804 | 549.7052 | 1090.4529 | 549.7052 | 1090.4529
5805 | 578.0509 | 1078.7877 | 578.0509 | 1078.7877
5806 | 594.0693 | 1065.2543 | 594.0693 | 1065.2543
5807 | 630.0096 | 1053.515 | 630.0096 | 1053.515
5808 | 628.0538 | 1039.9301 | 628.0538 | 1039.9301
5809 | 614.4725 | 1027.1097 | 614.4725 | 1027.1097
5810 | 613.6879 | 1011.8766 | 613.6879 | 1011.8766
5811 | 612.377 | 983.6115 | 612.377 | 983.6115
5812 | 621.0718 | 965.6613 | 621.0718 | 965.6613
5813 | 649.1015 | 966.7123 | 649.1015 | 966.7123
5814 | 677.5638 | 952.1237 | 677.5638 | 952.1237
5815 | 654.5757 | 931.7678 | 654.5757 | 931.7678
5816 | 635.4926 | 922.0631 | 635.4926 | 922.0631
5817 | 621.498 | 910.6019 | 621.498 | 910.6019
5818 | 606.0973 | 884.661 | 606.0973 | 884.661
5819 | 571.9638 | 863.9722 | 571.9638 | 863.9722
5820 | 548.7891 | 846.5532 | 548.7891 | 846.5532
5821 | 527.388 | 836.6465 | 527.388 | 836.6465
5822 | 515.1033 | 831.3057 | 515.1033 | 831.3057
5823 | 507.054 | 831.9661 | 507.054 | 831.9661
5824 | 501.8258 | 843.1917 | 501.8258 | 843.1917
5825 | 504.1535 | 867.881 | 504.1535 | 867.881
5826 | 509.8341 | 885.6639 | 509.8341 | 885.6639
5827 | 520.3474 | 895.2664 | 520.3474 | 895.2664
5828 | 551.8768 | 891.0435 | 551.8768 | 891.0435
5829 | 575.0383 | 875.6441 | 575.0383 | 875.6441
5830 | 593.9816 | 857.802 | 593.9816 | 857.802
5831 | 626.2482 | 850.0226 | 626.2482 | 850.0226
5832 | 624.4067 | 842.9623 | 624.4067 | 842.9623
5833 | 605.0464 | 840.8725 | 605.0464 | 840.8725
5834 | 606.5916 | 843.6948 | 606.5916 | 843.6948
5835 | 610.9038 | 830.8178 | 610.9038 | 830.8178
5836 | 625.6714 | 821.0951 | 625.6714 | 821.0951
5837 | 663.0435 | 826.9882 | 663.0435 | 826.9882
5838 | 681.3428 | 816.339 | 681.3428 | 816.339
5839 | 658.8968 | 796.1472 | 658.8968 | 796.1472
5840 | 638.7813 | 783.6111 | 638.7813 | 783.6111
5841 | 624.3285 | 768.6825 | 624.3285 | 768.6825
5842 | 602.1103 | 738.7407 | 602.1103 | 738.7407
5843 | 573.9899 | 715.7333 | 573.9899 | 715.7333
5844 | 546.4426 | 698.1092 | 546.4426 | 698.1092
5845 | 527.2578 | 688.9411 | 527.2578 | 688.9411
5846 | 516.2011 | 683.9491 | 516.2011 | 683.9491
5847 | 507.5487 | 686.0457 | 507.5487 | 686.0457
5848 | 504.7992 | 702.4418 | 504.7992 | 702.4418
5849 | 509.1767 | 737.5745 | 509.1767 | 737.5745
5850 | 514.437 | 769.2887 | 514.437 | 769.2887
5851 | 532.4256 | 797.6443 | 532.4256 | 797.6443
5852 | 567.6179 | 814.226 | 567.6179 | 814.226
5853 | 587.8935 | 819.5287 | 587.8935 | 819.5287
5854 | 602.0509 | 824.6047 | 602.0509 | 824.6047
5855 | 641.7565 | 832.829 | 641.7565 | 832.829
5856 | 633.4712 | 840.7259 | 633.4712 | 840.7259
5857 | 609.849 | 852.5264 | 609.849 | 852.5264
5858 | 606.6707 | 861.7912 | 606.6707 | 861.7912
5859 | 613.2434 | 853.5101 | 613.2434 | 853.5101
5860 | 625.4836 | 853.205 | 625.4836 | 853.205
5861 | 655.751 | 873.9117 | 655.751 | 873.9117
5862 | 688.8819 | 876.2911 | 688.8819 | 876.2911
5863 | 662.1744 | 870.9129 | 662.1744 | 870.9129
5864 | 639.6682 | 876.4527 | 639.6682 | 876.4527
5865 | 622.6121 | 884.1344 | 622.6121 | 884.1344
5866 | 604.8065 | 880.1472 | 604.8065 | 880.1472
5867 | 568.7944 | 882.007 | 568.7944 | 882.007
5868 | 542.6358 | 883.6899 | 542.6358 | 883.6899
5869 | 521.7185 | 885.8884 | 521.7185 | 885.8884
5870 | 509.9609 | 885.677 | 509.9609 | 885.677
5871 | 501.9669 | 887.589 | 501.9669 | 887.589
5872 | 497.9366 | 897.8298 | 497.9366 | 897.8298
5873 | 505.0716 | 923.2988 | 505.0716 | 923.2988
5874 | 514.2053 | 944.7542 | 514.2053 | 944.7542
5875 | 535.1017 | 960.4095 | 535.1017 | 960.4095
5876 | 578.8608 | 953.0268 | 578.8608 | 953.0268
5877 | 602.1515 | 923.5319 | 602.1515 | 923.5319
5878 | 617.7981 | 895.39 | 617.7981 | 895.39
5879 | 658.2962 | 875.6695 | 658.2962 | 875.6695
5880 | 650.8633 | 858.4325 | 650.8633 | 858.4325
5881 | 622.5084 | 848.7717 | 622.5084 | 848.7717
5882 | 624.4298 | 841.1917 | 624.4298 | 841.1917
5883 | 627.7442 | 818.0354 | 627.7442 | 818.0354
5884 | 640.6754 | 804.3734 | 640.6754 | 804.3734
5885 | 671.1028 | 817.2219 | 671.1028 | 817.2219
5886 | 697.9139 | 821.7966 | 697.9139 | 821.7966
5887 | 665.5334 | 823.8253 | 665.5334 | 823.8253
5888 | 646.9298 | 829.796 | 646.9298 | 829.796
5889 | 631.8561 | 833.4357 | 631.8561 | 833.4357
5890 | 605.3873 | 822.7803 | 605.3873 | 822.7803
5891 | 570.3035 | 817.9309 | 570.3035 | 817.9309
5892 | 539.5114 | 812.0223 | 539.5114 | 812.0223
5893 | 516.7776 | 804.9469 | 516.7776 | 804.9469
5894 | 505.8431 | 795.277 | 505.8431 | 795.277
5895 | 497.9758 | 786.7045 | 497.9758 | 786.7045
5896 | 496.9006 | 787.179 | 496.9006 | 787.179
5897 | 503.6869 | 807.6417 | 503.6869 | 807.6417
5898 | 511.3767 | 827.3532 | 511.3767 | 827.3532
5899 | 536.1364 | 844.8755 | 536.1364 | 844.8755
5900 | 576.1871 | 852.2655 | 576.1871 | 852.2655
5901 | 599.7277 | 857.2399 | 599.7277 | 857.2399
5902 | 620.6847 | 866.4399 | 620.6847 | 866.4399
5903 | 663.1123 | 877.9469 | 663.1123 | 877.9469
5904 | 652.5316 | 887.4647 | 652.5316 | 887.4647
5905 | 625.03 | 899.7577 | 625.03 | 899.7577
5906 | 625.7817 | 909.0225 | 625.7817 | 909.0225
5907 | 631.3531 | 893.7859 | 631.3531 | 893.7859
5908 | 643.8874 | 881.6217 | 643.8874 | 881.6217
5909 | 674.0719 | 890.0179 | 674.0719 | 890.0179
5910 | 705.8551 | 885.6676 | 705.8551 | 885.6676
5911 | 679.7132 | 876.3501 | 679.7132 | 876.3501
5912 | 655.1289 | 878.0531 | 655.1289 | 878.0531
5913 | 637.9245 | 880.5028 | 637.9245 | 880.5028
5914 | 608.6326 | 873.4379 | 608.6326 | 873.4379
5915 | 573.9374 | 874.8875 | 573.9374 | 874.8875
5916 | 541.4426 | 877.6783 | 541.4426 | 877.6783
5917 | 519.3399 | 885.4576 | 519.3399 | 885.4576
5918 | 506.2247 | 894.4175 | 506.2247 | 894.4175
5919 | 498.7034 | 902.1974 | 498.7034 | 902.1974
5920 | 496.0177 | 916.275 | 496.0177 | 916.275
5921 | 500.6091 | 944.6985 | 500.6091 | 944.6985
5922 | 507.4899 | 968.3904 | 507.4899 | 968.3904
5923 | 532.0104 | 986.8975 | 532.0104 | 986.8975
5924 | 573.4956 | 992.564 | 573.4956 | 992.564
5925 | 600.4069 | 992.368 | 600.4069 | 992.368
5926 | 618.6698 | 995.105 | 618.6698 | 995.105
5927 | 658.6197 | 1000.9698 | 658.6197 | 1000.9698
5928 | 647.2871 | 1005.4402 | 647.2871 | 1005.4402
5929 | 617.2514 | 1012.9527 | 617.2514 | 1012.9527
5930 | 619.0858 | 1017.2727 | 619.0858 | 1017.2727
5931 | 618.0747 | 995.3885 | 618.0747 | 995.3885
5932 | 626.5964 | 977.7666 | 626.5964 | 977.7666
5933 | 657.0341 | 980.8078 | 657.0341 | 980.8078
5934 | 688.9524 | 969.9329 | 688.9524 | 969.9329
5935 | 665.9299 | 955.1988 | 665.9299 | 955.1988
5936 | 642.719 | 952.6136 | 642.719 | 952.6136
5937 | 622.7687 | 955.9661 | 622.7687 | 955.9661
5938 | 599.4558 | 949.4963 | 599.4558 | 949.4963
5939 | 566.9306 | 947.4783 | 566.9306 | 947.4783
5940 | 535.7709 | 946.5965 | 535.7709 | 946.5965
5941 | 517.0017 | 949.944 | 517.0017 | 949.944
5942 | 507.6258 | 953.4463 | 507.6258 | 953.4463
5943 | 498.9944 | 954.8453 | 498.9944 | 954.8453
5944 | 495.1777 | 962.7676 | 495.1777 | 962.7676
5945 | 500.3759 | 985.6514 | 500.3759 | 985.6514
5946 | 503.9056 | 1003.5368 | 503.9056 | 1003.5368
5947 | 518.5777 | 1016.771 | 518.5777 | 1016.771
5948 | 554.206 | 1017.6364 | 554.206 | 1017.6364
5949 | 578.7137 | 1014.3217 | 578.7137 | 1014.3217
5950 | 600.0105 | 1013.7964 | 600.0105 | 1013.7964
5951 | 630.4107 | 1015.6398 | 630.4107 | 1015.6398
5952 | 623.3664 | 1017.443 | 623.3664 | 1017.443
5953 | 605.3996 | 1023.2319 | 605.3996 | 1023.2319
5954 | 603.753 | 1026.4851 | 603.753 | 1026.4851
5955 | 612.312 | 1006.0781 | 612.312 | 1006.0781
5956 | 620.5812 | 991.1646 | 620.5812 | 991.1646
5957 | 650.5797 | 996.5036 | 650.5797 | 996.5036
5958 | 679.7829 | 990.7171 | 679.7829 | 990.7171
5959 | 652.4469 | 982.2613 | 652.4469 | 982.2613
5960 | 631.6523 | 984.8466 | 631.6523 | 984.8466
5961 | 614.9563 | 992.6719 | 614.9563 | 992.6719
5962 | 592.5762 | 989.054 | 592.5762 | 989.054
5963 | 566.2702 | 990.9754 | 566.2702 | 990.9754
5964 | 535.8583 | 993.4379 | 535.8583 | 993.4379
5965 | 516.6694 | 1000.4375 | 516.6694 | 1000.4375
5966 | 510.5485 | 1008.7819 | 510.5485 | 1008.7819
5967 | 497.5245 | 1015.1872 | 497.5245 | 1015.1872
5968 | 492.4579 | 1030.5369 | 492.4579 | 1030.5369
5969 | 493.8715 | 1062.2021 | 493.8715 | 1062.2021
5970 | 494.7358 | 1087.4739 | 494.7358 | 1087.4739
5971 | 505.5526 | 1107.2736 | 505.5526 | 1107.2736
5972 | 529.5996 | 1113.453 | 529.5996 | 1113.453
5973 | 556.3297 | 1108.3534 | 556.3297 | 1108.3534
5974 | 579.8896 | 1102.4935 | 579.8896 | 1102.4935
5975 | 610.938 | 1098.2637 | 610.938 | 1098.2637
5976 | 610.0918 | 1092.2292 | 610.0918 | 1092.2292
5977 | 597.6693 | 1089.3393 | 597.6693 | 1089.3393
5978 | 596.0039 | 1083.5237 | 596.0039 | 1083.5237
5979 | 598.7375 | 1055.9561 | 598.7375 | 1055.9561
5980 | 609.4275 | 1034.2308 | 609.4275 | 1034.2308
5981 | 626.998 | 1032.8401 | 626.998 | 1032.8401
5982 | 650.1802 | 1021.6574 | 650.1802 | 1021.6574
5983 | 641.8054 | 1007.3542 | 641.8054 | 1007.3542
5984 | 627.5998 | 1003.8253 | 627.5998 | 1003.8253
5985 | 613.1527 | 1003.977 | 613.1527 | 1003.977
5986 | 589.9963 | 998.5946 | 589.9963 | 998.5946
5987 | 564.3735 | 1002.9166 | 564.3735 | 1002.9166
5988 | 537.4313 | 1005.7279 | 537.4313 | 1005.7279
5989 | 514.718 | 1010.5937 | 514.718 | 1010.5937
5990 | 506.3062 | 1014.7115 | 506.3062 | 1014.7115
5991 | 496.9574 | 1015.536 | 496.9574 | 1015.536
5992 | 493.4937 | 1023.089 | 493.4937 | 1023.089
5993 | 493.6363 | 1044.9059 | 493.6363 | 1044.9059
5994 | 498.2496 | 1059.1187 | 498.2496 | 1059.1187
5995 | 508.9635 | 1064.4947 | 508.9635 | 1064.4947
5996 | 533.8105 | 1054.7115 | 533.8105 | 1054.7115
5997 | 557.1164 | 1034.4699 | 557.1164 | 1034.4699
5998 | 581.1182 | 1016.9767 | 581.1182 | 1016.9767
5999 | 610.329 | 1003.3293 | 610.329 | 1003.3293
6000 | 605.8546 | 987.7542 | 605.8546 | 987.7542
6001 | 595.9693 | 975.9801 | 595.9693 | 975.9801
6002 | 596.9956 | 962.5116 | 596.9956 | 962.5116
6003 | 600.9851 | 932.3588 | 600.9851 | 932.3588
6004 | 610.0198 | 912.5621 | 610.0198 | 912.5621
6005 | 623.9056 | 915.993 | 623.9056 | 915.993
6006 | 635.6956 | 906.2056 | 635.6956 | 906.2056
6007 | 640.1141 | 891.0611 | 640.1141 | 891.0611
6008 | 624.3823 | 886.2396 | 624.3823 | 886.2396
6009 | 610.35 | 879.9283 | 610.35 | 879.9283
6010 | 588.9843 | 860.4299 | 588.9843 | 860.4299
6011 | 557.467 | 852.4619 | 557.467 | 852.4619
6012 | 535.9624 | 848.9743 | 535.9624 | 848.9743
6013 | 514.4594 | 850.4137 | 514.4594 | 850.4137
6014 | 503.6897 | 852.213 | 503.6897 | 852.213
6015 | 493.3148 | 855.1303 | 493.3148 | 855.1303
6016 | 492.5655 | 868.141 | 492.5655 | 868.141
6017 | 492.4328 | 896.3183 | 492.4328 | 896.3183
6018 | 505.7604 | 918.697 | 505.7604 | 918.697
6019 | 521.9273 | 936.1168 | 521.9273 | 936.1168
6020 | 552.8666 | 940.2034 | 552.8666 | 940.2034
6021 | 569.631 | 931.2259 | 569.631 | 931.2259
6022 | 589.2106 | 921.1395 | 589.2106 | 921.1395
6023 | 621.7372 | 915.2682 | 621.7372 | 915.2682
6024 | 624.0892 | 907.9206 | 624.0892 | 907.9206
6025 | 603.3815 | 902.2813 | 603.3815 | 902.2813
6026 | 600.5263 | 892.2802 | 600.5263 | 892.2802
6027 | 605.8031 | 869.3496 | 605.8031 | 869.3496
6028 | 616.0807 | 860.7554 | 616.0807 | 860.7554
6029 | 633.2856 | 874.2194 | 633.2856 | 874.2194
6030 | 648.4903 | 872.7621 | 648.4903 | 872.7621
6031 | 654.2839 | 865.2706 | 654.2839 | 865.2706
6032 | 636.2206 | 866.4402 | 636.2206 | 866.4402
6033 | 620.1 | 863.5553 | 620.1 | 863.5553
6034 | 590.8341 | 846.519 | 590.8341 | 846.519
6035 | 557.3342 | 837.7098 | 557.3342 | 837.7098
6036 | 529.7437 | 833.4631 | 529.7437 | 833.4631
6037 | 508.0051 | 835.7847 | 508.0051 | 835.7847
6038 | 496.0207 | 839.5537 | 496.0207 | 839.5537
6039 | 492.7206 | 846.7592 | 492.7206 | 846.7592
6040 | 489.7102 | 862.4166 | 489.7102 | 862.4166
6041 | 496.8462 | 891.312 | 496.8462 | 891.312
6042 | 512.6523 | 914.4704 | 512.6523 | 914.4704
6043 | 535.0834 | 932.0133 | 535.0834 | 932.0133
6044 | 577.3913 | 936.6744 | 577.3913 | 936.6744
6045 | 602.7654 | 931.5337 | 602.7654 | 931.5337
6046 | 625.9403 | 926.3714 | 625.9403 | 926.3714
6047 | 656.6138 | 923.4137 | 656.6138 | 923.4137
6048 | 651.5727 | 918.6308 | 651.5727 | 918.6308
6049 | 625.6067 | 917.5669 | 625.6067 | 917.5669
6050 | 619.7893 | 914.2339 | 619.7893 | 914.2339
6051 | 624.9479 | 892.2471 | 624.9479 | 892.2471
6052 | 632.5258 | 877.5798 | 632.5258 | 877.5798
6053 | 648.315 | 883.083 | 648.315 | 883.083
6054 | 659.4072 | 874.8343 | 659.4072 | 874.8343
6055 | 664.1351 | 860.2849 | 664.1351 | 860.2849
6056 | 652.2814 | 854.3759 | 652.2814 | 854.3759
6057 | 634.8338 | 845.3768 | 634.8338 | 845.3768
6058 | 600.4574 | 822.6572 | 600.4574 | 822.6572
6059 | 567.852 | 808.7801 | 567.852 | 808.7801
6060 | 537.2156 | 800.9224 | 537.2156 | 800.9224
6061 | 515.13 | 799.161 | 515.13 | 799.161
6062 | 502.4922 | 798.765 | 502.4922 | 798.765
6063 | 496.7931 | 801.2104 | 496.7931 | 801.2104
6064 | 494.374 | 813.585 | 494.374 | 813.585
6065 | 499.1277 | 839.2797 | 499.1277 | 839.2797
6066 | 517.0069 | 857.9037 | 517.0069 | 857.9037
6067 | 540.8301 | 871.0558 | 540.8301 | 871.0558
6068 | 582.7675 | 871.5314 | 582.7675 | 871.5314
6069 | 610.4077 | 860.7689 | 610.4077 | 860.7689
6070 | 626.2941 | 849.7797 | 626.2941 | 849.7797
6071 | 657.7237 | 841.672 | 657.7237 | 841.672
6072 | 650.6091 | 833.1754 | 650.6091 | 833.1754
6073 | 617.0349 | 828.9519 | 617.0349 | 828.9519
6074 | 613.9371 | 823.5056 | 613.9371 | 823.5056
6075 | 621.4421 | 805.4171 | 621.4421 | 805.4171
6076 | 623.552 | 800.3109 | 623.552 | 800.3109
6077 | 638.0089 | 815.8472 | 638.0089 | 815.8472
6078 | 653.7223 | 815.6824 | 653.7223 | 815.6824
6079 | 657.8696 | 808.2731 | 657.8696 | 808.2731
6080 | 647.013 | 809.34 | 647.013 | 809.34
6081 | 630.4159 | 808.9378 | 630.4159 | 808.9378
6082 | 600.5796 | 796.1075 | 600.5796 | 796.1075
6083 | 561.6788 | 792.4482 | 561.6788 | 792.4482
6084 | 532.939 | 792.0588 | 532.939 | 792.0588
6085 | 512.5688 | 795.5705 | 512.5688 | 795.5705
6086 | 504.5026 | 798.7034 | 504.5026 | 798.7034
6087 | 493.8481 | 800.9642 | 493.8481 | 800.9642
6088 | 493.2911 | 809.543 | 493.2911 | 809.543
6089 | 499.7274 | 832.2011 | 499.7274 | 832.2011
6090 | 512.0876 | 853.8823 | 512.0876 | 853.8823
6091 | 538.4854 | 877.9702 | 538.4854 | 877.9702
6092 | 579.7591 | 890.469 | 579.7591 | 890.469
6093 | 603.318 | 899.3623 | 603.318 | 899.3623
6094 | 627.3649 | 914.6765 | 627.3649 | 914.6765
6095 | 651.7985 | 938.1657 | 651.7985 | 938.1657
6096 | 647.6831 | 957.6345 | 647.6831 | 957.6345
6097 | 617.9599 | 973.9079 | 617.9599 | 973.9079
6098 | 611.8374 | 979.5411 | 611.8374 | 979.5411
6099 | 617.3442 | 956.8977 | 617.3442 | 956.8977
6100 | 622.2232 | 940.5479 | 622.2232 | 940.5479
6101 | 636.5944 | 948.226 | 636.5944 | 948.226
6102 | 645.5517 | 941.8239 | 645.5517 | 941.8239
6103 | 652.789 | 929.08 | 652.789 | 929.08
6104 | 637.5511 | 925.4485 | 637.5511 | 925.4485
6105 | 619.435 | 925.6823 | 619.435 | 925.6823
6106 | 593.3322 | 915.745 | 593.3322 | 915.745
6107 | 563.9657 | 911.1624 | 563.9657 | 911.1624
6108 | 535.9583 | 909.1316 | 535.9583 | 909.1316
6109 | 514.8492 | 912.6843 | 514.8492 | 912.6843
6110 | 502.6216 | 915.53 | 502.6216 | 915.53
6111 | 494.881 | 915.8621 | 494.881 | 915.8621
6112 | 494.737 | 924.7282 | 494.737 | 924.7282
6113 | 498.0289 | 948.289 | 498.0289 | 948.289
6114 | 510.8604 | 969.724 | 510.8604 | 969.724
6115 | 525.475 | 984.7842 | 525.475 | 984.7842
6116 | 561.0851 | 987.9886 | 561.0851 | 987.9886
6117 | 592.366 | 989.1468 | 592.366 | 989.1468
6118 | 612.6115 | 997.2388 | 612.6115 | 997.2388
6119 | 639.6613 | 1010.1411 | 639.6613 | 1010.1411
6120 | 632.5633 | 1022.2646 | 632.5633 | 1022.2646
6121 | 614.1012 | 1034.5986 | 614.1012 | 1034.5986
6122 | 607.5372 | 1043.5761 | 607.5372 | 1043.5761
6123 | 604.247 | 1030.8632 | 604.247 | 1030.8632
6124 | 612.9487 | 1026.0032 | 612.9487 | 1026.0032
6125 | 616.4352 | 1041.7857 | 616.4352 | 1041.7857
6126 | 627.6025 | 1040.6361 | 627.6025 | 1040.6361
6127 | 638.6874 | 1030.9493 | 638.6874 | 1030.9493
6128 | 633.9307 | 1028.118 | 633.9307 | 1028.118
6129 | 612.0677 | 1019.8575 | 612.0677 | 1019.8575
6130 | 583.8926 | 997.2815 | 583.8926 | 997.2815
6131 | 556.0157 | 987.2207 | 556.0157 | 987.2207
6132 | 528.7053 | 981.825 | 528.7053 | 981.825
6133 | 510.027 | 976.6988 | 510.027 | 976.6988
6134 | 499.5322 | 968.2804 | 499.5322 | 968.2804
6135 | 493.5204 | 961.2673 | 493.5204 | 961.2673
6136 | 493.574 | 965.3733 | 493.574 | 965.3733
6137 | 493.8867 | 986.0002 | 493.8867 | 986.0002
6138 | 502.2306 | 1002.7572 | 502.2306 | 1002.7572
6139 | 511.3087 | 1016.5248 | 511.3087 | 1016.5248
6140 | 537.3741 | 1019.7907 | 537.3741 | 1019.7907
6141 | 560.1488 | 1016.353 | 560.1488 | 1016.353
6142 | 580.1427 | 1015.9303 | 580.1427 | 1015.9303
6143 | 607.0906 | 1019.1072 | 607.0906 | 1019.1072
6144 | 594.3574 | 1019.3511 | 594.3574 | 1019.3511
6145 | 578.2996 | 1020.2364 | 578.2996 | 1020.2364
6146 | 574.4401 | 1013.6206 | 574.4401 | 1013.6206
6147 | 574.7484 | 991.1209 | 574.7484 | 991.1209
6148 | 579.7694 | 982.9165 | 579.7694 | 982.9165
6149 | 600.1703 | 994.575 | 600.1703 | 994.575
6150 | 606.0312 | 991.1479 | 606.0312 | 991.1479
6151 | 620.0485 | 982.4255 | 620.0485 | 982.4255
6152 | 617.3461 | 982.1998 | 617.3461 | 982.1998
6153 | 598.1566 | 975.4372 | 598.1566 | 975.4372
6154 | 574.8473 | 952.5123 | 574.8473 | 952.5123
6155 | 546.2919 | 939.3739 | 546.2919 | 939.3739
6156 | 520.6677 | 934.245 | 520.6677 | 934.245
6157 | 502.1786 | 936.6692 | 502.1786 | 936.6692
6158 | 490.2689 | 939.1251 | 490.2689 | 939.1251
6159 | 482.8223 | 941.4474 | 482.8223 | 941.4474
6160 | 482.2218 | 950.6007 | 482.2218 | 950.6007
6161 | 484.6167 | 970.1607 | 484.6167 | 970.1607
6162 | 490.3391 | 978.9979 | 490.3391 | 978.9979
6163 | 504.684 | 982.158 | 504.684 | 982.158
6164 | 529.7725 | 980.5408 | 529.7725 | 980.5408
6165 | 549.1213 | 975.7694 | 549.1213 | 975.7694
6166 | 572.7487 | 972.5153 | 572.7487 | 972.5153
6167 | 600.3045 | 974.4201 | 600.3045 | 974.4201
6168 | 598.7827 | 977.8442 | 598.7827 | 977.8442
6169 | 585.7964 | 983.2023 | 585.7964 | 983.2023
6170 | 583.5894 | 980.8952 | 583.5894 | 980.8952
6171 | 589.4032 | 957.9851 | 589.4032 | 957.9851
6172 | 595.3472 | 946.4364 | 595.3472 | 946.4364
6173 | 607.9545 | 958.3616 | 607.9545 | 958.3616
6174 | 616.4918 | 957.4788 | 616.4918 | 957.4788
6175 | 624.9663 | 953.0444 | 624.9663 | 953.0444
6176 | 620.8352 | 957.3326 | 620.8352 | 957.3326
6177 | 605.0705 | 961.0339 | 605.0705 | 961.0339
6178 | 577.098 | 953.846 | 577.098 | 953.846
6179 | 548.1401 | 958.209 | 548.1401 | 958.209
6180 | 521.3256 | 970.6635 | 521.3256 | 970.6635
6181 | 501.2658 | 985.2956 | 501.2658 | 985.2956
6182 | 490.0997 | 999.1592 | 490.0997 | 999.1592
6183 | 484.2467 | 1013.3817 | 484.2467 | 1013.3817
6184 | 483.9988 | 1035.8304 | 483.9988 | 1035.8304
6185 | 487.2626 | 1075.4359 | 487.2626 | 1075.4359
6186 | 499.5006 | 1108.5864 | 499.5006 | 1108.5864
6187 | 517.633 | 1133.1051 | 517.633 | 1133.1051
6188 | 555.807 | 1142.3622 | 555.807 | 1142.3622
6189 | 579.8812 | 1141.0993 | 579.8812 | 1141.0993
6190 | 603.0275 | 1138.3786 | 603.0275 | 1138.3786
6191 | 634.5514 | 1137.4931 | 634.5514 | 1137.4931
6192 | 624.6766 | 1134.9466 | 624.6766 | 1134.9466
6193 | 602.1201 | 1132.5286 | 602.1201 | 1132.5286
6194 | 597.6688 | 1121.44 | 597.6688 | 1121.44
6195 | 602.5437 | 1088.661 | 602.5437 | 1088.661
6196 | 607.7625 | 1067.5306 | 607.7625 | 1067.5306
6197 | 620.4708 | 1071.3514 | 620.4708 | 1071.3514
6198 | 632.3416 | 1063.8004 | 632.3416 | 1063.8004
6199 | 637.8705 | 1055.0368 | 637.8705 | 1055.0368
6200 | 633.2865 | 1057.7042 | 633.2865 | 1057.7042
6201 | 618.44 | 1059.5794 | 618.44 | 1059.5794
6202 | 586.0244 | 1047.6929 | 586.0244 | 1047.6929
6203 | 552.1422 | 1043.5207 | 552.1422 | 1043.5207
6204 | 524.2759 | 1045.2651 | 524.2759 | 1045.2651
6205 | 501.9501 | 1055.1577 | 501.9501 | 1055.1577
6206 | 492.7329 | 1067.0106 | 492.7329 | 1067.0106
6207 | 485.47 | 1076.3088 | 485.47 | 1076.3088
6208 | 485.8798 | 1092.5202 | 485.8798 | 1092.5202
6209 | 491.491 | 1123.1391 | 491.491 | 1123.1391
6210 | 508.249 | 1148.5955 | 508.249 | 1148.5955
6211 | 533.829 | 1167.9643 | 533.829 | 1167.9643
6212 | 578.8445 | 1173.6719 | 578.8445 | 1173.6719
6213 | 601.1985 | 1169.7417 | 601.1985 | 1169.7417
6214 | 620.0731 | 1167.1646 | 620.0731 | 1167.1646
6215 | 651.4125 | 1169.6645 | 651.4125 | 1169.6645
6216 | 637.2432 | 1172.1243 | 637.2432 | 1172.1243
6217 | 609.5134 | 1173.1942 | 609.5134 | 1173.1942
6218 | 606.0359 | 1163.4803 | 606.0359 | 1163.4803
6219 | 606.5652 | 1129.3266 | 606.5652 | 1129.3266
6220 | 610.7215 | 1103.785 | 610.7215 | 1103.785
6221 | 625.5534 | 1105.8824 | 625.5534 | 1105.8824
6222 | 638.0635 | 1095.7256 | 638.0635 | 1095.7256
6223 | 639.0392 | 1080.458 | 639.0392 | 1080.458
6224 | 633.1621 | 1074.9799 | 633.1621 | 1074.9799
6225 | 616.9026 | 1068.0941 | 616.9026 | 1068.0941
6226 | 586.4747 | 1050.5859 | 586.4747 | 1050.5859
6227 | 547.6743 | 1048.1371 | 547.6743 | 1048.1371
6228 | 518.3845 | 1053.2669 | 518.3845 | 1053.2669
6229 | 500.3297 | 1058.1122 | 500.3297 | 1058.1122
6230 | 488.4816 | 1058.8036 | 488.4816 | 1058.8036
6231 | 482.8936 | 1058.7253 | 482.8936 | 1058.7253
6232 | 482.1253 | 1068.5763 | 482.1253 | 1068.5763
6233 | 488.1237 | 1095.0301 | 488.1237 | 1095.0301
6234 | 503.0785 | 1117.3884 | 503.0785 | 1117.3884
6235 | 528.3704 | 1132.8384 | 528.3704 | 1132.8384
6236 | 571.2289 | 1134.1552 | 571.2289 | 1134.1552
6237 | 592.8031 | 1128.8914 | 592.8031 | 1128.8914
6238 | 607.7158 | 1126.9914 | 607.7158 | 1126.9914
6239 | 640.6734 | 1130.1479 | 640.6734 | 1130.1479
6240 | 625.4371 | 1132.2383 | 625.4371 | 1132.2383
6241 | 601.2238 | 1128.2814 | 601.2238 | 1128.2814
6242 | 595.0265 | 1115.2232 | 595.0265 | 1115.2232
6243 | 600.0465 | 1088.8662 | 600.0465 | 1088.8662
6244 | 601.5468 | 1069.4388 | 601.5468 | 1069.4388
6245 | 614.3115 | 1072.2542 | 614.3115 | 1072.2542
6246 | 624.8025 | 1061.3793 | 624.8025 | 1061.3793
6247 | 628.4619 | 1044.8807 | 628.4619 | 1044.8807
6248 | 627.947 | 1038.9717 | 627.947 | 1038.9717
6249 | 609.7255 | 1026.6693 | 609.7255 | 1026.6693
6250 | 583.2787 | 997.3225 | 583.2787 | 997.3225
6251 | 548.5399 | 976.5926 | 548.5399 | 976.5926
6252 | 516.2557 | 962.2513 | 516.2557 | 962.2513
6253 | 493.2929 | 952.5292 | 493.2929 | 952.5292
6254 | 481.8479 | 940.6229 | 481.8479 | 940.6229
6255 | 477.0936 | 934.6151 | 477.0936 | 934.6151
6256 | 478.9484 | 942.2912 | 478.9484 | 942.2912
6257 | 483.6321 | 965.9136 | 483.6321 | 965.9136
6258 | 496.2941 | 986.3842 | 496.2941 | 986.3842
6259 | 519.7181 | 1004.7272 | 519.7181 | 1004.7272
6260 | 564.16 | 1016.0771 | 564.16 | 1016.0771
6261 | 584.5804 | 1022.4672 | 584.5804 | 1022.4672
6262 | 605.9243 | 1028.0766 | 605.9243 | 1028.0766
6263 | 639.8018 | 1034.721 | 639.8018 | 1034.721
6264 | 628.4075 | 1037.7142 | 628.4075 | 1037.7142
6265 | 604.0658 | 1040.3435 | 604.0658 | 1040.3435
6266 | 602.4596 | 1036.2514 | 602.4596 | 1036.2514
6267 | 601.6692 | 1011.5973 | 601.6692 | 1011.5973
6268 | 605.3109 | 995.1244 | 605.3109 | 995.1244
6269 | 615.7298 | 1007.8088 | 615.7298 | 1007.8088
6270 | 620.8933 | 1007.2952 | 620.8933 | 1007.2952
6271 | 620.2199 | 1001.3221 | 620.2199 | 1001.3221
6272 | 617.3545 | 1004.6665 | 617.3545 | 1004.6665
6273 | 598.6862 | 1005.3312 | 598.6862 | 1005.3312
6274 | 574.405 | 996.7685 | 574.405 | 996.7685
6275 | 543.2353 | 1007.9434 | 543.2353 | 1007.9434
6276 | 510.2569 | 1026.4711 | 510.2569 | 1026.4711
6277 | 491.8552 | 1042.6625 | 491.8552 | 1042.6625
6278 | 479.0043 | 1052.6688 | 479.0043 | 1052.6688
6279 | 472.6144 | 1063.8752 | 472.6144 | 1063.8752
6280 | 470.1845 | 1083.9028 | 470.1845 | 1083.9028
6281 | 474.1821 | 1116.2657 | 474.1821 | 1116.2657
6282 | 486.3019 | 1142.4402 | 486.3019 | 1142.4402
6283 | 504.5441 | 1162.0758 | 504.5441 | 1162.0758
6284 | 541.7335 | 1167.9885 | 541.7335 | 1167.9885
6285 | 570.6267 | 1163.1145 | 570.6267 | 1163.1145
6286 | 593.0661 | 1157.6445 | 593.0661 | 1157.6445
6287 | 624.5703 | 1155.0561 | 624.5703 | 1155.0561
6288 | 617.9099 | 1150.9092 | 617.9099 | 1150.9092
6289 | 592.35 | 1143.7311 | 592.35 | 1143.7311
6290 | 587.4062 | 1123.6149 | 587.4062 | 1123.6149
6291 | 589.5531 | 1082.8751 | 589.5531 | 1082.8751
6292 | 594.2529 | 1061.7447 | 594.2529 | 1061.7447
6293 | 605.0286 | 1062.7546 | 605.0286 | 1062.7546
6294 | 609.4844 | 1053.0492 | 609.4844 | 1053.0492
6295 | 611.9511 | 1038.4382 | 611.9511 | 1038.4382
6296 | 610.0559 | 1034.1091 | 610.0559 | 1034.1091
6297 | 593.9801 | 1027.4695 | 593.9801 | 1027.4695
6298 | 569.2349 | 1007.7044 | 569.2349 | 1007.7044
6299 | 542.2215 | 998.7926 | 542.2215 | 998.7926
6300 | 512.1999 | 999.4495 | 512.1999 | 999.4495
6301 | 490.2804 | 1005.2181 | 490.2804 | 1005.2181
6302 | 480.0565 | 1008.4947 | 480.0565 | 1008.4947
6303 | 473.4774 | 1013.9562 | 473.4774 | 1013.9562
6304 | 470.7878 | 1029.0186 | 470.7878 | 1029.0186
6305 | 474.0797 | 1057.2779 | 474.0797 | 1057.2779
6306 | 478.913 | 1079.3284 | 478.913 | 1079.3284
6307 | 487.8662 | 1095.1888 | 487.8662 | 1095.1888
6308 | 517.8743 | 1097.5725 | 517.8743 | 1097.5725
6309 | 547.1497 | 1089.3542 | 547.1497 | 1089.3542
6310 | 574.006 | 1083.3918 | 574.006 | 1083.3918
6311 | 603.2827 | 1084.5375 | 603.2827 | 1084.5375
6312 | 600.3905 | 1083.776 | 600.3905 | 1083.776
6313 | 584.5625 | 1072.4944 | 584.5625 | 1072.4944
6314 | 575.1145 | 1040.1292 | 575.1145 | 1040.1292
6315 | 575.4887 | 994.6294 | 575.4887 | 994.6294
6316 | 579.7433 | 971.9397 | 579.7433 | 971.9397
6317 | 593.7449 | 972.6828 | 593.7449 | 972.6828
6318 | 595.0986 | 958.1148 | 595.0986 | 958.1148
6319 | 601.2227 | 940.2005 | 601.2227 | 940.2005
6320 | 608.9233 | 935.4815 | 608.9233 | 935.4815
6321 | 591.1095 | 932.0017 | 591.1095 | 932.0017
6322 | 566.3419 | 918.638 | 566.3419 | 918.638
6323 | 538.6661 | 918.282 | 538.6661 | 918.282
6324 | 510.8512 | 930.6134 | 510.8512 | 930.6134
6325 | 492.1206 | 948.713 | 492.1206 | 948.713
6326 | 483.4934 | 961.9405 | 483.4934 | 961.9405
6327 | 475.1059 | 971.2182 | 475.1059 | 971.2182
6328 | 473.066 | 983.2235 | 473.066 | 983.2235
6329 | 474.7791 | 1005.2866 | 474.7791 | 1005.2866
6330 | 483.3048 | 1014.288 | 483.3048 | 1014.288
6331 | 495.0669 | 1004.5221 | 495.0669 | 1004.5221
6332 | 526.6635 | 974.7959 | 526.6635 | 974.7959
6333 | 554.2939 | 944.8085 | 554.2939 | 944.8085
6334 | 572.5781 | 929.4696 | 572.5781 | 929.4696
6335 | 602.7289 | 924.6242 | 602.7289 | 924.6242
6336 | 599.6252 | 921.4417 | 599.6252 | 921.4417
6337 | 578.4007 | 920.5009 | 578.4007 | 920.5009
6338 | 574.1905 | 916.06 | 574.1905 | 916.06
6339 | 577.5725 | 893.5192 | 577.5725 | 893.5192
6340 | 579.301 | 882.545 | 579.301 | 882.545
6341 | 591.3683 | 893.2391 | 591.3683 | 893.2391
6342 | 598.7203 | 888.8478 | 598.7203 | 888.8478
6343 | 604.3218 | 878.1146 | 604.3218 | 878.1146
6344 | 611.2992 | 876.6374 | 611.2992 | 876.6374
6345 | 594.1452 | 871.6803 | 594.1452 | 871.6803
6346 | 563.5126 | 848.6733 | 563.5126 | 848.6733
6347 | 536.2177 | 835.7812 | 536.2177 | 835.7812
6348 | 506.751 | 830.7548 | 506.751 | 830.7548
6349 | 488.8243 | 830.204 | 488.8243 | 830.204
6350 | 477.1071 | 827.7972 | 477.1071 | 827.7972
6351 | 472.404 | 825.7082 | 472.404 | 825.7082
6352 | 469.6576 | 829.8143 | 469.6576 | 829.8143
6353 | 471.0332 | 846.8916 | 471.0332 | 846.8916
6354 | 480.9628 | 862.2124 | 480.9628 | 862.2124
6355 | 498.1581 | 875.4876 | 498.1581 | 875.4876
6356 | 536.8187 | 878.2201 | 536.8187 | 878.2201
6357 | 559.9846 | 876.5674 | 559.9846 | 876.5674
6358 | 580.1431 | 881.0073 | 580.1431 | 881.0073
6359 | 615.2443 | 889.4572 | 615.2443 | 889.4572
6360 | 609.2631 | 895.5691 | 609.2631 | 895.5691
6361 | 581.044 | 899.8603 | 581.044 | 899.8603
6362 | 580.6104 | 898.0046 | 580.6104 | 898.0046
6363 | 585.7715 | 874.3969 | 585.7715 | 874.3969
6364 | 586.9636 | 857.9035 | 586.9636 | 857.9035
6365 | 601.6292 | 863.3452 | 601.6292 | 863.3452
6366 | 605.2513 | 855.0965 | 605.2513 | 855.0965
6367 | 604.4534 | 844.0145 | 604.4534 | 844.0145
6368 | 604.7008 | 843.8299 | 604.7008 | 843.8299
6369 | 595.1609 | 842.4223 | 595.1609 | 842.4223
6370 | 567.8306 | 828.6278 | 567.8306 | 828.6278
6371 | 537.9193 | 825.7481 | 537.9193 | 825.7481
6372 | 507.4466 | 830.0161 | 507.4466 | 830.0161
6373 | 485.9384 | 839.7036 | 485.9384 | 839.7036
6374 | 475.6781 | 847.9043 | 475.6781 | 847.9043
6375 | 471.8567 | 857.695 | 471.8567 | 857.695
6376 | 470.5399 | 878.3587 | 470.5399 | 878.3587
6377 | 474.9895 | 913.6145 | 474.9895 | 913.6145
6378 | 488.4346 | 942.682 | 488.4346 | 942.682
6379 | 514.5774 | 965.3747 | 514.5774 | 965.3747
6380 | 553.3961 | 974.5702 | 553.3961 | 974.5702
6381 | 578.9158 | 975.0513 | 578.9158 | 975.0513
6382 | 603.6626 | 977.2343 | 603.6626 | 977.2343
6383 | 631.1052 | 982.3809 | 631.1052 | 982.3809
6384 | 626.1922 | 984.9228 | 626.1922 | 984.9228
6385 | 596.5679 | 983.6947 | 596.5679 | 983.6947
6386 | 593.9218 | 972.2984 | 593.9218 | 972.2984
6387 | 594.1581 | 947.9316 | 594.1581 | 947.9316
6388 | 600.9298 | 932.7102 | 600.9298 | 932.7102
6389 | 614.235 | 935.5872 | 614.235 | 935.5872
6390 | 615.1463 | 921.9425 | 615.1463 | 921.9425
6391 | 615.8178 | 901.5455 | 615.8178 | 901.5455
6392 | 623.4471 | 889.2967 | 623.4471 | 889.2967
6393 | 604.495 | 875.2298 | 604.495 | 875.2298
6394 | 569.9243 | 847.9963 | 569.9243 | 847.9963
6395 | 535.0169 | 829.4207 | 535.0169 | 829.4207
6396 | 505.9474 | 816.7824 | 505.9474 | 816.7824
6397 | 486.5844 | 810.6508 | 486.5844 | 810.6508
6398 | 476.5293 | 803.6481 | 476.5293 | 803.6481
6399 | 469.7768 | 797.9276 | 469.7768 | 797.9276
6400 | 470.9833 | 800.9462 | 470.9833 | 800.9462
6401 | 473.9719 | 819.1725 | 473.9719 | 819.1725
6402 | 486.4051 | 833.2212 | 486.4051 | 833.2212
6403 | 511.0045 | 843.0289 | 511.0045 | 843.0289
6404 | 551.5135 | 841.74 | 551.5135 | 841.74
6405 | 578.0271 | 834.2808 | 578.0271 | 834.2808
6406 | 600.1461 | 832.2577 | 600.1461 | 832.2577
6407 | 629.8548 | 838.4097 | 629.8548 | 838.4097
6408 | 621.9484 | 842.7366 | 621.9484 | 842.7366
6409 | 593.4414 | 843.0268 | 593.4414 | 843.0268
6410 | 590.7149 | 838.1551 | 590.7149 | 838.1551
6411 | 595.0134 | 820.1897 | 595.0134 | 820.1897
6412 | 601.0468 | 811.1441 | 601.0468 | 811.1441
6413 | 611.6288 | 823.0899 | 611.6288 | 823.0899
6414 | 611.4011 | 819.5192 | 611.4011 | 819.5192
6415 | 608.4843 | 808.8475 | 608.4843 | 808.8475
6416 | 611.9247 | 806.0983 | 611.9247 | 806.0983
6417 | 603.7433 | 801.531 | 603.7433 | 801.531
6418 | 572.51 | 786.5464 | 572.51 | 786.5464
6419 | 536.3569 | 782.169 | 536.3569 | 782.169
6420 | 506.7829 | 786.0267 | 506.7829 | 786.0267
6421 | 485.4152 | 794.7292 | 485.4152 | 794.7292
6422 | 475.5275 | 798.2726 | 475.5275 | 798.2726
6423 | 471.1585 | 805.519 | 471.1585 | 805.519
6424 | 469.6584 | 824.5003 | 469.6584 | 824.5003
6425 | 474.4493 | 859.0175 | 474.4493 | 859.0175
6426 | 484.9029 | 889.87 | 484.9029 | 889.87
6427 | 511.5859 | 915.5582 | 511.5859 | 915.5582
6428 | 556.1235 | 928.7341 | 556.1235 | 928.7341
6429 | 582.8865 | 933.7906 | 582.8865 | 933.7906
6430 | 602.7858 | 939.8309 | 602.7858 | 939.8309
6431 | 630.8932 | 948.5271 | 630.8932 | 948.5271
6432 | 621.5459 | 953.6541 | 621.5459 | 953.6541
6433 | 592.2548 | 957.3298 | 592.2548 | 957.3298
6434 | 582.5235 | 956.9718 | 582.5235 | 956.9718
6435 | 589.2139 | 937.3445 | 589.2139 | 937.3445
6436 | 592.9295 | 927.9707 | 592.9295 | 927.9707
6437 | 606.9917 | 940.06 | 606.9917 | 940.06
6438 | 602.1232 | 937.1049 | 602.1232 | 937.1049
6439 | 598.596 | 927.5617 | 598.596 | 927.5617
6440 | 604.5971 | 926.7616 | 604.5971 | 926.7616
6441 | 592.8875 | 923.2202 | 592.8875 | 923.2202
6442 | 568.9321 | 905.5683 | 568.9321 | 905.5683
6443 | 535.1173 | 896.9848 | 535.1173 | 896.9848
6444 | 505.6359 | 893.7435 | 505.6359 | 893.7435
6445 | 485.8833 | 900.8046 | 485.8833 | 900.8046
6446 | 474.5203 | 911.6522 | 474.5203 | 911.6522
6447 | 467.9564 | 922.284 | 467.9564 | 922.284
6448 | 466.469 | 939.6854 | 466.469 | 939.6854
6449 | 467.8841 | 970.4274 | 467.8841 | 970.4274
6450 | 474.2663 | 995.453 | 474.2663 | 995.453
6451 | 493.8798 | 1014.3089 | 493.8798 | 1014.3089
6452 | 528.3242 | 1019.0111 | 528.3242 | 1019.0111
6453 | 557.2139 | 1014.65 | 557.2139 | 1014.65
6454 | 581.9785 | 1011.2933 | 581.9785 | 1011.2933
6455 | 614.871 | 1011.8235 | 614.871 | 1011.8235
6456 | 611.2563 | 1008.2511 | 611.2563 | 1008.2511
6457 | 585.0235 | 999.5137 | 585.0235 | 999.5137
6458 | 577.2495 | 983.4394 | 577.2495 | 983.4394
6459 | 570.0879 | 952.0761 | 570.0879 | 952.0761
6460 | 575.7368 | 928.4221 | 575.7368 | 928.4221
6461 | 585.8709 | 930.027 | 585.8709 | 930.027
6462 | 591.1458 | 917.6748 | 591.1458 | 917.6748
6463 | 587.5511 | 900.2735 | 587.5511 | 900.2735
6464 | 596.777 | 892.4358 | 596.777 | 892.4358
6465 | 577.5426 | 886.2477 | 577.5426 | 886.2477
6466 | 552.7772 | 870.586 | 552.7772 | 870.586
6467 | 528.0488 | 867.4396 | 528.0488 | 867.4396
6468 | 503.2112 | 869.6354 | 503.2112 | 869.6354
6469 | 485.5676 | 875.1578 | 485.5676 | 875.1578
6470 | 473.2267 | 881.553 | 473.2267 | 881.553
6471 | 464.331 | 887.589 | 464.331 | 887.589
6472 | 463.3651 | 902.0974 | 463.3651 | 902.0974
6473 | 463.1736 | 931.6699 | 463.1736 | 931.6699
6474 | 463.013 | 956.9211 | 463.013 | 956.9211
6475 | 470.4714 | 976.3105 | 470.4714 | 976.3105
6476 | 494.7287 | 983.0029 | 494.7287 | 983.0029
6477 | 518.7767 | 979.5241 | 518.7767 | 979.5241
6478 | 539.6497 | 976.4136 | 539.6497 | 976.4136
6479 | 564.1421 | 978.8519 | 564.1421 | 978.8519
6480 | 564.1523 | 978.4803 | 564.1523 | 978.4803
6481 | 550.6374 | 973.3539 | 550.6374 | 973.3539
6482 | 543.7086 | 953.6275 | 543.7086 | 953.6275
6483 | 542.4711 | 920.4381 | 542.4711 | 920.4381
6484 | 548.6185 | 901.4416 | 548.6185 | 901.4416
6485 | 556.5049 | 905.1188 | 556.5049 | 905.1188
6486 | 558.3831 | 893.7514 | 558.3831 | 893.7514
6487 | 564.2427 | 877.417 | 564.2427 | 877.417
6488 | 578.9389 | 869.4563 | 578.9389 | 869.4563
6489 | 568.0947 | 859.5134 | 568.0947 | 859.5134
6490 | 550.8079 | 835.932 | 550.8079 | 835.932
6491 | 521.0384 | 822.5884 | 521.0384 | 822.5884
6492 | 493.0955 | 816.4746 | 493.0955 | 816.4746
6493 | 475.4182 | 819.0014 | 475.4182 | 819.0014
6494 | 465.6042 | 821.8882 | 465.6042 | 821.8882
6495 | 460.0328 | 825.9955 | 460.0328 | 825.9955
6496 | 457.865 | 835.7028 | 457.865 | 835.7028
6497 | 459.049 | 859.9202 | 459.049 | 859.9202
6498 | 460.0251 | 882.6478 | 460.0251 | 882.6478
6499 | 474.0231 | 898.7544 | 474.0231 | 898.7544
6500 | 502.276 | 901.4664 | 502.276 | 901.4664
6501 | 530.9491 | 895.6076 | 530.9491 | 895.6076
6502 | 554.4497 | 890.7736 | 554.4497 | 890.7736
6503 | 590.646 | 889.1905 | 590.646 | 889.1905
6504 | 587.6903 | 884.6538 | 587.6903 | 884.6538
6505 | 568.3216 | 878.9119 | 568.3216 | 878.9119
6506 | 557.365 | 867.2078 | 557.365 | 867.2078
6507 | 559.8163 | 840.1327 | 559.8163 | 840.1327
6508 | 558.1919 | 826.3886 | 558.1919 | 826.3886
6509 | 574.6407 | 834.0257 | 574.6407 | 834.0257
6510 | 576.1202 | 825.777 | 576.1202 | 825.777
6511 | 577.7765 | 810.3453 | 577.7765 | 810.3453
6512 | 589.0194 | 803.5746 | 589.0194 | 803.5746
6513 | 575.9697 | 793.0367 | 575.9697 | 793.0367
6514 | 547.9222 | 768.9629 | 547.9222 | 768.9629
6515 | 517.5426 | 755.9476 | 517.5426 | 755.9476
6516 | 489.7931 | 752.8294 | 489.7931 | 752.8294
6517 | 470.3943 | 754.4534 | 470.3943 | 754.4534
6518 | 460.5791 | 751.5337 | 460.5791 | 751.5337
6519 | 455.9058 | 748.4599 | 455.9058 | 748.4599
6520 | 454.0418 | 755.8283 | 454.0418 | 755.8283
6521 | 454.687 | 779.1634 | 454.687 | 779.1634
6522 | 459.3935 | 797.4592 | 459.3935 | 797.4592
6523 | 477.982 | 810.3446 | 477.982 | 810.3446
6524 | 518.2181 | 810.4919 | 518.2181 | 810.4919
6525 | 548.6028 | 802.6839 | 548.6028 | 802.6839
6526 | 569.7203 | 799.1425 | 569.7203 | 799.1425
6527 | 601.0971 | 801.15 | 601.0971 | 801.15
6528 | 596.3152 | 800.2654 | 596.3152 | 800.2654
6529 | 575.6752 | 799.0168 | 575.6752 | 799.0168
6530 | 567.3065 | 796.9149 | 567.3065 | 796.9149
6531 | 575.2955 | 773.9433 | 575.2955 | 773.9433
6532 | 583.5091 | 760.0351 | 583.5091 | 760.0351
6533 | 593.484 | 769.1289 | 593.484 | 769.1289
6534 | 590.8837 | 761.7625 | 590.8837 | 761.7625
6535 | 586.6994 | 745.3664 | 586.6994 | 745.3664
6536 | 600.6602 | 738.6368 | 600.6602 | 738.6368
6537 | 589.2623 | 735.28 | 589.2623 | 735.28
6538 | 562.3004 | 722.4087 | 562.3004 | 722.4087
6539 | 528.2781 | 719.7958 | 528.2781 | 719.7958
6540 | 495.8663 | 367.1572 | 495.8663 | 367.1572
6541 | 475.2022 | 370.8524 | 475.2022 | 370.8524
6542 | 461.4625 | 376.6306 | 461.4625 | 376.6306
6543 | 455.3665 | 378.5702 | 455.3665 | 378.5702
6544 | 452.3511 | 393.1845 | 452.3511 | 393.1845
6545 | 454.8921 | 426.6371 | 454.8921 | 426.6371
6546 | 460.9619 | 442.0134 | 460.9619 | 442.0134
6547 | 487.5301 | 462.1214 | 487.5301 | 462.1214
6548 | 523.4745 | 452.9947 | 523.4745 | 452.9947
6549 | 552.5907 | 449.3225 | 552.5907 | 449.3225
6550 | 580.5374 | 447.4672 | 580.5374 | 447.4672
6551 | 619.763 | 450.0489 | 619.763 | 450.0489
6552 | 613.1046 | 446.2483 | 613.1046 | 446.2483
6553 | 583.1934 | 442.2989 | 583.1934 | 442.2989
6554 | 580.589 | 441.2747 | 580.589 | 441.2747
6555 | 588.3242 | 408.1475 | 588.3242 | 408.1475
6556 | 588.4615 | 417.5799 | 588.4615 | 417.5799
6557 | 603.2179 | 429.3603 | 603.2179 | 429.3603
6558 | 598.6648 | 417.4591 | 598.6648 | 417.4591
6559 | 595.4721 | 413.1353 | 595.4721 | 413.1353
6560 | 612.8827 | 418.7589 | 612.8827 | 418.7589
6561 | 594.3015 | 403.134 | 594.3015 | 403.134
6562 | 567.2064 | 383.0655 | 567.2064 | 383.0655
6563 | 534.7765 | 374.1965 | 534.7765 | 374.1965
6564 | 503.5291 | 370.6399 | 503.5291 | 370.6399
6565 | 482.491 | 376.4924 | 482.491 | 376.4924
6566 | 469.8609 | 382.3528 | 469.8609 | 382.3528
6567 | 462.493 | 382.8747 | 462.493 | 382.8747
6568 | 459.8082 | 395.948 | 459.8082 | 395.948
6569 | 463.5578 | 427.9418 | 463.5578 | 427.9418
6570 | 466.9085 | 442.9996 | 466.9085 | 442.9996
6571 | 495.2419 | 463.6932 | 495.2419 | 463.6932
6572 | 543.0148 | 455.9637 | 543.0148 | 455.9637
6573 | 568.1314 | 452.199 | 568.1314 | 452.199
6574 | 592.8291 | 450.0355 | 592.8291 | 450.0355
6575 | 625.3661 | 453.737 | 625.3661 | 453.737
6576 | 617.8525 | 450.5117 | 617.8525 | 450.5117
6577 | 587.9388 | 446.1617 | 587.9388 | 446.1617
6578 | 580.7574 | 445.456 | 580.7574 | 445.456
6579 | 588.2631 | 414.5786 | 588.2631 | 414.5786
6580 | 589.895 | 424.6274 | 589.895 | 424.6274
6581 | 600.1353 | 436.8599 | 600.1353 | 436.8599
6582 | 598.8791 | 424.4553 | 598.8791 | 424.4553
6583 | 593.2717 | 417.3473 | 593.2717 | 417.3473
6584 | 598.0384 | 418.9335 | 598.0384 | 418.9335
6585 | 588.797 | 404.151 | 588.797 | 404.151
6586 | 560.2963 | 389.5685 | 560.2963 | 389.5685
6587 | 523.9665 | 386.3909 | 523.9665 | 386.3909
6588 | 494.4549 | 385.115 | 494.4549 | 385.115
6589 | 472.3709 | 393.1352 | 472.3709 | 393.1352
6590 | 461.2429 | 404.1323 | 461.2429 | 404.1323
6591 | 451.2127 | 411.8352 | 451.2127 | 411.8352
6592 | 448.1876 | 432.7573 | 448.1876 | 432.7573
6593 | 449.4631 | 472.4972 | 449.4631 | 472.4972
6594 | 451.9154 | 494.4279 | 451.9154 | 494.4279
6595 | 479.0896 | 520.6691 | 479.0896 | 520.6691
6596 | 521.8843 | 517.0797 | 521.8843 | 517.0797
6597 | 544.7288 | 515.0409 | 544.7288 | 515.0409
6598 | 571.4391 | 511.3673 | 571.4391 | 511.3673
6599 | 608.9966 | 511.7402 | 608.9966 | 511.7402
6600 | 611.31 | 504.5391 | 611.31 | 504.5391
6601 | 582.9246 | 496.0592 | 582.9246 | 496.0592
6602 | 575.8287 | 487.7513 | 575.8287 | 487.7513
6603 | 575.3062 | 448.008 | 575.3062 | 448.008
6604 | 579.6823 | 450.8244 | 579.6823 | 450.8244
6605 | 589.7088 | 457.7044 | 589.7088 | 457.7044
6606 | 584.717 | 442.3925 | 584.717 | 442.3925
6607 | 576.1891 | 434.0826 | 576.1891 | 434.0826
6608 | 581.8429 | 436.1825 | 581.8429 | 436.1825
6609 | 576.8461 | 421.2767 | 576.8461 | 421.2767
6610 | 556.3286 | 405.6771 | 556.3286 | 405.6771
6611 | 520.0419 | 400.3935 | 520.0419 | 400.3935
6612 | 494.3066 | 396.9601 | 494.3066 | 396.9601
6613 | 473.3243 | 401.734 | 473.3243 | 401.734
6614 | 461.131 | 408.2211 | 461.131 | 408.2211
6615 | 455.6046 | 412.9242 | 455.6046 | 412.9242
6616 | 453.7295 | 433.9593 | 453.7295 | 433.9593
6617 | 453.7296 | 474.4902 | 453.7296 | 474.4902
6618 | 455.8764 | 494.7669 | 455.8764 | 494.7669
6619 | 480.9636 | 518.5014 | 480.9636 | 518.5014
6620 | 522.9393 | 511.6246 | 522.9393 | 511.6246
6621 | 555.7296 | 506.8634 | 555.7296 | 506.8634
6622 | 577.1985 | 503.3746 | 577.1985 | 503.3746
6623 | 611.8314 | 505.0523 | 611.8314 | 505.0523
6624 | 604.1488 | 500.1627 | 604.1488 | 500.1627
6625 | 578.6036 | 497.6824 | 578.6036 | 497.6824
6626 | 577.7258 | 497.5109 | 577.7258 | 497.5109
6627 | 578.1935 | 464.0447 | 578.1935 | 464.0447
6628 | 582.9778 | 470.9807 | 582.9778 | 470.9807
6629 | 590.2711 | 481.4872 | 590.2711 | 481.4872
6630 | 586.5922 | 468.6717 | 586.5922 | 468.6717
6631 | 584.0106 | 461.9541 | 584.0106 | 461.9541
6632 | 597.1222 | 464.9272 | 597.1222 | 464.9272
6633 | 591.3509 | 450.1242 | 591.3509 | 450.1242
6634 | 568.2987 | 433.5486 | 568.2987 | 433.5486
6635 | 533.6928 | 426.3233 | 533.6928 | 426.3233
6636 | 503.7786 | 420.3628 | 503.7786 | 420.3628
6637 | 481.6396 | 423.0409 | 481.6396 | 423.0409
6638 | 468.4284 | 428.8294 | 468.4284 | 428.8294
6639 | 461.8003 | 431.1593 | 461.8003 | 431.1593
6640 | 460.2191 | 447.027 | 460.2191 | 447.027
6641 | 460.4697 | 482.4829 | 460.4697 | 482.4829
6642 | 459.6409 | 500.3042 | 459.6409 | 500.3042
6643 | 477.5742 | 522.806 | 477.5742 | 522.806
6644 | 509.8875 | 515.8675 | 509.8875 | 515.8675
6645 | 533.9846 | 513.3047 | 533.9846 | 513.3047
6646 | 554.1128 | 511.2235 | 554.1128 | 511.2235
6647 | 587.8738 | 512.634 | 587.8738 | 512.634
6648 | 583.9392 | 506.5322 | 583.9392 | 506.5322
6649 | 557.7426 | 502.1924 | 557.7426 | 502.1924
6650 | 554.7566 | 502.0106 | 554.7566 | 502.0106
6651 | 559.035 | 469.6025 | 559.035 | 469.6025
6652 | 558.0607 | 478.4596 | 558.0607 | 478.4596
6653 | 562.3304 | 490.5277 | 562.3304 | 490.5277
6654 | 568.2658 | 478.267 | 568.2658 | 478.267
6655 | 563.9885 | 471.9398 | 563.9885 | 471.9398
6656 | 579.096 | 475.7964 | 579.096 | 475.7964
6657 | 579.6099 | 460.9009 | 579.6099 | 460.9009
6658 | 555.6502 | 442.6302 | 555.6502 | 442.6302
6659 | 527.6599 | 434.316 | 527.6599 | 434.316
6660 | 504.5015 | 431.2936 | 504.5015 | 431.2936
6661 | 483.3972 | 439.2111 | 483.3972 | 439.2111
6662 | 472.1236 | 448.174 | 472.1236 | 448.174
6663 | 465.2935 | 452.8874 | 465.2935 | 452.8874
6664 | 461.8173 | 469.2174 | 461.8173 | 469.2174
6665 | 460.0132 | 502.8754 | 460.0132 | 502.8754
6666 | 454.7638 | 518.2415 | 454.7638 | 518.2415
6667 | 471.5583 | 539.1303 | 471.5583 | 539.1303
6668 | 495.1518 | 531.7911 | 495.1518 | 531.7911
6669 | 524.3383 | 527.6155 | 524.3383 | 527.6155
6670 | 549.3658 | 523.911 | 549.3658 | 523.911
6671 | 580.8143 | 525.4756 | 580.8143 | 525.4756
6672 | 574.3476 | 521.0484 | 574.3476 | 521.0484
6673 | 554.0734 | 517.2736 | 554.0734 | 517.2736
6674 | 552.2322 | 512.6743 | 552.2322 | 512.6743
6675 | 555.1261 | 475.8487 | 555.1261 | 475.8487
6676 | 561.3174 | 482.9285 | 561.3174 | 482.9285
6677 | 567.1545 | 493.9076 | 567.1545 | 493.9076
6678 | 566.1877 | 482.5509 | 566.1877 | 482.5509
6679 | 560.4527 | 477.1175 | 560.4527 | 477.1175
6680 | 582.6867 | 480.9433 | 582.6867 | 480.9433
6681 | 573.7506 | 465.4006 | 573.7506 | 465.4006
6682 | 554.57 | 447.1711 | 554.57 | 447.1711
6683 | 523.6873 | 439.1958 | 523.6873 | 439.1958
6684 | 496.2628 | 436.3275 | 496.2628 | 436.3275
6685 | 475.4467 | 443.7313 | 475.4467 | 443.7313
6686 | 463.8094 | 453.9065 | 463.8094 | 453.9065
6687 | 458.2134 | 461.3115 | 458.2134 | 461.3115
6688 | 456.0049 | 481.8433 | 456.0049 | 481.8433
6689 | 454.7609 | 519.9908 | 454.7609 | 519.9908
6690 | 448.8065 | 539.158 | 448.8065 | 539.158
6691 | 474.5582 | 562.4302 | 474.5582 | 562.4302
6692 | 512.7842 | 555.9129 | 512.7842 | 555.9129
6693 | 538.9592 | 554.6754 | 538.9592 | 554.6754
6694 | 565.2741 | 554.2173 | 565.2741 | 554.2173
6695 | 601.5457 | 557.1689 | 601.5457 | 557.1689
6696 | 602.2537 | 552.4539 | 602.2537 | 552.4539
6697 | 572.2565 | 547.0354 | 572.2565 | 547.0354
6698 | 566.1794 | 546.5558 | 566.1794 | 546.5558
6699 | 570.1572 | 512.7094 | 570.1572 | 512.7094
6700 | 572.1775 | 517.4469 | 572.1775 | 517.4469
6701 | 585.7189 | 525.4057 | 585.7189 | 525.4057
6702 | 588.0719 | 510.9361 | 588.0719 | 510.9361
6703 | 572.3304 | 502.5646 | 572.3304 | 502.5646
6704 | 587.5012 | 503.0207 | 587.5012 | 503.0207
6705 | 583.9483 | 484.5295 | 583.9483 | 484.5295
6706 | 558.527 | 464.6254 | 558.527 | 464.6254
6707 | 523.7144 | 455.479 | 523.7144 | 455.479
6708 | 490.7855 | 451.7992 | 490.7855 | 451.7992
6709 | 472.9676 | 461.1446 | 472.9676 | 461.1446
6710 | 463.5557 | 471.967 | 463.5557 | 471.967
6711 | 456.3706 | 478.2112 | 456.3706 | 478.2112
6712 | 454.5869 | 496.0102 | 454.5869 | 496.0102
6713 | 455.6132 | 530.8805 | 455.6132 | 530.8805
6714 | 454.8767 | 547.1506 | 454.8767 | 547.1506
6715 | 486.0544 | 568.1832 | 486.0544 | 568.1832
6716 | 538.3091 | 560.2174 | 538.3091 | 560.2174
6717 | 570.9287 | 554.809 | 570.9287 | 554.809
6718 | 591.1357 | 549.4402 | 591.1357 | 549.4402
6719 | 627.9375 | 548.3646 | 627.9375 | 548.3646
6720 | 618.4978 | 540.691 | 618.4978 | 540.691
6721 | 584.8152 | 532.961 | 584.8152 | 532.961
6722 | 582.0787 | 523.7695 | 582.0787 | 523.7695
6723 | 584.8163 | 485.0228 | 584.8163 | 485.0228
6724 | 589.5193 | 488.0857 | 589.5193 | 488.0857
6725 | 606.0642 | 497.2054 | 606.0642 | 497.2054
6726 | 610.5762 | 484.2666 | 610.5762 | 484.2666
6727 | 583.2352 | 477.6826 | 583.2352 | 477.6826
6728 | 601.2159 | 479.4126 | 601.2159 | 479.4126
6729 | 595.7624 | 462.0412 | 595.7624 | 462.0412
6730 | 565.9312 | 441.8392 | 565.9312 | 441.8392
6731 | 528.7347 | 431.1621 | 528.7347 | 431.1621
6732 | 496.1696 | 424.1125 | 496.1696 | 424.1125
6733 | 472.3753 | 428.5885 | 472.3753 | 428.5885
6734 | 461.9715 | 435.6714 | 461.9715 | 435.6714
6735 | 456.565 | 440.354 | 456.565 | 440.354
6736 | 455.2857 | 458.4817 | 455.2857 | 458.4817
6737 | 453.5195 | 494.554 | 453.5195 | 494.554
6738 | 456.9476 | 512.4679 | 456.9476 | 512.4679
6739 | 487.2698 | 535.3189 | 487.2698 | 535.3189
6740 | 536.2962 | 528.5653 | 536.2962 | 528.5653
6741 | 574.7817 | 522.4994 | 574.7817 | 522.4994
6742 | 592.1995 | 515.3842 | 592.1995 | 515.3842
6743 | 630.1971 | 512.3874 | 630.1971 | 512.3874
6744 | 616.262 | 501.5393 | 616.262 | 501.5393
6745 | 581.0421 | 489.0631 | 581.0421 | 489.0631
6746 | 578.19 | 477.3136 | 578.19 | 477.3136
6747 | 579.9281 | 436.5738 | 579.9281 | 436.5738
6748 | 580.8143 | 438.3628 | 580.8143 | 438.3628
6749 | 590.4884 | 443.2499 | 590.4884 | 443.2499
6750 | 589.2065 | 424.6402 | 589.2065 | 424.6402
6751 | 571.9463 | 413.2996 | 571.9463 | 413.2996
6752 | 586.4674 | 411.9477 | 586.4674 | 411.9477
6753 | 583.2714 | 393.0456 | 583.2714 | 393.0456
6754 | 557.0042 | 372.9155 | 557.0042 | 372.9155
6755 | 520.1831 | 362.3205 | 520.1831 | 362.3205
6756 | 486.0585 | 353.4012 | 486.0585 | 353.4012
6757 | 465.4941 | 353.737 | 465.4941 | 353.737
6758 | 454.2207 | 357.7482 | 454.2207 | 357.7482
6759 | 449.8504 | 359.2152 | 449.8504 | 359.2152
6760 | 447.8742 | 373.6652 | 447.8742 | 373.6652
6761 | 445.4569 | 406.7582 | 445.4569 | 406.7582
6762 | 446.4338 | 421.6517 | 446.4338 | 421.6517
6763 | 478.9545 | 441.3898 | 478.9545 | 441.3898
6764 | 524.799 | 431.0509 | 524.799 | 431.0509
6765 | 556.8028 | 422.4783 | 556.8028 | 422.4783
6766 | 579.9885 | 414.1611 | 579.9885 | 414.1611
6767 | 613.3881 | 411.1849 | 613.3881 | 411.1849
6768 | 607.798 | 402.8846 | 607.798 | 402.8846
6769 | 574.6284 | 395.8943 | 574.6284 | 395.8943
6770 | 566.9744 | 391.9011 | 566.9744 | 391.9011
6771 | 566.8963 | 362.2257 | 566.8963 | 362.2257
6772 | 573.5577 | 375.9318 | 573.5577 | 375.9318
6773 | 585.3082 | 391.8832 | 585.3082 | 391.8832
6774 | 581.0154 | 384.3996 | 581.0154 | 384.3996
6775 | 565.7924 | 382.4386 | 565.7924 | 382.4386
6776 | 577.6892 | 389.0998 | 577.6892 | 389.0998
6777 | 579.7823 | 377.389 | 579.7823 | 377.389
6778 | 558.6664 | 362.8476 | 558.6664 | 362.8476
6779 | 523.1668 | 358.2626 | 523.1668 | 358.2626
6780 | 488.8331 | 356.925 | 488.8331 | 356.925
6781 | 468.1019 | 366.1061 | 468.1019 | 366.1061
6782 | 455.9136 | 379.0037 | 455.9136 | 379.0037
6783 | 450.4427 | 387.9395 | 450.4427 | 387.9395
6784 | 447.5056 | 409.7451 | 447.5056 | 409.7451
6785 | 443.3128 | 450.389 | 443.3128 | 450.389
6786 | 442.0208 | 472.6382 | 442.0208 | 472.6382
6787 | 470.0713 | 499.7732 | 470.0713 | 499.7732
6788 | 509.9875 | 498.4336 | 509.9875 | 498.4336
6789 | 539.7023 | 501.5623 | 539.7023 | 501.5623
6790 | 562.3691 | 505.5629 | 562.3691 | 505.5629
6791 | 594.2657 | 512.2539 | 594.2657 | 512.2539
6792 | 597.6812 | 511.4942 | 597.6812 | 511.4942
6793 | 564.668 | 511.6849 | 564.668 | 511.6849
6794 | 558.8113 | 512.9209 | 558.8113 | 512.9209
6795 | 565.5752 | 478.602 | 565.5752 | 478.602
6796 | 567.692 | 484.4182 | 567.692 | 484.4182
6797 | 576.6668 | 492.3564 | 576.6668 | 492.3564
6798 | 572.2363 | 477.5273 | 572.2363 | 477.5273
6799 | 560.9302 | 469.844 | 560.9302 | 469.844
6800 | 568.043 | 471.7282 | 568.043 | 471.7282
6801 | 573.1982 | 456.5244 | 573.1982 | 456.5244
6802 | 556.13 | 439.5072 | 556.13 | 439.5072
6803 | 525.0993 | 431.5936 | 525.0993 | 431.5936
6804 | 492.2139 | 426.8555 | 492.2139 | 426.8555
6805 | 472.372 | 435.9442 | 472.372 | 435.9442
6806 | 459.0965 | 449.8794 | 459.0965 | 449.8794
6807 | 451.9877 | 456.5755 | 451.9877 | 456.5755
6808 | 450.1626 | 473.5527 | 450.1626 | 473.5527
6809 | 446.3308 | 509.9229 | 446.3308 | 509.9229
6810 | 438.5389 | 528.936 | 438.5389 | 528.936
6811 | 459.6611 | 552.9684 | 459.6611 | 552.9684
6812 | 496.5704 | 547.6429 | 496.5704 | 547.6429
6813 | 526.9357 | 548.0388 | 526.9357 | 548.0388
6814 | 545.4373 | 549.2861 | 545.4373 | 549.2861
6815 | 576.611 | 551.2617 | 576.611 | 551.2617
6816 | 572.3397 | 545.4167 | 572.3397 | 545.4167
6817 | 551.6774 | 542.8542 | 551.6774 | 542.8542
6818 | 549.7431 | 542.4875 | 549.7431 | 542.4875
6819 | 553.094 | 506.4324 | 553.094 | 506.4324
6820 | 553.2257 | 509.0125 | 553.2257 | 509.0125
6821 | 561.5942 | 514.1975 | 561.5942 | 514.1975
6822 | 560.7337 | 496.6459 | 560.7337 | 496.6459
6823 | 548.5352 | 485.9012 | 548.5352 | 485.9012
6824 | 560.7347 | 484.4157 | 560.7347 | 484.4157
6825 | 564.021 | 466.8902 | 564.021 | 466.8902
6826 | 546.1042 | 449.9757 | 546.1042 | 449.9757
6827 | 516.18 | 443.6442 | 516.18 | 443.6442
6828 | 484.8069 | 439.4301 | 484.8069 | 439.4301
6829 | 463.3742 | 446.3408 | 463.3742 | 446.3408
6830 | 452.2595 | 458.6425 | 452.2595 | 458.6425
6831 | 442.6565 | 466.6229 | 442.6565 | 466.6229
6832 | 442.656 | 485.8293 | 442.656 | 485.8293
6833 | 433.8741 | 522.8776 | 433.8741 | 522.8776
6834 | 428.0846 | 541.1818 | 428.0846 | 541.1818
6835 | 448.0079 | 563.6321 | 448.0079 | 563.6321
6836 | 485.0333 | 556.2827 | 485.0333 | 556.2827
6837 | 509.1195 | 553.0214 | 509.1195 | 553.0214
6838 | 528.6902 | 550.56 | 528.6902 | 550.56
6839 | 569.1824 | 550.296 | 569.1824 | 550.296
6840 | 565.3762 | 541.7697 | 565.3762 | 541.7697
6841 | 545.1882 | 537.0292 | 545.1882 | 537.0292
6842 | 543.2332 | 535.4914 | 543.2332 | 535.4914
6843 | 541.4293 | 497.6693 | 541.4293 | 497.6693
6844 | 548.8411 | 500.989 | 548.8411 | 500.989
6845 | 554.4824 | 508.7937 | 554.4824 | 508.7937
6846 | 550.3819 | 493.6667 | 550.3819 | 493.6667
6847 | 538.8298 | 482.8603 | 538.8298 | 482.8603
6848 | 551.3087 | 482.546 | 551.3087 | 482.546
6849 | 552.3795 | 466.2533 | 552.3795 | 466.2533
6850 | 531.5731 | 449.3079 | 531.5731 | 449.3079
6851 | 499.4881 | 442.0826 | 499.4881 | 442.0826
6852 | 469.6821 | 436.081 | 469.6821 | 436.081
6853 | 450.8193 | 438.3789 | 450.8193 | 438.3789
6854 | 438.706 | 444.4654 | 438.706 | 444.4654
6855 | 435.6862 | 449.0657 | 435.6862 | 449.0657
6856 | 436.3349 | 466.4538 | 436.3349 | 466.4538
6857 | 429.6137 | 502.3515 | 429.6137 | 502.3515
6858 | 426.1351 | 519.9263 | 426.1351 | 519.9263
6859 | 448.7059 | 541.8732 | 448.7059 | 541.8732
6860 | 487.9808 | 534.2773 | 487.9808 | 534.2773
6861 | 518.0356 | 535.0225 | 518.0356 | 535.0225
6862 | 539.8722 | 537.102 | 539.8722 | 537.102
6863 | 577.3314 | 537.8961 | 577.3314 | 537.8961
6864 | 571.2848 | 535.6468 | 571.2848 | 535.6468
6865 | 547.0707 | 536.6286 | 547.0707 | 536.6286
6866 | 544.1018 | 539.3953 | 544.1018 | 539.3953
6867 | 544.2841 | 505.3434 | 544.2841 | 505.3434
6868 | 557.046 | 508.4475 | 557.046 | 508.4475
6869 | 561.5424 | 516.9815 | 561.5424 | 516.9815
6870 | 558.1041 | 503.2003 | 558.1041 | 503.2003
6871 | 546.8179 | 493.3494 | 546.8179 | 493.3494
6872 | 564.1927 | 492.6857 | 564.1927 | 492.6857
6873 | 568.8916 | 476.8656 | 568.8916 | 476.8656
6874 | 551.0877 | 461.0709 | 551.0877 | 461.0709
6875 | 510.5689 | 455.1914 | 510.5689 | 455.1914
6876 | 477.9217 | 450.9978 | 477.9217 | 450.9978
6877 | 456.6619 | 454.806 | 456.6619 | 454.806
6878 | 446.6158 | 460.7075 | 446.6158 | 460.7075
6879 | 442.2106 | 461.8149 | 442.2106 | 461.8149
6880 | 440.2771 | 474.9807 | 440.2771 | 474.9807
6881 | 433.4512 | 508.536 | 433.4512 | 508.536
6882 | 435.6969 | 524.2514 | 435.6969 | 524.2514
6883 | 469.4245 | 542.6643 | 469.4245 | 542.6643
6884 | 518.6915 | 530.6713 | 518.6915 | 530.6713
6885 | 549.2134 | 524.1123 | 549.2134 | 524.1123
6886 | 568.9352 | 520.0277 | 568.9352 | 520.0277
6887 | 612.5004 | 520.3904 | 612.5004 | 520.3904
6888 | 605.4385 | 515.2748 | 605.4385 | 515.2748
6889 | 572.2883 | 513.2773 | 572.2883 | 513.2773
6890 | 567.8492 | 514.1126 | 567.8492 | 514.1126
6891 | 572.8407 | 478.2116 | 572.8407 | 478.2116
6892 | 574.474 | 479.3637 | 574.474 | 479.3637
6893 | 589.8717 | 483.2234 | 589.8717 | 483.2234
6894 | 586.9862 | 464.9425 | 586.9862 | 464.9425
6895 | 566.5045 | 451.691 | 566.5045 | 451.691
6896 | 574.381 | 449.4145 | 574.381 | 449.4145
6897 | 578.7108 | 432.5465 | 578.7108 | 432.5465
6898 | 552.5355 | 416.6593 | 552.5355 | 416.6593
6899 | 517.1175 | 409.9785 | 517.1175 | 409.9785
6900 | 485.5026 | 404.3467 | 485.5026 | 404.3467
6901 | 462.1594 | 407.035 | 462.1594 | 407.035
6902 | 448.9801 | 413.8406 | 448.9801 | 413.8406
6903 | 443.571 | 417.3212 | 443.571 | 417.3212
6904 | 441.7864 | 432.747 | 441.7864 | 432.747
6905 | 436.0238 | 465.7374 | 436.0238 | 465.7374
6906 | 437.5521 | 479.3158 | 437.5521 | 479.3158
6907 | 471.1477 | 497.3795 | 471.1477 | 497.3795
6908 | 520.0298 | 486.3933 | 520.0298 | 486.3933
6909 | 550.33 | 482.8649 | 550.33 | 482.8649
6910 | 570.3819 | 482.6842 | 570.3819 | 482.6842
6911 | 606.7735 | 488.0602 | 606.7735 | 488.0602
6912 | 605.1217 | 487.9169 | 605.1217 | 487.9169
6913 | 573.2834 | 488.9501 | 573.2834 | 488.9501
6914 | 570.6346 | 491.727 | 570.6346 | 491.727
6915 | 570.4258 | 456.9047 | 570.4258 | 456.9047
6916 | 576.9215 | 461.221 | 576.9215 | 461.221
6917 | 588.5298 | 468.2551 | 588.5298 | 468.2551
6918 | 589.2805 | 452.4912 | 589.2805 | 452.4912
6919 | 561.5764 | 443.6984 | 561.5764 | 443.6984
6920 | 565.7963 | 443.9799 | 565.7963 | 443.9799
6921 | 575.6679 | 428.581 | 575.6679 | 428.581
6922 | 555.0421 | 412.3342 | 555.0421 | 412.3342
6923 | 520.4022 | 405.5199 | 520.4022 | 405.5199
6924 | 488.8513 | 400.3092 | 488.8513 | 400.3092
6925 | 464.8165 | 403.8811 | 464.8165 | 403.8811
6926 | 453.3143 | 410.6661 | 453.3143 | 410.6661
6927 | 447.6528 | 414.1262 | 447.6528 | 414.1262
6928 | 445.6838 | 429.7986 | 445.6838 | 429.7986
6929 | 438.7058 | 464.0936 | 438.7058 | 464.0936
6930 | 440.3788 | 479.9425 | 440.3788 | 479.9425
6931 | 473.3955 | 500.5026 | 473.3955 | 500.5026
6932 | 523.135 | 492.2491 | 523.135 | 492.2491
6933 | 551.9127 | 489.2549 | 551.9127 | 489.2549
6934 | 572.9861 | 487.0709 | 572.9861 | 487.0709
6935 | 612.3612 | 487.7212 | 612.3612 | 487.7212
6936 | 607.4963 | 482.7494 | 607.4963 | 482.7494
6937 | 572.3531 | 480.978 | 572.3531 | 480.978
6938 | 564.6336 | 481.0941 | 564.6336 | 481.0941
6939 | 574.9469 | 446.7855 | 574.9469 | 446.7855
6940 | 576.104 | 452.725 | 576.104 | 452.725
6941 | 585.5588 | 461.9576 | 585.5588 | 461.9576
6942 | 587.3689 | 448.5668 | 587.3689 | 448.5668
6943 | 560.7886 | 441.6335 | 560.7886 | 441.6335
6944 | 573.1992 | 443.9594 | 573.1992 | 443.9594
6945 | 577.0294 | 430.2042 | 577.0294 | 430.2042
6946 | 556.633 | 416.6079 | 556.633 | 416.6079
6947 | 525.3626 | 412.2797 | 525.3626 | 412.2797
6948 | 491.6564 | 408.795 | 491.6564 | 408.795
6949 | 468.8929 | 413.0552 | 468.8929 | 413.0552
6950 | 456.2621 | 419.8196 | 456.2621 | 419.8196
6951 | 448.5904 | 423.4441 | 448.5904 | 423.4441
6952 | 446.7415 | 440.7602 | 446.7415 | 440.7602
6953 | 433.4624 | 477.0586 | 433.4624 | 477.0586
6954 | 434.2761 | 495.0238 | 434.2761 | 495.0238
6955 | 456.281 | 518.1213 | 456.281 | 518.1213
6956 | 491.8861 | 512.3437 | 491.8861 | 512.3437
6957 | 519.1534 | 510.0275 | 519.1534 | 510.0275
6958 | 536.1261 | 507.4429 | 536.1261 | 507.4429
6959 | 573.3942 | 507.8363 | 573.3942 | 507.8363
6960 | 575.8643 | 502.3304 | 575.8643 | 502.3304
6961 | 548.4764 | 501.463 | 548.4764 | 501.463
6962 | 542.2904 | 503.5722 | 542.2904 | 503.5722
6963 | 544.8441 | 471.0613 | 544.8441 | 471.0613
6964 | 547.8739 | 477.2166 | 547.8739 | 477.2166
6965 | 563.6367 | 488.1546 | 563.6367 | 488.1546
6966 | 554.6903 | 476.4178 | 554.6903 | 476.4178
6967 | 542.4282 | 470.3782 | 542.4282 | 470.3782
6968 | 547.4937 | 473.3822 | 547.4937 | 473.3822
6969 | 557.7852 | 458.5072 | 557.7852 | 458.5072
6970 | 541.3169 | 441.6337 | 541.3169 | 441.6337
6971 | 508.7344 | 434.6858 | 508.7344 | 434.6858
6972 | 480.7015 | 429.393 | 480.7015 | 429.393
6973 | 460.4252 | 432.9957 | 460.4252 | 432.9957
6974 | 449.539 | 442.6059 | 449.539 | 442.6059
6975 | 443.0112 | 451.2745 | 443.0112 | 451.2745
6976 | 442.25 | 471.9501 | 442.25 | 471.9501
6977 | 428.7091 | 509.6147 | 428.7091 | 509.6147
6978 | 429.1898 | 528.4532 | 429.1898 | 528.4532
6979 | 451.937 | 552.1466 | 451.937 | 552.1466
6980 | 484.1491 | 546.4203 | 484.1491 | 546.4203
6981 | 513.07 | 542.9022 | 513.07 | 542.9022
6982 | 534.3192 | 537.9752 | 534.3192 | 537.9752
6983 | 577.2321 | 535.3894 | 577.2321 | 535.3894
6984 | 578.3624 | 524.9625 | 578.3624 | 524.9625
6985 | 553.9172 | 521.2597 | 553.9172 | 521.2597
6986 | 542.6106 | 519.6088 | 542.6106 | 519.6088
6987 | 547.3681 | 482.6291 | 547.3681 | 482.6291
6988 | 553.3674 | 486.6372 | 553.3674 | 486.6372
6989 | 562.1694 | 496.0342 | 562.1694 | 496.0342
6990 | 552.7013 | 483.0132 | 552.7013 | 483.0132
6991 | 540.327 | 474.6108 | 540.327 | 474.6108
6992 | 550.2927 | 475.745 | 550.2927 | 475.745
6993 | 559.4871 | 460.6235 | 559.4871 | 460.6235
6994 | 543.2136 | 443.7295 | 543.2136 | 443.7295
6995 | 515.3993 | 435.8364 | 515.3993 | 435.8364
6996 | 486.3648 | 429.0746 | 486.3648 | 429.0746
6997 | 464.2365 | 432.554 | 464.2365 | 432.554
6998 | 451.8283 | 442.0203 | 451.8283 | 442.0203
6999 | 447.3008 | 448.9938 | 447.3008 | 448.9938
7000 | 442.9907 | 469.1557 | 442.9907 | 469.1557
7001 | 430.3134 | 506.8101 | 430.3134 | 506.8101
7002 | 431.4312 | 525.0321 | 431.4312 | 525.0321
7003 | 453.721 | 547.2873 | 453.721 | 547.2873
7004 | 489.0843 | 540.3282 | 489.0843 | 540.3282
7005 | 515.5792 | 537.3649 | 515.5792 | 537.3649
7006 | 538.637 | 534.7802 | 538.637 | 534.7802
7007 | 569.4584 | 534.9477 | 569.4584 | 534.9477
7008 | 566.5883 | 525.1063 | 566.5883 | 525.1063
7009 | 554.8534 | 517.6229 | 554.8534 | 517.6229
7010 | 543.6769 | 513.9996 | 543.6769 | 513.9996
7011 | 546.9646 | 479.5779 | 546.9646 | 479.5779
7012 | 553.2791 | 485.7023 | 553.2791 | 485.7023
7013 | 562.0542 | 495.7157 | 562.0542 | 495.7157
7014 | 558.7151 | 482.1914 | 558.7151 | 482.1914
7015 | 540.5905 | 474.8985 | 540.5905 | 474.8985
7016 | 549.7625 | 477.8305 | 549.7625 | 477.8305
7017 | 557.5643 | 462.2261 | 557.5643 | 462.2261
7018 | 542.0214 | 444.0069 | 542.0214 | 444.0069
7019 | 508.8053 | 433.864 | 508.8053 | 433.864
7020 | 481.7275 | 423.6297 | 481.7275 | 423.6297
7021 | 458.1028 | 420.4212 | 458.1028 | 420.4212
7022 | 447.4755 | 419.4293 | 447.4755 | 419.4293
7023 | 442.6069 | 416.1808 | 442.6069 | 416.1808
7024 | 439.6202 | 427.8878 | 439.6202 | 427.8878
7025 | 428.9617 | 460.4877 | 428.9617 | 460.4877
7026 | 429.724 | 478.1036 | 429.724 | 478.1036
7027 | 454.2173 | 502.3723 | 454.2173 | 502.3723
7028 | 493.4872 | 498.1049 | 493.4872 | 498.1049
7029 | 517.1408 | 498.131 | 517.1408 | 498.131
7030 | 542.4296 | 496.8408 | 542.4296 | 496.8408
7031 | 576.9715 | 497.7068 | 576.9715 | 497.7068
7032 | 570.9511 | 493.6083 | 570.9511 | 493.6083
7033 | 551.5733 | 491.7033 | 551.5733 | 491.7033
7034 | 542.2548 | 493.155 | 542.2548 | 493.155
7035 | 543.1424 | 462.4934 | 543.1424 | 462.4934
7036 | 548.2103 | 472.4395 | 548.2103 | 472.4395
7037 | 560.8622 | 484.9493 | 560.8622 | 484.9493
7038 | 556.8401 | 473.4693 | 556.8401 | 473.4693
7039 | 539.3768 | 467.3168 | 539.3768 | 467.3168
7040 | 543.2066 | 469.6119 | 543.2066 | 469.6119
7041 | 561.8363 | 453.802 | 561.8363 | 453.802
7042 | 543.1915 | 436.8258 | 543.1915 | 436.8258
7043 | 506.7913 | 431.234 | 506.7913 | 431.234
7044 | 475.5568 | 428.2321 | 475.5568 | 428.2321
7045 | 455.9702 | 433.1498 | 455.9702 | 433.1498
7046 | 445.1769 | 440.2738 | 445.1769 | 440.2738
7047 | 440.8074 | 443.8161 | 440.8074 | 443.8161
7048 | 436.7803 | 460.1152 | 436.7803 | 460.1152
7049 | 429.5151 | 494.2767 | 429.5151 | 494.2767
7050 | 431.961 | 509.2934 | 431.961 | 509.2934
7051 | 467.5118 | 527.244 | 467.5118 | 527.244
7052 | 512.2185 | 513.6073 | 512.2185 | 513.6073
7053 | 551.9907 | 503.5964 | 551.9907 | 503.5964
7054 | 571.1339 | 495.2587 | 571.1339 | 495.2587
7055 | 615.1706 | 491.8511 | 615.1706 | 491.8511
7056 | 606.8521 | 482.6056 | 606.8521 | 482.6056
7057 | 572.6483 | 473.1189 | 572.6483 | 473.1189
7058 | 565.6471 | 464.5027 | 565.6471 | 464.5027
7059 | 568.3158 | 421.2049 | 568.3158 | 421.2049
7060 | 574.0549 | 419.3777 | 574.0549 | 419.3777
7061 | 586.7631 | 423.6895 | 586.7631 | 423.6895
7062 | 587.2407 | 406.8776 | 587.2407 | 406.8776
7063 | 561.9805 | 397.6225 | 561.9805 | 397.6225
7064 | 558.3952 | 399.0649 | 558.3952 | 399.0649
7065 | 565.9951 | 385.1351 | 565.9951 | 385.1351
7066 | 552.2608 | 371.1279 | 552.2608 | 371.1279
7067 | 504.5041 | 366.0292 | 504.5041 | 366.0292
7068 | 474.5049 | 361.2603 | 474.5049 | 361.2603
7069 | 448.6903 | 364.4521 | 448.6903 | 364.4521
7070 | 436.2211 | 370.559 | 436.2211 | 370.559
7071 | 430.7525 | 373.074 | 430.7525 | 373.074
7072 | 428.5293 | 388.7464 | 428.5293 | 388.7464
7073 | 417.1864 | 423.9866 | 417.1864 | 423.9866
7074 | 422.457 | 440.7087 | 422.457 | 440.7087
7075 | 456.1692 | 460.8475 | 456.1692 | 460.8475
7076 | 509.6029 | 451.577 | 509.6029 | 451.577
7077 | 538.2131 | 448.2438 | 538.2131 | 448.2438
7078 | 558.1751 | 447.611 | 558.1751 | 447.611
7079 | 596.4682 | 451.6823 | 596.4682 | 451.6823
7080 | 592.1738 | 450.7891 | 592.1738 | 450.7891
7081 | 556.6981 | 452.1613 | 556.6981 | 452.1613
7082 | 550.9439 | 456.7155 | 550.9439 | 456.7155
7083 | 556.0712 | 427.41 | 556.0712 | 427.41
7084 | 562.1045 | 436.7397 | 562.1045 | 436.7397
7085 | 573.3681 | 448.7461 | 573.3681 | 448.7461
7086 | 569.1665 | 437.0196 | 569.1665 | 437.0196
7087 | 547.782 | 430.2301 | 547.782 | 430.2301
7088 | 549.4394 | 431.7957 | 549.4394 | 431.7957
7089 | 563.6544 | 416.1708 | 563.6544 | 416.1708
7090 | 546.392 | 399.4926 | 546.392 | 399.4926
7091 | 507.3844 | 392.5241 | 507.3844 | 392.5241
7092 | 473.1732 | 386.4813 | 473.1732 | 386.4813
7093 | 445.799 | 388.0088 | 445.799 | 388.0088
7094 | 433.8196 | 392.0508 | 433.8196 | 392.0508
7095 | 429.8697 | 395.1719 | 429.8697 | 395.1719
7096 | 427.4828 | 412.7346 | 427.4828 | 412.7346
7097 | 418.4926 | 447.2351 | 418.4926 | 447.2351
7098 | 427.0426 | 463.5668 | 427.0426 | 463.5668
7099 | 463.3546 | 484.8974 | 463.3546 | 484.8974
7100 | 510.1393 | 477.0754 | 510.1393 | 477.0754
7101 | 537.9959 | 475.1393 | 537.9959 | 475.1393
7102 | 564.851 | 474.9484 | 564.851 | 474.9484
7103 | 600.4651 | 476.9958 | 600.4651 | 476.9958
7104 | 595.2537 | 477.3456 | 595.2537 | 477.3456
7105 | 557.4089 | 481.7587 | 557.4089 | 481.7587
7106 | 553.6919 | 488.0184 | 553.6919 | 488.0184
7107 | 555.2581 | 456.4527 | 555.2581 | 456.4527
7108 | 551.2082 | 462.649 | 551.2082 | 462.649
7109 | 566.7384 | 474.1829 | 566.7384 | 474.1829
7110 | 559.3882 | 459.775 | 559.3882 | 459.775
7111 | 536.1938 | 451.6397 | 536.1938 | 451.6397
7112 | 534.4139 | 454.5101 | 534.4139 | 454.5101
7113 | 551.3636 | 439.8816 | 551.3636 | 439.8816
7114 | 536.0804 | 423.2342 | 536.0804 | 423.2342
7115 | 497.8568 | 415.2487 | 497.8568 | 415.2487
7116 | 467.5923 | 407.5828 | 467.5923 | 407.5828
7117 | 445.9737 | 407.8672 | 445.9737 | 407.8672
7118 | 434.6181 | 413.029 | 434.6181 | 413.029
7119 | 430.0116 | 419.1601 | 430.0116 | 419.1601
7120 | 423.9623 | 438.2125 | 423.9623 | 438.2125
7121 | 411.4158 | 473.7608 | 411.4158 | 473.7608
7122 | 418.7804 | 489.3837 | 418.7804 | 489.3837
7123 | 448.075 | 509.4712 | 448.075 | 509.4712
7124 | 488.1861 | 500.5807 | 488.1861 | 500.5807
7125 | 513.7415 | 496.2613 | 513.7415 | 496.2613
7126 | 539.1002 | 490.4919 | 539.1002 | 490.4919
7127 | 576.2063 | 486.7966 | 576.2063 | 486.7966
7128 | 576.9161 | 481.907 | 576.9161 | 481.907
7129 | 552.0125 | 481.1629 | 552.0125 | 481.1629
7130 | 539.8748 | 482.7276 | 539.8748 | 482.7276
7131 | 540.7514 | 449.1072 | 540.7514 | 449.1072
7132 | 542.243 | 453.6804 | 542.243 | 453.6804
7133 | 553.6399 | 462.2966 | 553.6399 | 462.2966
7134 | 551.4491 | 448.3819 | 551.4491 | 448.3819
7135 | 530.9432 | 440.0411 | 530.9432 | 440.0411
7136 | 531.8268 | 441.0417 | 531.8268 | 441.0417
7137 | 545.5051 | 424.3587 | 545.5051 | 424.3587
7138 | 527.0844 | 406.088 | 527.0844 | 406.088
7139 | 494.2265 | 397.3012 | 494.2265 | 397.3012
7140 | 464.9339 | 389.4401 | 464.9339 | 389.4401
7141 | 441.5903 | 389.4882 | 441.5903 | 389.4882
7142 | 430.8414 | 393.4891 | 430.8414 | 393.4891
7143 | 425.5695 | 397.6888 | 425.5695 | 397.6888
7144 | 419.5442 | 416.5152 | 419.5442 | 416.5152
7145 | 407.0311 | 455.0223 | 407.0311 | 455.0223
7146 | 412.3059 | 476.1311 | 412.3059 | 476.1311
7147 | 433.6221 | 500.9546 | 433.6221 | 500.9546
7148 | 468.4004 | 494.8688 | 468.4004 | 494.8688
7149 | 492.1951 | 489.9432 | 492.1951 | 489.9432
7150 | 512.0245 | 482.5095 | 512.0245 | 482.5095
7151 | 554.8414 | 476.0712 | 554.8414 | 476.0712
7152 | 554.2757 | 461.7918 | 554.2757 | 461.7918
7153 | 534.1196 | 452.4387 | 534.1196 | 452.4387
7154 | 526.5822 | 446.1854 | 526.5822 | 446.1854
7155 | 525.8611 | 407.9831 | 525.8611 | 407.9831
7156 | 529.6717 | 411.7755 | 529.6717 | 411.7755
7157 | 535.929 | 419.5904 | 535.929 | 419.5904
7158 | 528.3336 | 405.4085 | 528.3336 | 405.4085
7159 | 512.9463 | 398.4649 | 512.9463 | 398.4649
7160 | 515.2122 | 401.1196 | 515.2122 | 401.1196
7161 | 530.3101 | 385.0118 | 530.3101 | 385.0118
7162 | 522.0889 | 365.6522 | 522.0889 | 365.6522
7163 | 490.4491 | 355.3552 | 490.4491 | 355.3552
7164 | 460.9078 | 346.6106 | 460.9078 | 346.6106
7165 | 439.1919 | 347.1929 | 439.1919 | 347.1929
7166 | 427.1217 | 353.1971 | 427.1217 | 353.1971
7167 | 419.5268 | 359.1639 | 419.5268 | 359.1639
7168 | 416.3328 | 378.5347 | 416.3328 | 378.5347
7169 | 403.9652 | 415.2029 | 403.9652 | 415.2029
7170 | 406.4488 | 432.1613 | 406.4488 | 432.1613
7171 | 430.5553 | 452.8343 | 430.5553 | 452.8343
7172 | 466.3126 | 444.0158 | 466.3126 | 444.0158
7173 | 495.0529 | 440.4155 | 495.0529 | 440.4155
7174 | 513.6551 | 438.6424 | 513.6551 | 438.6424
7175 | 550.0208 | 441.2857 | 550.0208 | 441.2857
7176 | 551.1477 | 438.3892 | 551.1477 | 438.3892
7177 | 528.6265 | 437.8403 | 528.6265 | 437.8403
7178 | 525.9296 | 440.7816 | 525.9296 | 440.7816
7179 | 525.1437 | 408.4454 | 525.1437 | 408.4454
7180 | 526.9607 | 416.4909 | 526.9607 | 416.4909
7181 | 534.9644 | 430.2438 | 534.9644 | 430.2438
7182 | 532.7615 | 422.4828 | 532.7615 | 422.4828
7183 | 511.3649 | 420.1006 | 511.3649 | 420.1006
7184 | 512.9032 | 426.844 | 512.9032 | 426.844
7185 | 531.0147 | 414.6504 | 531.0147 | 414.6504
7186 | 519.1116 | 398.3111 | 519.1116 | 398.3111
7187 | 484.9288 | 391.9282 | 484.9288 | 391.9282
7188 | 454.1032 | 387.6731 | 454.1032 | 387.6731
7189 | 435.6284 | 392.7345 | 435.6284 | 392.7345
7190 | 423.0562 | 400.8037 | 423.0562 | 400.8037
7191 | 419.01 | 407.2122 | 419.01 | 407.2122
7192 | 413.7439 | 430.1582 | 413.7439 | 430.1582
7193 | 402.2339 | 472.9184 | 402.2339 | 472.9184
7194 | 408.0353 | 494.1813 | 408.0353 | 494.1813
7195 | 437.6081 | 516.4262 | 437.6081 | 516.4262
7196 | 474.7008 | 505.9845 | 474.7008 | 505.9845
7197 | 504.5567 | 496.8982 | 504.5567 | 496.8982
7198 | 525.8497 | 484.5025 | 525.8497 | 484.5025
7199 | 568.5589 | 472.6708 | 568.5589 | 472.6708
7200 | 562.9346 | 456.7065 | 562.9346 | 456.7065
7201 | 535.7565 | 447.3534 | 535.7565 | 447.3534
7202 | 530.7254 | 441.9322 | 530.7254 | 441.9322
7203 | 533.0323 | 405.2093 | 533.0323 | 405.2093
7204 | 530.6903 | 410.7379 | 530.6903 | 410.7379
7205 | 541.1639 | 421.7375 | 541.1639 | 421.7375
7206 | 537.6389 | 410.6274 | 537.6389 | 410.6274
7207 | 522.1612 | 404.3413 | 522.1612 | 404.3413
7208 | 517.3099 | 405.4549 | 517.3099 | 405.4549
7209 | 532.4816 | 387.5082 | 532.4816 | 387.5082
7210 | 525.7694 | 366.9364 | 525.7694 | 366.9364
7211 | 484.6843 | 355.499 | 484.6843 | 355.499
7212 | 452.1085 | 345.7065 | 452.1085 | 345.7065
7213 | 430.3614 | 346.2888 | 430.3614 | 346.2888
7214 | 420.1958 | 354.3683 | 420.1958 | 354.3683
7215 | 414.733 | 364.1259 | 414.733 | 364.1259
7216 | 410.8139 | 387.9656 | 410.8139 | 387.9656
7217 | 401.3939 | 429.2568 | 401.3939 | 429.2568
7218 | 409.3829 | 451.9374 | 409.3829 | 451.9374
7219 | 447.5621 | 478.1786 | 447.5621 | 478.1786
7220 | 498.7359 | 471.4559 | 498.7359 | 471.4559
7221 | 531.8468 | 463.1298 | 531.8468 | 463.1298
7222 | 552.4968 | 450.9499 | 552.4968 | 450.9499
7223 | 596.666 | 441.1316 | 596.666 | 441.1316
7224 | 589.014 | 426.5338 | 589.014 | 426.5338
7225 | 559.9092 | 413.5438 | 559.9092 | 413.5438
7226 | 553.8377 | 400.9725 | 553.8377 | 400.9725
7227 | 552.9054 | 358.6712 | 552.9054 | 358.6712
7228 | 557.0859 | 359.5562 | 557.0859 | 359.5562
7229 | 566.3001 | 364.1042 | 566.3001 | 364.1042
7230 | 559.6979 | 346.3472 | 559.6979 | 346.3472
7231 | 528.0401 | 335.6641 | 528.0401 | 335.6641
7232 | 522.3706 | 336.9216 | 522.3706 | 336.9216
7233 | 537.5626 | 319.5091 | 537.5626 | 319.5091
7234 | 525.0596 | 299.4715 | 525.0596 | 299.4715
7235 | 486.662 | 289.4415 | 486.662 | 289.4415
7236 | 451.7428 | 281.3852 | 451.7428 | 281.3852
7237 | 427.8187 | 282.5018 | 427.8187 | 282.5018
7238 | 417.574 | 287.3759 | 417.574 | 287.3759
7239 | 412.8143 | 292.5311 | 412.8143 | 292.5311
7240 | 407.1014 | 312.6108 | 407.1014 | 312.6108
7241 | 396.7823 | 349.4536 | 396.7823 | 349.4536
7242 | 407.7143 | 368.0557 | 407.7143 | 368.0557
7243 | 436.0263 | 391.2355 | 436.0263 | 391.2355
7244 | 486.2029 | 384.0196 | 486.2029 | 384.0196
7245 | 515.7545 | 378.4365 | 515.7545 | 378.4365
7246 | 542.9528 | 372.5849 | 542.9528 | 372.5849
7247 | 580.412 | 370.7902 | 580.412 | 370.7902
7248 | 582.9919 | 363.4247 | 582.9919 | 363.4247
7249 | 545.8146 | 356.9275 | 545.8146 | 356.9275
7250 | 538.6634 | 350.4893 | 538.6634 | 350.4893
7251 | 540.226 | 308.7017 | 540.226 | 308.7017
7252 | 542.7642 | 306.6383 | 542.7642 | 306.6383
7253 | 554.2376 | 311.5664 | 554.2376 | 311.5664
7254 | 548.989 | 296.9119 | 548.989 | 296.9119
7255 | 530.4836 | 290.1122 | 530.4836 | 290.1122
7256 | 519.6605 | 293.5579 | 519.6605 | 293.5579
7257 | 534.2177 | 280.7478 | 534.2177 | 280.7478
7258 | 526.6517 | 267.2646 | 526.6517 | 267.2646
7259 | 489.7153 | 263.111 | 489.7153 | 263.111
7260 | 452.2444 | 91.2126 | 452.2444 | 91.2126
7261 | 429.3226 | 92.257 | 429.3226 | 92.257
7262 | 417.8495 | 95.0672 | 417.8495 | 95.0672
7263 | 415.0425 | 99.8997 | 415.0425 | 99.8997
7264 | 407.926 | 116.3451 | 407.926 | 116.3451
7265 | 394.3819 | 150.8872 | 394.3819 | 150.8872
7266 | 408.0102 | 166.6719 | 408.0102 | 166.6719
7267 | 443.0364 | 190.2192 | 443.0364 | 190.2192
7268 | 491.4831 | 182.2194 | 491.4831 | 182.2194
7269 | 522.7297 | 177.2814 | 522.7297 | 177.2814
7270 | 546.7456 | 173.177 | 546.7456 | 173.177
7271 | 590.9234 | 172.6182 | 590.9234 | 172.6182
7272 | 589.693 | 170.5076 | 589.693 | 170.5076
7273 | 555.6062 | 168.0362 | 555.6062 | 168.0362
7274 | 549.3836 | 170.1639 | 549.3836 | 170.1639
7275 | 548.8074 | 139.0742 | 548.8074 | 139.0742
7276 | 546.759 | 148.0687 | 546.759 | 148.0687
7277 | 550.6409 | 161.2935 | 550.6409 | 161.2935
7278 | 547.6361 | 152.5532 | 547.6361 | 152.5532
7279 | 524.1154 | 148.2277 | 524.1154 | 148.2277
7280 | 512.5309 | 151.1116 | 512.5309 | 151.1116
7281 | 524.9062 | 136.5828 | 524.9062 | 136.5828
7282 | 518.3238 | 118.4795 | 518.3238 | 118.4795
7283 | 491.4093 | 107.494 | 491.4093 | 107.494
7284 | 458.989 | 100.0205 | 458.989 | 100.0205
7285 | 434.884 | 99.5546 | 434.884 | 99.5546
7286 | 419.9269 | 101.3051 | 419.9269 | 101.3051
7287 | 413.5072 | 105.5741 | 413.5072 | 105.5741
7288 | 406.1708 | 122.261 | 406.1708 | 122.261
7289 | 397.2847 | 157.3892 | 397.2847 | 157.3892
7290 | 405.3606 | 173.5668 | 405.3606 | 173.5668
7291 | 434.2578 | 197.5554 | 434.2578 | 197.5554
7292 | 474.3832 | 190.3413 | 474.3832 | 190.3413
7293 | 505.9051 | 185.1553 | 505.9051 | 185.1553
7294 | 525.5205 | 179.2282 | 525.5205 | 179.2282
7295 | 562.9099 | 176.6792 | 562.9099 | 176.6792
7296 | 564.6175 | 172.9584 | 564.6175 | 172.9584
7297 | 538.6503 | 168.2616 | 538.6503 | 168.2616
7298 | 529.7798 | 168.1383 | 529.7798 | 168.1383
7299 | 527.6682 | 136.1919 | 527.6682 | 136.1919
7300 | 525.4833 | 144.2396 | 525.4833 | 144.2396
7301 | 534.4877 | 156.1795 | 534.4877 | 156.1795
7302 | 527.4706 | 145.9674 | 527.4706 | 145.9674
7303 | 508.7956 | 140.9592 | 508.7956 | 140.9592
7304 | 501.2521 | 143.7947 | 501.2521 | 143.7947
7305 | 516.5803 | 130.2417 | 516.5803 | 130.2417
7306 | 510.6498 | 114.7341 | 510.6498 | 114.7341
7307 | 485.3164 | 106.1962 | 485.3164 | 106.1962
7308 | 455.2418 | 100.3425 | 455.2418 | 100.3425
7309 | 430.5107 | 100.3114 | 430.5107 | 100.3114
7310 | 420.0327 | 101.7785 | 420.0327 | 101.7785
7311 | 412.4963 | 105.0749 | 412.4963 | 105.0749
7312 | 403.0746 | 120.1387 | 403.0746 | 120.1387
7313 | 393.0498 | 153.3089 | 393.0498 | 153.3089
7314 | 396.5384 | 167.8474 | 396.5384 | 167.8474
7315 | 417.8373 | 190.1741 | 417.8373 | 190.1741
7316 | 451.044 | 181.1276 | 451.044 | 181.1276
7317 | 477.3042 | 174.4442 | 477.3042 | 174.4442
7318 | 501.0699 | 167.918 | 501.0699 | 167.918
7319 | 537.4487 | 165.0598 | 537.4487 | 165.0598
7320 | 541.1393 | 160.8431 | 541.1393 | 160.8431
7321 | 520.7295 | 156.4459 | 520.7295 | 156.4459
7322 | 511.4228 | 156.9988 | 511.4228 | 156.9988
7323 | 505.368 | 125.8672 | 505.368 | 125.8672
7324 | 509.0566 | 135.6281 | 509.0566 | 135.6281
7325 | 517.8866 | 149.7225 | 517.8866 | 149.7225
7326 | 513.1565 | 141.9322 | 513.1565 | 141.9322
7327 | 498.9774 | 138.94 | 498.9774 | 138.94
7328 | 494.7186 | 143.273 | 494.7186 | 143.273
7329 | 511.513 | 130.6346 | 511.513 | 130.6346
7330 | 504.7372 | 115.2591 | 504.7372 | 115.2591
7331 | 476.4632 | 106.8242 | 476.4632 | 106.8242
7332 | 450.4491 | 101.3119 | 450.4491 | 101.3119
7333 | 429.5499 | 101.957 | 429.5499 | 101.957
7334 | 416.7729 | 104.1037 | 416.7729 | 104.1037
7335 | 411.6438 | 108.363 | 411.6438 | 108.363
7336 | 403.8471 | 124.8341 | 403.8471 | 124.8341
7337 | 392.3181 | 159.5083 | 392.3181 | 159.5083
7338 | 396.209 | 175.1738 | 396.209 | 175.1738
7339 | 418.9037 | 198.4152 | 418.9037 | 198.4152
7340 | 454.8375 | 189.8099 | 454.8375 | 189.8099
7341 | 482.1166 | 183.12 | 482.1166 | 183.12
7342 | 505.5461 | 176.4007 | 505.5461 | 176.4007
7343 | 544.8964 | 173.0175 | 544.8964 | 173.0175
7344 | 542.7193 | 168.3145 | 542.7193 | 168.3145
7345 | 518.9692 | 163.8658 | 518.9692 | 163.8658
7346 | 514.3556 | 164.9339 | 514.3556 | 164.9339
7347 | 511.7473 | 133.8636 | 511.7473 | 133.8636
7348 | 519.0324 | 142.9611 | 519.0324 | 142.9611
7349 | 527.4636 | 155.983 | 527.4636 | 155.983
7350 | 514.3818 | 146.7468 | 514.3818 | 146.7468
7351 | 498.5389 | 142.1539 | 498.5389 | 142.1539
7352 | 492.638 | 144.8543 | 492.638 | 144.8543
7353 | 509.3182 | 131.1917 | 509.3182 | 131.1917
7354 | 506.5961 | 115.346 | 506.5961 | 115.346
7355 | 476.0882 | 106.4667 | 476.0882 | 106.4667
7356 | 447.8979 | 100.5937 | 447.8979 | 100.5937
7357 | 425.3983 | 101.1036 | 425.3983 | 101.1036
7358 | 413.5746 | 103.3308 | 413.5746 | 103.3308
7359 | 407.1286 | 107.2874 | 407.1286 | 107.2874
7360 | 399.1128 | 122.6765 | 399.1128 | 122.6765
7361 | 389.0015 | 156.2331 | 389.0015 | 156.2331
7362 | 398.2874 | 171.2353 | 398.2874 | 171.2353
7363 | 427.1545 | 194.0773 | 427.1545 | 194.0773
7364 | 473.7458 | 185.3883 | 473.7458 | 185.3883
7365 | 498.43 | 178.8207 | 498.43 | 178.8207
7366 | 527.8958 | 172.3977 | 527.8958 | 172.3977
7367 | 573.6439 | 169.343 | 573.6439 | 169.343
7368 | 568.6025 | 163.8929 | 568.6025 | 163.8929
7369 | 537.7453 | 157.9981 | 537.7453 | 157.9981
7370 | 531.5929 | 156.0294 | 531.5929 | 156.0294
7371 | 530.629 | 122.9656 | 530.629 | 122.9656
7372 | 537.6237 | 131.0004 | 537.6237 | 131.0004
7373 | 542.6522 | 143.1432 | 542.6522 | 143.1432
7374 | 536.6359 | 133.5108 | 536.6359 | 133.5108
7375 | 516.5138 | 129.0822 | 516.5138 | 129.0822
7376 | 508.8508 | 132.5973 | 508.8508 | 132.5973
7377 | 524.0782 | 119.1763 | 524.0782 | 119.1763
7378 | 518.7096 | 102.8572 | 518.7096 | 102.8572
7379 | 480.3999 | 93.63 | 480.3999 | 93.63
7380 | 453.5196 | 87.4221 | 453.5196 | 87.4221
7381 | 428.4925 | 87.5971 | 428.4925 | 87.5971
7382 | 416.1199 | 89.8565 | 416.1199 | 89.8565
7383 | 411.4591 | 94.0127 | 411.4591 | 94.0127
7384 | 403.5142 | 110.0137 | 403.5142 | 110.0137
7385 | 392.6558 | 144.3626 | 392.6558 | 144.3626
7386 | 405.5279 | 160.0442 | 405.5279 | 160.0442
7387 | 438.0395 | 183.6398 | 438.0395 | 183.6398
7388 | 492.9911 | 175.7076 | 492.9911 | 175.7076
7389 | 527.0454 | 170.0869 | 527.0454 | 170.0869
7390 | 543.3991 | 164.0149 | 543.3991 | 164.0149
7391 | 587.3917 | 160.3902 | 587.3917 | 160.3902
7392 | 578.7216 | 156.093 | 578.7216 | 156.093
7393 | 547.3954 | 151.8342 | 547.3954 | 151.8342
7394 | 540.8008 | 153.3436 | 540.8008 | 153.3436
7395 | 544.2698 | 123.2265 | 544.2698 | 123.2265
7396 | 546.6815 | 133.1548 | 546.6815 | 133.1548
7397 | 558.7856 | 146.7984 | 558.7856 | 146.7984
7398 | 549.3442 | 138.8567 | 549.3442 | 138.8567
7399 | 521.5584 | 135.8193 | 521.5584 | 135.8193
7400 | 515.8013 | 140.1492 | 515.8013 | 140.1492
7401 | 526.312 | 127.2886 | 526.312 | 127.2886
7402 | 517.5248 | 111.8132 | 517.5248 | 111.8132
7403 | 480.6936 | 103.4491 | 480.6936 | 103.4491
7404 | 453.9644 | 98.0399 | 453.9644 | 98.0399
7405 | 434.6084 | 98.8911 | 434.6084 | 98.8911
7406 | 422.458 | 101.3438 | 422.458 | 101.3438
7407 | 413.0813 | 106.405 | 413.0813 | 106.405
7408 | 404.4878 | 123.7328 | 404.4878 | 123.7328
7409 | 394.4147 | 158.8964 | 394.4147 | 158.8964
7410 | 409.0259 | 174.7745 | 409.0259 | 174.7745
7411 | 441.0921 | 198.1028 | 441.0921 | 198.1028
7412 | 495.2559 | 189.6296 | 495.2559 | 189.6296
7413 | 530.0015 | 182.9848 | 530.0015 | 182.9848
7414 | 555.3914 | 176.0142 | 555.3914 | 176.0142
7415 | 594.9725 | 172.9499 | 594.9725 | 172.9499
7416 | 590.1363 | 168.5561 | 590.1363 | 168.5561
7417 | 552.3912 | 163.5534 | 552.3912 | 163.5534
7418 | 548.8094 | 163.7552 | 548.8094 | 163.7552
7419 | 545.6955 | 132.3693 | 545.6955 | 132.3693
7420 | 545.7997 | 141.5183 | 545.7997 | 141.5183
7421 | 555.4528 | 154.711 | 555.4528 | 154.711
7422 | 549.5189 | 146.2444 | 549.5189 | 146.2444
7423 | 522.3129 | 142.8302 | 522.3129 | 142.8302
7424 | 512.0585 | 146.9025 | 512.0585 | 146.9025
7425 | 523.4214 | 132.7891 | 523.4214 | 132.7891
7426 | 518.1869 | 115.3138 | 518.1869 | 115.3138
7427 | 485.0905 | 105.1817 | 485.0905 | 105.1817
7428 | 450.6869 | 98.3169 | 450.6869 | 98.3169
7429 | 430.1677 | 98.1504 | 430.1677 | 98.1504
7430 | 421.2804 | 100.3358 | 421.2804 | 100.3358
7431 | 413.7332 | 104.9171 | 413.7332 | 104.9171
7432 | 405.1093 | 121.7908 | 405.1093 | 121.7908
7433 | 397.5188 | 156.7709 | 397.5188 | 156.7709
7434 | 411.2366 | 172.8165 | 411.2366 | 172.8165
7435 | 442.3663 | 196.4089 | 442.3663 | 196.4089
7436 | 494.1319 | 188.0097 | 494.1319 | 188.0097
7437 | 529.2543 | 181.9027 | 529.2543 | 181.9027
7438 | 555.0273 | 176.1527 | 555.0273 | 176.1527
7439 | 588.424 | 173.7389 | 588.424 | 173.7389
7440 | 578.2106 | 169.5705 | 578.2106 | 169.5705
7441 | 541.3501 | 164.9929 | 541.3501 | 164.9929
7442 | 538.835 | 164.4863 | 538.835 | 164.4863
7443 | 544.0966 | 130.8331 | 544.0966 | 130.8331
7444 | 545.2518 | 138.7391 | 545.2518 | 138.7391
7445 | 546.5967 | 151.3005 | 546.5967 | 151.3005
7446 | 548.2967 | 141.681 | 548.2967 | 141.681
7447 | 519.7439 | 136.7114 | 519.7439 | 136.7114
7448 | 509.5928 | 139.3087 | 509.5928 | 139.3087
7449 | 519.7169 | 124.6221 | 519.7169 | 124.6221
7450 | 514.3909 | 106.6605 | 514.3909 | 106.6605
7451 | 485.915 | 96.303 | 485.915 | 96.303
7452 | 455.3043 | 89.8858 | 455.3043 | 89.8858
7453 | 434.0283 | 90.4955 | 434.0283 | 90.4955
7454 | 422.3972 | 93.7403 | 422.3972 | 93.7403
7455 | 414.8179 | 99.6678 | 414.8179 | 99.6678
7456 | 403.2729 | 117.3563 | 403.2729 | 117.3563
7457 | 396.3929 | 151.8887 | 396.3929 | 151.8887
7458 | 402.9565 | 165.7831 | 402.9565 | 165.7831
7459 | 429.9172 | 186.316 | 429.9172 | 186.316
7460 | 471.8672 | 175.2181 | 471.8672 | 175.2181
7461 | 505.7261 | 166.728 | 505.7261 | 166.728
7462 | 532.7101 | 158.363 | 532.7101 | 158.363
7463 | 570.5157 | 153.7336 | 570.5157 | 153.7336
7464 | 565.3798 | 147.7681 | 565.3798 | 147.7681
7465 | 535.168 | 141.6222 | 535.168 | 141.6222
7466 | 530.8892 | 140.7066 | 530.8892 | 140.7066
7467 | 532.1653 | 108.4833 | 532.1653 | 108.4833
7468 | 533.9085 | 116.6694 | 533.9085 | 116.6694
7469 | 539.3614 | 128.7027 | 539.3614 | 128.7027
7470 | 531.1151 | 118.8288 | 531.1151 | 118.8288
7471 | 510.1651 | 114.2167 | 510.1651 | 114.2167
7472 | 497.5333 | 117.3743 | 497.5333 | 117.3743
7473 | 508.2667 | 103.7536 | 508.2667 | 103.7536
7474 | 513.9673 | 87.5504 | 513.9673 | 87.5504
7475 | 489.4504 | 78.3845 | 489.4504 | 78.3845
7476 | 460.4206 | 72.0703 | 460.4206 | 72.0703
7477 | 435.7721 | 71.7493 | 435.7721 | 71.7493
7478 | 423.1719 | 73.1392 | 423.1719 | 73.1392
7479 | 414.1101 | 77.4211 | 414.1101 | 77.4211
7480 | 401.1426 | 94.1595 | 401.1426 | 94.1595
7481 | 391.7091 | 129.5228 | 391.7091 | 129.5228
7482 | 398.4224 | 145.7423 | 398.4224 | 145.7423
7483 | 420.0423 | 169.0223 | 420.0423 | 169.0223
7484 | 454.1392 | 160.4685 | 454.1392 | 160.4685
7485 | 483.3761 | 154.2585 | 483.3761 | 154.2585
7486 | 507.5577 | 148.4119 | 507.5577 | 148.4119
7487 | 543.7654 | 146.2138 | 543.7654 | 146.2138
7488 | 543.4706 | 142.5317 | 543.4706 | 142.5317
7489 | 524.1188 | 138.3953 | 524.1188 | 138.3953
7490 | 519.4283 | 138.9289 | 519.4283 | 138.9289
7491 | 520.1091 | 107.1017 | 520.1091 | 107.1017
7492 | 524.3633 | 115.5616 | 524.3633 | 115.5616
7493 | 529.832 | 128.2422 | 529.832 | 128.2422
7494 | 523.9562 | 119.1702 | 523.9562 | 119.1702
7495 | 506.8625 | 115.2375 | 506.8625 | 115.2375
7496 | 499.6344 | 118.7655 | 499.6344 | 118.7655
7497 | 508.0622 | 105.644 | 508.0622 | 105.644
7498 | 511.9147 | 90.1461 | 511.9147 | 90.1461
7499 | 488.5611 | 81.7981 | 488.5611 | 81.7981
7500 | 458.3222 | 76.4662 | 458.3222 | 76.4662
7501 | 437.0032 | 77.3142 | 437.0032 | 77.3142
7502 | 425.8216 | 80.0245 | 425.8216 | 80.0245
7503 | 421.0529 | 85.163 | 421.0529 | 85.163
7504 | 402.8343 | 102.2524 | 402.8343 | 102.2524
7505 | 395.0438 | 137.4676 | 395.0438 | 137.4676
7506 | 402.5588 | 153.6774 | 402.5588 | 153.6774
7507 | 422.7817 | 177.2344 | 422.7817 | 177.2344
7508 | 457.8716 | 168.8127 | 457.8716 | 168.8127
7509 | 485.0358 | 162.374 | 485.0358 | 162.374
7510 | 509.7056 | 155.9316 | 509.7056 | 155.9316
7511 | 548.6715 | 153.1281 | 548.6715 | 153.1281
7512 | 548.2779 | 149.636 | 548.2779 | 149.636
7513 | 525.0217 | 145.6896 | 525.0217 | 145.6896
7514 | 519.4792 | 145.6435 | 519.4792 | 145.6435
7515 | 513.5002 | 113.8679 | 513.5002 | 113.8679
7516 | 515.2796 | 122.8784 | 515.2796 | 122.8784
7517 | 523.0634 | 136.0904 | 523.0634 | 136.0904
7518 | 512.6121 | 127.4209 | 512.6121 | 127.4209
7519 | 490.1128 | 123.5752 | 490.1128 | 123.5752
7520 | 485.9752 | 127.1837 | 485.9752 | 127.1837
7521 | 496.6533 | 113.3054 | 496.6533 | 113.3054
7522 | 502.5863 | 96.5129 | 502.5863 | 96.5129
7523 | 481.5198 | 86.8929 | 481.5198 | 86.8929
7524 | 451.4517 | 80.2953 | 451.4517 | 80.2953
7525 | 430.2789 | 79.9324 | 430.2789 | 79.9324
7526 | 418.0283 | 81.6057 | 418.0283 | 81.6057
7527 | 408.0576 | 85.9037 | 408.0576 | 85.9037
7528 | 394.61 | 102.6904 | 394.61 | 102.6904
7529 | 386.7569 | 137.8347 | 386.7569 | 137.8347
7530 | 397.7198 | 153.51 | 397.7198 | 153.51
7531 | 426.8248 | 176.381 | 426.8248 | 176.381
7532 | 465.474 | 167.1026 | 465.474 | 167.1026
7533 | 495.5134 | 159.8105 | 495.5134 | 159.8105
7534 | 520.0937 | 152.5727 | 520.0937 | 152.5727
7535 | 558.0243 | 149.4375 | 558.0243 | 149.4375
7536 | 550.4053 | 145.2433 | 550.4053 | 145.2433
7537 | 521.1118 | 140.4339 | 521.1118 | 140.4339
7538 | 523.9893 | 140.2976 | 523.9893 | 140.2976
7539 | 525.034 | 108.5767 | 525.034 | 108.5767
7540 | 521.8286 | 117.3071 | 521.8286 | 117.3071
7541 | 529.4597 | 130.1455 | 529.4597 | 130.1455
7542 | 523.1366 | 121.0573 | 523.1366 | 121.0573
7543 | 499.1615 | 116.8896 | 499.1615 | 116.8896
7544 | 491.6806 | 120.1922 | 491.6806 | 120.1922
7545 | 498.322 | 106.4684 | 498.322 | 106.4684
7546 | 504.2967 | 90.0012 | 504.2967 | 90.0012
7547 | 478.9396 | 80.4971 | 478.9396 | 80.4971
7548 | 446.4703 | 73.906 | 446.4703 | 73.906
7549 | 424.4093 | 73.7589 | 424.4093 | 73.7589
7550 | 411.7466 | 75.5835 | 411.7466 | 75.5835
7551 | 406.6692 | 79.3243 | 406.6692 | 79.3243
7552 | 389.4615 | 95.0741 | 389.4615 | 95.0741
7553 | 386.3215 | 129.0623 | 386.3215 | 129.0623
7554 | 396.9487 | 144.1643 | 396.9487 | 144.1643
7555 | 432.7672 | 166.9032 | 432.7672 | 166.9032
7556 | 483.5651 | 158.0758 | 483.5651 | 158.0758
7557 | 520.4153 | 151.5275 | 520.4153 | 151.5275
7558 | 548.0153 | 145.1399 | 548.0153 | 145.1399
7559 | 587.2969 | 142.3236 | 587.2969 | 142.3236
7560 | 577.2522 | 137.9877 | 577.2522 | 137.9877
7561 | 542.7057 | 133.3457 | 542.7057 | 133.3457
7562 | 537.164 | 133.2964 | 537.164 | 133.2964
7563 | 542.0757 | 101.8846 | 542.0757 | 101.8846
7564 | 543.3675 | 111.7003 | 543.3675 | 111.7003
7565 | 552.411 | 125.7689 | 552.411 | 125.7689
7566 | 541.6181 | 117.7403 | 541.6181 | 117.7403
7567 | 512.804 | 114.4807 | 512.804 | 114.4807
7568 | 501.9585 | 118.5079 | 501.9585 | 118.5079
7569 | 511.4668 | 104.9259 | 511.4668 | 104.9259
7570 | 510.9822 | 88.3523 | 510.9822 | 88.3523
7571 | 483.2228 | 78.8225 | 483.2228 | 78.8225
7572 | 448.3105 | 72.2442 | 448.3105 | 72.2442
7573 | 426.4118 | 71.7783 | 426.4118 | 71.7783
7574 | 417.0896 | 72.756 | 417.0896 | 72.756
7575 | 406.9115 | 76.0878 | 406.9115 | 76.0878
7576 | 393.4677 | 92.852 | 393.4677 | 92.852
7577 | 385.939 | 128.357 | 385.939 | 128.357
7578 | 401.3852 | 144.8534 | 401.3852 | 144.8534
7579 | 433.9154 | 168.6358 | 433.9154 | 168.6358
7580 | 483.8644 | 160.4396 | 483.8644 | 160.4396
7581 | 518.7591 | 154.0073 | 518.7591 | 154.0073
7582 | 544.1972 | 147.5617 | 544.1972 | 147.5617
7583 | 580.1141 | 144.7969 | 580.1141 | 144.7969
7584 | 576.0531 | 140.651 | 576.0531 | 140.651
7585 | 536.8248 | 136.6498 | 536.8248 | 136.6498
7586 | 535.2041 | 137.8179 | 535.2041 | 137.8179
7587 | 538.0441 | 107.3014 | 538.0441 | 107.3014
7588 | 540.1743 | 117.3554 | 540.1743 | 117.3554
7589 | 550.8915 | 131.3531 | 550.8915 | 131.3531
7590 | 545.8738 | 123.2827 | 545.8738 | 123.2827
7591 | 517.7162 | 120.0553 | 517.7162 | 120.0553
7592 | 504.5857 | 124.2724 | 504.5857 | 124.2724
7593 | 513.6122 | 111.3442 | 513.6122 | 111.3442
7594 | 514.3188 | 95.5822 | 514.3188 | 95.5822
7595 | 485.0777 | 86.9863 | 485.0777 | 86.9863
7596 | 457.0862 | 81.4804 | 457.0862 | 81.4804
7597 | 430.2058 | 82.19 | 430.2058 | 82.19
7598 | 421.7186 | 84.6297 | 421.7186 | 84.6297
7599 | 412.7984 | 89.2594 | 412.7984 | 89.2594
7600 | 398.7569 | 105.5888 | 398.7569 | 105.5888
7601 | 391.2988 | 139.7638 | 391.2988 | 139.7638
7602 | 404.6083 | 154.7402 | 404.6083 | 154.7402
7603 | 436.6532 | 177.1378 | 436.6532 | 177.1378
7604 | 482.6176 | 167.7499 | 482.6176 | 167.7499
7605 | 522.8235 | 160.7283 | 522.8235 | 160.7283
7606 | 547.7428 | 154.1378 | 547.7428 | 154.1378
7607 | 584.7228 | 151.5565 | 584.7228 | 151.5565
7608 | 575.9801 | 147.897 | 575.9801 | 147.897
7609 | 541.652 | 143.9796 | 541.652 | 143.9796
7610 | 531.5921 | 144.906 | 531.5921 | 144.906
7611 | 536.2511 | 114.1899 | 536.2511 | 114.1899
7612 | 536.4664 | 124.0249 | 536.4664 | 124.0249
7613 | 539.349 | 138.1837 | 539.349 | 138.1837
7614 | 532.888 | 130.432 | 532.888 | 130.432
7615 | 508.792 | 127.2562 | 508.792 | 127.2562
7616 | 493.4608 | 131.2318 | 493.4608 | 131.2318
7617 | 498.3134 | 117.9074 | 498.3134 | 117.9074
7618 | 504.6237 | 101.7075 | 504.6237 | 101.7075
7619 | 480.9625 | 92.841 | 480.9625 | 92.841
7620 | 453.6624 | 87.1967 | 453.6624 | 87.1967
7621 | 431.0101 | 87.9223 | 431.0101 | 87.9223
7622 | 415.069 | 90.1689 | 415.069 | 90.1689
7623 | 411.0631 | 94.1866 | 411.0631 | 94.1866
7624 | 393.916 | 109.8881 | 393.916 | 109.8881
7625 | 388.9243 | 143.5156 | 388.9243 | 143.5156
7626 | 400.2323 | 158.054 | 400.2323 | 158.054
7627 | 426.161 | 180.2294 | 426.161 | 180.2294
7628 | 465.3716 | 170.8577 | 465.3716 | 170.8577
7629 | 497.6738 | 164.4576 | 497.6738 | 164.4576
7630 | 522.8429 | 158.8171 | 522.8429 | 158.8171
7631 | 555.787 | 157.6045 | 555.787 | 157.6045
7632 | 555.6295 | 155.7516 | 555.6295 | 155.7516
7633 | 528.124 | 153.847 | 528.124 | 153.847
7634 | 518.0692 | 155.9167 | 518.0692 | 155.9167
7635 | 517.1084 | 124.4857 | 517.1084 | 124.4857
7636 | 518.7125 | 133.4157 | 518.7125 | 133.4157
7637 | 520.9628 | 146.3121 | 520.9628 | 146.3121
7638 | 512.7092 | 137.137 | 512.7092 | 137.137
7639 | 493.3323 | 133.053 | 493.3323 | 133.053
7640 | 481.398 | 136.246 | 481.398 | 136.246
7641 | 491.0032 | 123.131 | 491.0032 | 123.131
7642 | 495.7311 | 108.1065 | 495.7311 | 108.1065
7643 | 472.1468 | 100.1836 | 472.1468 | 100.1836
7644 | 445.7489 | 94.9676 | 445.7489 | 94.9676
7645 | 420.9564 | 95.616 | 420.9564 | 95.616
7646 | 407.4603 | 97.5243 | 407.4603 | 97.5243
7647 | 399.8329 | 100.9399 | 399.8329 | 100.9399
7648 | 384.1536 | 116.0552 | 384.1536 | 116.0552
7649 | 377.836 | 149.76 | 377.836 | 149.76
7650 | 384.8258 | 165.0134 | 384.8258 | 165.0134
7651 | 406.4374 | 187.9617 | 406.4374 | 187.9617
7652 | 437.0527 | 179.0022 | 437.0527 | 179.0022
7653 | 466.5267 | 172.1931 | 466.5267 | 172.1931
7654 | 492.1146 | 165.9182 | 492.1146 | 165.9182
7655 | 526.7978 | 163.6976 | 526.7978 | 163.6976
7656 | 528.4225 | 160.2345 | 528.4225 | 160.2345
7657 | 505.8575 | 156.8388 | 505.8575 | 156.8388
7658 | 503.3805 | 158.3288 | 503.3805 | 158.3288
7659 | 500.9479 | 126.8591 | 500.9479 | 126.8591
7660 | 505.7369 | 135.2546 | 505.7369 | 135.2546
7661 | 505.9776 | 147.6582 | 505.9776 | 147.6582
7662 | 496.5304 | 137.9357 | 496.5304 | 137.9357
7663 | 484.5853 | 133.0111 | 484.5853 | 133.0111
7664 | 476.5731 | 135.5311 | 476.5731 | 135.5311
7665 | 479.9965 | 121.5755 | 479.9965 | 121.5755
7666 | 486.9209 | 105.4947 | 486.9209 | 105.4947
7667 | 468.6599 | 96.3996 | 468.6599 | 96.3996
7668 | 445.2023 | 90.0243 | 445.2023 | 90.0243
7669 | 424.2087 | 89.8578 | 424.2087 | 89.8578
7670 | 409.1687 | 91.4764 | 409.1687 | 91.4764
7671 | 401.9915 | 95.1882 | 401.9915 | 95.1882
7672 | 385.9896 | 111.1408 | 385.9896 | 111.1408
7673 | 377.3626 | 145.5058 | 377.3626 | 145.5058
7674 | 383.8364 | 160.8815 | 383.8364 | 160.8815
7675 | 398.2584 | 183.7139 | 398.2584 | 183.7139
7676 | 425.0775 | 174.574 | 425.0775 | 174.574
7677 | 453.5009 | 167.3689 | 453.5009 | 167.3689
7678 | 484.052 | 160.2502 | 484.052 | 160.2502
7679 | 518.4151 | 157.3598 | 518.4151 | 157.3598
7680 | 521.4196 | 153.0529 | 521.4196 | 153.0529
7681 | 505.641 | 148.9712 | 505.641 | 148.9712
7682 | 500.3829 | 149.6046 | 500.3829 | 149.6046
7683 | 495.2444 | 118.1285 | 495.2444 | 118.1285
7684 | 497.8232 | 127.1584 | 497.8232 | 127.1584
7685 | 507.22 | 140.5572 | 507.22 | 140.5572
7686 | 496.3239 | 131.9006 | 496.3239 | 131.9006
7687 | 481.4479 | 127.9389 | 481.4479 | 127.9389
7688 | 473.5431 | 131.3993 | 473.5431 | 131.3993
7689 | 482.3105 | 118.1941 | 482.3105 | 118.1941
7690 | 488.8217 | 102.4063 | 488.8217 | 102.4063
7691 | 469.0546 | 93.6719 | 469.0546 | 93.6719
7692 | 440.0093 | 88.1274 | 440.0093 | 88.1274
7693 | 418.4294 | 88.8595 | 418.4294 | 88.8595
7694 | 406.3899 | 91.2155 | 406.3899 | 91.2155
7695 | 396.0903 | 95.4877 | 396.0903 | 95.4877
7696 | 380.9361 | 111.582 | 380.9361 | 111.582
7697 | 377.4124 | 145.7989 | 377.4124 | 145.7989
7698 | 384.7678 | 161.0651 | 384.7678 | 161.0651
7699 | 405.5232 | 183.9104 | 405.5232 | 183.9104
7700 | 441.8635 | 175.0507 | 441.8635 | 175.0507
7701 | 466.3755 | 168.525 | 466.3755 | 168.525
7702 | 496.0821 | 162.2823 | 496.0821 | 162.2823
7703 | 533.9036 | 160.0907 | 533.9036 | 160.0907
7704 | 533.6828 | 156.9238 | 533.6828 | 156.9238
7705 | 508.9092 | 153.6666 | 508.9092 | 153.6666
7706 | 500.3791 | 155.0407 | 500.3791 | 155.0407
7707 | 509.8295 | 123.8094 | 509.8295 | 123.8094
7708 | 511.1496 | 132.6267 | 511.1496 | 132.6267
7709 | 516.8872 | 145.7646 | 516.8872 | 145.7646
7710 | 506.543 | 137.05 | 506.543 | 137.05
7711 | 489.0119 | 133.1689 | 489.0119 | 133.1689
7712 | 480.957 | 136.6679 | 480.957 | 136.6679
7713 | 483.9948 | 124.0263 | 483.9948 | 124.0263
7714 | 494.2132 | 109.2626 | 494.2132 | 109.2626
7715 | 471.6545 | 101.182 | 471.6545 | 101.182
7716 | 442.3594 | 95.718 | 442.3594 | 95.718
7717 | 418.2977 | 96.186 | 418.2977 | 96.186
7718 | 406.9672 | 98.1072 | 406.9672 | 98.1072
7719 | 394.5979 | 101.3843 | 394.5979 | 101.3843
7720 | 380.2166 | 116.5963 | 380.2166 | 116.5963
7721 | 376.686 | 150.665 | 376.686 | 150.665
7722 | 384.3509 | 165.9537 | 384.3509 | 165.9537
7723 | 414.7642 | 188.6219 | 414.7642 | 188.6219
7724 | 461.7058 | 179.1181 | 461.7058 | 179.1181
7725 | 491.9576 | 171.4814 | 491.9576 | 171.4814
7726 | 521.3994 | 163.7669 | 521.3994 | 163.7669
7727 | 563.8129 | 160.2743 | 563.8129 | 160.2743
7728 | 559.2509 | 155.6389 | 559.2509 | 155.6389
7729 | 527.9619 | 151.042 | 527.9619 | 151.042
7730 | 521.5059 | 151.5466 | 521.5059 | 151.5466
7731 | 525.0172 | 120.2862 | 525.0172 | 120.2862
7732 | 529.6531 | 129.5512 | 529.6531 | 129.5512
7733 | 533.9845 | 142.8694 | 533.9845 | 142.8694
7734 | 528.3971 | 133.7233 | 528.3971 | 133.7233
7735 | 501.9107 | 129.2819 | 501.9107 | 129.2819
7736 | 494.0087 | 132.5135 | 494.0087 | 132.5135
7737 | 496.6307 | 118.8156 | 496.6307 | 118.8156
7738 | 498.7795 | 102.5094 | 498.7795 | 102.5094
7739 | 471.6074 | 93.3692 | 471.6074 | 93.3692
7740 | 441.5337 | 87.1549 | 441.5337 | 87.1549
7741 | 416.6276 | 87.085 | 416.6276 | 87.085
7742 | 405.8065 | 88.6939 | 405.8065 | 88.6939
7743 | 396.0039 | 92.7214 | 396.0039 | 92.7214
7744 | 382.4854 | 109.3503 | 382.4854 | 109.3503
7745 | 376.6254 | 144.7136 | 376.6254 | 144.7136
7746 | 389.0786 | 161.0361 | 389.0786 | 161.0361
7747 | 420.7462 | 184.4772 | 420.7462 | 184.4772
7748 | 476.9117 | 175.7882 | 476.9117 | 175.7882
7749 | 513.1416 | 168.8309 | 513.1416 | 168.8309
7750 | 541.011 | 162.3435 | 541.011 | 162.3435
7751 | 584.7069 | 159.5915 | 584.7069 | 159.5915
7752 | 578.0427 | 155.2557 | 578.0427 | 155.2557
7753 | 542.5346 | 150.2981 | 542.5346 | 150.2981
7754 | 530.3583 | 150.0974 | 530.3583 | 150.0974
7755 | 532.1239 | 117.7388 | 532.1239 | 117.7388
7756 | 536.5484 | 125.78 | 536.5484 | 125.78
7757 | 538.3574 | 138.3995 | 538.3574 | 138.3995
7758 | 529.3851 | 129.4208 | 529.3851 | 129.4208
7759 | 502.2357 | 125.4302 | 502.2357 | 125.4302
7760 | 485.0845 | 129.116 | 485.0845 | 129.116
7761 | 492.1677 | 115.7111 | 492.1677 | 115.7111
7762 | 496.9245 | 99.4467 | 496.9245 | 99.4467
7763 | 470.6934 | 90.3581 | 470.6934 | 90.3581
7764 | 439.2008 | 84.4239 | 439.2008 | 84.4239
7765 | 415.7124 | 84.8694 | 415.7124 | 84.8694
7766 | 404.2013 | 87.0772 | 404.2013 | 87.0772
7767 | 394.5043 | 91.665 | 394.5043 | 91.665
7768 | 381.0127 | 108.5033 | 381.0127 | 108.5033
7769 | 376.0249 | 143.6541 | 376.0249 | 143.6541
7770 | 386.1929 | 159.7673 | 386.1929 | 159.7673
7771 | 417.6198 | 182.9539 | 417.6198 | 182.9539
7772 | 469.4732 | 173.6594 | 469.4732 | 173.6594
7773 | 512.1062 | 165.9229 | 512.1062 | 165.9229
7774 | 540.502 | 158.3244 | 540.502 | 158.3244
7775 | 579.0654 | 154.7577 | 579.0654 | 154.7577
7776 | 575.2051 | 149.8131 | 575.2051 | 149.8131
7777 | 540.3124 | 144.7557 | 540.3124 | 144.7557
7778 | 535.7848 | 144.8191 | 535.7848 | 144.8191
7779 | 533.4289 | 113.4718 | 533.4289 | 113.4718
7780 | 528.5691 | 122.9332 | 528.5691 | 122.9332
7781 | 534.7219 | 136.8118 | 534.7219 | 136.8118
7782 | 530.0706 | 128.4901 | 530.0706 | 128.4901
7783 | 500.3808 | 124.9697 | 500.3808 | 124.9697
7784 | 482.6218 | 128.8036 | 482.6218 | 128.8036
7785 | 482.377 | 115.2538 | 482.377 | 115.2538
7786 | 486.7449 | 98.7479 | 486.7449 | 98.7479
7787 | 468.1975 | 89.5433 | 468.1975 | 89.5433
7788 | 439.3846 | 83.4224 | 439.3846 | 83.4224
7789 | 414.9123 | 83.6971 | 414.9123 | 83.6971
7790 | 402.9482 | 86.0113 | 402.9482 | 86.0113
7791 | 392.4984 | 91.1788 | 392.4984 | 91.1788
7792 | 376.3994 | 108.6676 | 376.3994 | 108.6676
7793 | 371.7416 | 144.2885 | 371.7416 | 144.2885
7794 | 381.1261 | 160.9041 | 381.1261 | 160.9041
7795 | 406.1438 | 184.9699 | 406.1438 | 184.9699
7796 | 451.0045 | 177.0087 | 451.0045 | 177.0087
7797 | 484.6233 | 170.6183 | 484.6233 | 170.6183
7798 | 514.7448 | 163.0616 | 514.7448 | 163.0616
7799 | 552.3102 | 159.949 | 552.3102 | 159.949
7800 | 550.2159 | 155.3652 | 550.2159 | 155.3652
7801 | 527.2725 | 149.6153 | 527.2725 | 149.6153
7802 | 521.0195 | 149.3696 | 521.0195 | 149.3696
7803 | 520.2745 | 117.1044 | 520.2745 | 117.1044
7804 | 521.7401 | 125.1102 | 521.7401 | 125.1102
7805 | 524.5445 | 137.6684 | 524.5445 | 137.6684
7806 | 515.3064 | 128.3355 | 515.3064 | 128.3355
7807 | 493.8632 | 123.952 | 493.8632 | 123.952
7808 | 479.6533 | 127.0163 | 479.6533 | 127.0163
7809 | 480.1762 | 112.8192 | 480.1762 | 112.8192
7810 | 485.92 | 95.8334 | 485.92 | 95.8334
7811 | 467.6811 | 86.3454 | 467.6811 | 86.3454
7812 | 441.9644 | 80.2792 | 441.9644 | 80.2792
7813 | 419.9155 | 80.8599 | 419.9155 | 80.8599
7814 | 405.7203 | 83.4027 | 405.7203 | 83.4027
7815 | 394.0308 | 88.5122 | 394.0308 | 88.5122
7816 | 378.9247 | 105.9366 | 378.9247 | 105.9366
7817 | 373.5989 | 140.7589 | 373.5989 | 140.7589
7818 | 379.3528 | 155.8673 | 379.3528 | 155.8673
7819 | 398.8535 | 178.7577 | 398.8535 | 178.7577
7820 | 432.4282 | 170.0139 | 432.4282 | 170.0139
7821 | 466.3967 | 163.4786 | 466.3967 | 163.4786
7822 | 495.9389 | 157.2165 | 495.9389 | 157.2165
7823 | 532.3395 | 154.4099 | 532.3395 | 154.4099
7824 | 535.7792 | 150.206 | 535.7792 | 150.206
7825 | 512.0191 | 145.6284 | 512.0191 | 145.6284
7826 | 509.9458 | 146.0267 | 509.9458 | 146.0267
7827 | 508.9025 | 114.702 | 508.9025 | 114.702
7828 | 512.8071 | 123.7769 | 512.8071 | 123.7769
7829 | 513.646 | 136.3996 | 513.646 | 136.3996
7830 | 504.0907 | 126.7253 | 504.0907 | 126.7253
7831 | 482.5643 | 121.6591 | 482.5643 | 121.6591
7832 | 474.458 | 124.2209 | 474.458 | 124.2209
7833 | 477.2985 | 109.8499 | 477.2985 | 109.8499
7834 | 483.4995 | 92.8545 | 483.4995 | 92.8545
7835 | 465.1568 | 83.2312 | 465.1568 | 83.2312
7836 | 438.2584 | 76.7883 | 438.2584 | 76.7883
7837 | 415.6761 | 76.77 | 415.6761 | 76.77
7838 | 402.2241 | 79.2355 | 402.2241 | 79.2355
7839 | 390.6963 | 84.0197 | 390.6963 | 84.0197
7840 | 378.4808 | 100.4909 | 378.4808 | 100.4909
7841 | 372.8591 | 134.5306 | 372.8591 | 134.5306
7842 | 379.5792 | 149.536 | 379.5792 | 149.536
7843 | 400.3306 | 172.3232 | 400.3306 | 172.3232
7844 | 435.9408 | 163.7598 | 435.9408 | 163.7598
7845 | 465.5961 | 156.9733 | 465.5961 | 156.9733
7846 | 492.8439 | 149.8482 | 492.8439 | 149.8482
7847 | 531.1534 | 146.0335 | 531.1534 | 146.0335
7848 | 531.3295 | 140.7991 | 531.3295 | 140.7991
7849 | 510.1839 | 135.2167 | 510.1839 | 135.2167
7850 | 502.9799 | 134.8615 | 502.9799 | 134.8615
7851 | 504.2066 | 103.1921 | 504.2066 | 103.1921
7852 | 511.4585 | 112.4474 | 511.4585 | 112.4474
7853 | 515.9149 | 126.2938 | 515.9149 | 126.2938
7854 | 505.7093 | 118.3554 | 505.7093 | 118.3554
7855 | 492.3452 | 115.2923 | 492.3452 | 115.2923
7856 | 478.4644 | 119.5481 | 478.4644 | 119.5481
7857 | 479.45 | 106.301 | 479.45 | 106.301
7858 | 487.5501 | 90.0946 | 487.5501 | 90.0946
7859 | 466.3753 | 80.7708 | 466.3753 | 80.7708
7860 | 438.8692 | 74.315 | 438.8692 | 74.315
7861 | 414.861 | 74.0068 | 414.861 | 74.0068
7862 | 402.5537 | 75.1262 | 402.5537 | 75.1262
7863 | 391.3088 | 78.7157 | 391.3088 | 78.7157
7864 | 378.5442 | 95.0226 | 378.5442 | 95.0226
7865 | 378.2789 | 129.7708 | 378.2789 | 129.7708
7866 | 385.641 | 145.6553 | 385.641 | 145.6553
7867 | 411.8252 | 168.813 | 411.8252 | 168.813
7868 | 456.9748 | 159.8083 | 456.9748 | 159.8083
7869 | 487.0883 | 153.1796 | 487.0883 | 153.1796
7870 | 516.5592 | 146.9788 | 516.5592 | 146.9788
7871 | 558.0264 | 144.3685 | 558.0264 | 144.3685
7872 | 551.8816 | 140.023 | 551.8816 | 140.023
7873 | 521.7232 | 135.2779 | 521.7232 | 135.2779
7874 | 512.2456 | 135.4444 | 512.2456 | 135.4444
7875 | 517.5531 | 104.2162 | 517.5531 | 104.2162
7876 | 520.357 | 114.0093 | 520.357 | 114.0093
7877 | 530.3852 | 128.268 | 530.3852 | 128.268
7878 | 517.6565 | 120.6065 | 517.6565 | 120.6065
7879 | 495.3158 | 117.7817 | 495.3158 | 117.7817
7880 | 480.3365 | 122.3531 | 480.3365 | 122.3531
7881 | 485.2807 | 109.3926 | 485.2807 | 109.3926
7882 | 493.1972 | 93.3794 | 493.1972 | 93.3794
7883 | 473.0731 | 84.3713 | 473.0731 | 84.3713
7884 | 438.9722 | 78.2471 | 438.9722 | 78.2471
7885 | 415.1938 | 78.1161 | 415.1938 | 78.1161
7886 | 401.9389 | 79.3192 | 401.9389 | 79.3192
7887 | 390.31 | 82.5899 | 390.31 | 82.5899
7888 | 376.2185 | 98.0369 | 376.2185 | 98.0369
7889 | 375.8499 | 131.9703 | 375.8499 | 131.9703
7890 | 384.7686 | 147.4105 | 384.7686 | 147.4105
7891 | 417.7938 | 170.6486 | 417.7938 | 170.6486
7892 | 469.2494 | 162.1464 | 469.2494 | 162.1464
7893 | 504.8315 | 155.3148 | 504.8315 | 155.3148
7894 | 533.6886 | 148.6276 | 533.6886 | 148.6276
7895 | 576.3 | 145.3314 | 576.3 | 145.3314
7896 | 566.6274 | 140.4545 | 566.6274 | 140.4545
7897 | 531.1461 | 135.4003 | 531.1461 | 135.4003
7898 | 523.6939 | 135.6859 | 523.6939 | 135.6859
7899 | 528.6331 | 104.5318 | 528.6331 | 104.5318
7900 | 530.0861 | 114.1833 | 530.0861 | 114.1833
7901 | 537.7053 | 128.0329 | 537.7053 | 128.0329
7902 | 524.8678 | 119.8175 | 524.8678 | 119.8175
7903 | 497.4937 | 116.3582 | 497.4937 | 116.3582
7904 | 482.5238 | 120.2727 | 482.5238 | 120.2727
7905 | 485.4814 | 106.958 | 485.4814 | 106.958
7906 | 490.266 | 90.919 | 490.266 | 90.919
7907 | 470.1565 | 81.9237 | 470.1565 | 81.9237
7908 | 436.6306 | 75.7932 | 436.6306 | 75.7932
7909 | 412.1566 | 75.6815 | 412.1566 | 75.6815
7910 | 400.6123 | 76.8717 | 400.6123 | 76.8717
7911 | 387.7619 | 79.8171 | 387.7619 | 79.8171
7912 | 375.9931 | 94.591 | 375.9931 | 94.591
7913 | 372.3704 | 127.6872 | 372.3704 | 127.6872
7914 | 383.0761 | 142.0967 | 383.0761 | 142.0967
7915 | 416.1383 | 164.504 | 416.1383 | 164.504
7916 | 470.3722 | 155.5799 | 470.3722 | 155.5799
7917 | 508.6512 | 149.2797 | 508.6512 | 149.2797
7918 | 538.3303 | 143.5748 | 538.3303 | 143.5748
7919 | 581.7475 | 141.5571 | 581.7475 | 141.5571
7920 | 569.4016 | 137.9748 | 569.4016 | 137.9748
7921 | 534.3691 | 134.0381 | 534.3691 | 134.0381
7922 | 534.3096 | 134.8647 | 534.3096 | 134.8647
7923 | 535.954 | 103.643 | 535.954 | 103.643
7924 | 536.9504 | 112.9853 | 536.9504 | 112.9853
7925 | 543.9148 | 126.6159 | 543.9148 | 126.6159
7926 | 533.8556 | 118.1847 | 533.8556 | 118.1847
7927 | 507.0593 | 114.5129 | 507.0593 | 114.5129
7928 | 491.3611 | 118.2889 | 491.3611 | 118.2889
7929 | 492.6834 | 104.7101 | 492.6834 | 104.7101
7930 | 499.6597 | 88.2171 | 499.6597 | 88.2171
7931 | 473.481 | 78.7774 | 473.481 | 78.7774
7932 | 443.3838 | 72.3376 | 443.3838 | 72.3376
7933 | 418.8412 | 71.9554 | 418.8412 | 71.9554
7934 | 403.7443 | 73.0233 | 403.7443 | 73.0233
7935 | 393.2672 | 76.5354 | 393.2672 | 76.5354
7936 | 378.4954 | 92.2916 | 378.4954 | 92.2916
7937 | 377.3049 | 126.283 | 377.3049 | 126.283
7938 | 387.9775 | 141.5525 | 387.9775 | 141.5525
7939 | 418.5992 | 164.781 | 418.5992 | 164.781
7940 | 472.3349 | 156.5074 | 472.3349 | 156.5074
7941 | 509.6243 | 150.0622 | 509.6243 | 150.0622
7942 | 532.4067 | 143.2559 | 532.4067 | 143.2559
7943 | 576.27 | 139.8342 | 576.27 | 139.8342
7944 | 569.9275 | 135.0732 | 569.9275 | 135.0732
7945 | 533.6236 | 129.7356 | 533.6236 | 129.7356
7946 | 526.652 | 130.2498 | 526.652 | 130.2498
7947 | 529.3083 | 99.7205 | 529.3083 | 99.7205
7948 | 527.3033 | 109.6135 | 527.3033 | 109.6135
7949 | 533.0988 | 123.9107 | 533.0988 | 123.9107
7950 | 522.3383 | 116.1397 | 522.3383 | 116.1397
7951 | 497.3784 | 112.9865 | 497.3784 | 112.9865
7952 | 481.2972 | 117.1038 | 481.2972 | 117.1038
7953 | 485.3048 | 103.5958 | 485.3048 | 103.5958
7954 | 490.5759 | 87.077 | 490.5759 | 87.077
7955 | 473.7406 | 77.5117 | 473.7406 | 77.5117
7956 | 443.0181 | 70.6598 | 443.0181 | 70.6598
7957 | 417.9368 | 70.1004 | 417.9368 | 70.1004
7958 | 402.3305 | 71.1039 | 402.3305 | 71.1039
7959 | 389.4603 | 74.3423 | 389.4603 | 74.3423
7960 | 373.9504 | 89.667 | 373.9504 | 89.667
7961 | 370.7861 | 124.2316 | 370.7861 | 124.2316
7962 | 378.8871 | 140.6894 | 378.8871 | 140.6894
7963 | 403.3089 | 164.4686 | 403.3089 | 164.4686
7964 | 448.6874 | 156.092 | 448.6874 | 156.092
7965 | 485.8761 | 149.2314 | 485.8761 | 149.2314
7966 | 515.7355 | 141.7552 | 515.7355 | 141.7552
7967 | 556.3428 | 137.8794 | 556.3428 | 137.8794
7968 | 546.0748 | 133.8365 | 546.0748 | 133.8365
7969 | 519.5564 | 129.8483 | 519.5564 | 129.8483
7970 | 514.7265 | 130.8617 | 514.7265 | 130.8617
7971 | 516.8128 | 100.0361 | 516.8128 | 100.0361
7972 | 517.4555 | 109.6907 | 517.4555 | 109.6907
7973 | 522.6956 | 123.4341 | 522.6956 | 123.4341
7974 | 514.3535 | 115.209 | 514.3535 | 115.209
7975 | 494.6926 | 112.0622 | 494.6926 | 112.0622
7976 | 479.6202 | 116.2986 | 479.6202 | 116.2986
7977 | 473.2377 | 102.9356 | 473.2377 | 102.9356
7978 | 480.0772 | 86.4684 | 480.0772 | 86.4684
7979 | 466.8596 | 77.019 | 466.8596 | 77.019
7980 | 438.8147 | 70.5374 | 438.8147 | 70.5374
7981 | 414.7492 | 70.1101 | 414.7492 | 70.1101
7982 | 400.4647 | 70.8881 | 400.4647 | 70.8881
7983 | 388.2444 | 73.7498 | 388.2444 | 73.7498
7984 | 371.8815 | 88.7814 | 371.8815 | 88.7814
7985 | 368.7132 | 122.6601 | 368.7132 | 122.6601
7986 | 375.1738 | 139.2241 | 375.1738 | 139.2241
7987 | 392.5792 | 163.3543 | 392.5792 | 163.3543
7988 | 426.8292 | 155.6604 | 426.8292 | 155.6604
7989 | 458.3774 | 149.6339 | 458.3774 | 149.6339
7990 | 488.6426 | 143.111 | 488.6426 | 143.111
7991 | 531.7475 | 140.4815 | 531.7475 | 140.4815
7992 | 532.8122 | 136.2905 | 532.8122 | 136.2905
7993 | 511.9835 | 132.0929 | 511.9835 | 132.0929
7994 | 506.5665 | 133.2964 | 506.5665 | 133.2964
7995 | 505.5494 | 102.7091 | 505.5494 | 102.7091
7996 | 509.6492 | 112.5215 | 509.6492 | 112.5215
7997 | 513.0265 | 126.5515 | 513.0265 | 126.5515
7998 | 498.9523 | 118.4198 | 498.9523 | 118.4198
7999 | 482.8753 | 114.9863 | 482.8753 | 114.9863
8000 | 471.9552 | 118.978 | 471.9552 | 118.978
8001 | 471.7073 | 105.3606 | 471.7073 | 105.3606
8002 | 476.9655 | 88.771 | 476.9655 | 88.771
8003 | 462.0354 | 79.4504 | 462.0354 | 79.4504
8004 | 437.6635 | 26.6575 | 437.6635 | 26.6575
8005 | 410.0459 | 20.6304 | 410.0459 | 20.6304
8006 | 396.2531 | 24.2566 | 396.2531 | 24.2566
8007 | 384.3713 | 28.8125 | 384.3713 | 28.8125
8008 | 368.6916 | 37.0454 | 368.6916 | 37.0454
8009 | 364.605 | 69.5133 | 364.605 | 69.5133
8010 | 370.0834 | 87.6855 | 370.0834 | 87.6855
8011 | 389.2532 | 104.785 | 389.2532 | 104.785
8012 | 423.5673 | 96.1308 | 423.5673 | 96.1308
8013 | 455.8135 | 88.9065 | 455.8135 | 88.9065
8014 | 484.3806 | 85.4096 | 484.3806 | 85.4096
8015 | 523.3591 | 84.0814 | 523.3591 | 84.0814
8016 | 523.2317 | 79.3442 | 523.2317 | 79.3442
8017 | 503.3507 | 76.8311 | 503.3507 | 76.8311
8018 | 500.206 | 76.7179 | 500.206 | 76.7179
8019 | 497.9047 | 48.2509 | 497.9047 | 48.2509
8020 | 502.9811 | 61.951 | 502.9811 | 61.951
8021 | 507.4397 | 74.2888 | 507.4397 | 74.2888
8022 | 495.838 | 65.3564 | 495.838 | 65.3564
8023 | 478.6842 | 63.0427 | 478.6842 | 63.0427
8024 | 465.2136 | 68.6784 | 465.2136 | 68.6784
8025 | 466.9754 | 56.525 | 466.9754 | 56.525
8026 | 472.3287 | 37.5395 | 472.3287 | 37.5395
8027 | 461.1506 | 31.8356 | 461.1506 | 31.8356
8028 | 433.4853 | 27.4426 | 433.4853 | 27.4426
8029 | 411.8791 | 21.3709 | 411.8791 | 21.3709
8030 | 398.0012 | 24.9977 | 398.0012 | 24.9977
8031 | 385.5619 | 29.5926 | 385.5619 | 29.5926
8032 | 369.3867 | 37.8428 | 369.3867 | 37.8428
8033 | 366.3508 | 70.2431 | 366.3508 | 70.2431
8034 | 374.5601 | 88.4522 | 374.5601 | 88.4522
8035 | 395.8991 | 105.6287 | 395.8991 | 105.6287
8036 | 439.972 | 97.0286 | 439.972 | 97.0286
8037 | 469.1924 | 89.8434 | 469.1924 | 89.8434
8038 | 499.8298 | 86.4051 | 499.8298 | 86.4051
8039 | 540.5699 | 85.0824 | 540.5699 | 85.0824
8040 | 541.9495 | 80.3067 | 541.9495 | 80.3067
8041 | 512.7953 | 77.7992 | 512.7953 | 77.7992
8042 | 502.8698 | 77.7458 | 502.8698 | 77.7458
8043 | 504.9502 | 49.2799 | 504.9502 | 49.2799
8044 | 504.0441 | 62.8801 | 504.0441 | 62.8801
8045 | 509.4762 | 75.118 | 509.4762 | 75.118
8046 | 499.7994 | 66.089 | 499.7994 | 66.089
8047 | 476.5688 | 63.6643 | 476.5688 | 63.6643
8048 | 466.8057 | 69.2002 | 466.8057 | 69.2002
8049 | 467.7943 | 56.9776 | 467.7943 | 56.9776
8050 | 475.0767 | 37.973 | 475.0767 | 37.973
8051 | 463.4296 | 32.2652 | 463.4296 | 32.2652
8052 | 433.1752 | 27.8834 | 433.1752 | 27.8834
8053 | 407.5412 | 21.8452 | 407.5412 | 21.8452
8054 | 392.0651 | 25.506 | 392.0651 | 25.506
8055 | 378.0624 | 30.0614 | 378.0624 | 30.0614
8056 | 364.2164 | 38.2284 | 364.2164 | 38.2284
8057 | 364.9002 | 70.5696 | 364.9002 | 70.5696
8058 | 372.754 | 88.7468 | 372.754 | 88.7468
8059 | 402.7087 | 105.9111 | 402.7087 | 105.9111
8060 | 455.667 | 97.2931 | 455.667 | 97.2931
8061 | 498.6647 | 90.008 | 498.6647 | 90.008
8062 | 523.6287 | 86.385 | 523.6287 | 86.385
8063 | 565.9292 | 84.905 | 565.9292 | 84.905
8064 | 562.9116 | 79.9385 | 562.9116 | 79.9385
8065 | 523.8364 | 77.2423 | 523.8364 | 77.2423
8066 | 515.9725 | 77.0059 | 515.9725 | 77.0059
8067 | 523.6681 | 48.3748 | 523.6681 | 48.3748
8068 | 522.291 | 61.8283 | 522.291 | 61.8283
8069 | 529.3201 | 73.9479 | 529.3201 | 73.9479
8070 | 521.0505 | 64.8134 | 521.0505 | 64.8134
8071 | 495.3593 | 62.3005 | 495.3593 | 62.3005
8072 | 483.9535 | 67.7722 | 483.9535 | 67.7722
8073 | 480.287 | 55.5898 | 480.287 | 55.5898
8074 | 482.3417 | 36.6723 | 482.3417 | 36.6723
8075 | 459.6091 | 31.0415 | 459.6091 | 31.0415
8076 | 427.9328 | 26.7099 | 427.9328 | 26.7099
8077 | 404.5797 | 20.6784 | 404.5797 | 20.6784
8078 | 391.9662 | 24.3208 | 391.9662 | 24.3208
8079 | 380.2614 | 28.9576 | 380.2614 | 28.9576
8080 | 367.2268 | 37.2692 | 367.2268 | 37.2692
8081 | 367.4366 | 69.7247 | 367.4366 | 69.7247
8082 | 375.0256 | 87.9857 | 375.0256 | 87.9857
8083 | 406.491 | 105.1941 | 406.491 | 105.1941
8084 | 462.987 | 96.5716 | 462.987 | 96.5716
8085 | 502.4947 | 89.2954 | 502.4947 | 89.2954
8086 | 530.4697 | 85.7567 | 530.4697 | 85.7567
8087 | 577.0714 | 84.3749 | 577.0714 | 84.3749
8088 | 567.7965 | 79.4814 | 567.7965 | 79.4814
8089 | 535.5134 | 76.8662 | 535.5134 | 76.8662
8090 | 529.3751 | 76.6928 | 529.3751 | 76.6928
8091 | 533.6218 | 48.0266 | 533.6218 | 48.0266
8092 | 536.5907 | 61.3863 | 536.5907 | 61.3863
8093 | 541.7013 | 73.4423 | 541.7013 | 73.4423
8094 | 531.936 | 64.2922 | 531.936 | 64.2922
8095 | 502.4651 | 61.8061 | 502.4651 | 61.8061
8096 | 485.3972 | 67.3202 | 485.3972 | 67.3202
8097 | 481.8028 | 55.1501 | 481.8028 | 55.1501
8098 | 484.8497 | 36.2371 | 484.8497 | 36.2371
8099 | 464.2357 | 30.618 | 464.2357 | 30.618
8100 | 434.3063 | 26.2909 | 434.3063 | 26.2909
8101 | 410.1525 | 20.2571 | 410.1525 | 20.2571
8102 | 395.3384 | 23.914 | 395.3384 | 23.914
8103 | 380.4097 | 28.5023 | 380.4097 | 28.5023
8104 | 367.8605 | 36.7173 | 367.8605 | 36.7173
8105 | 368.8331 | 69.1556 | 368.8331 | 69.1556
8106 | 380.3546 | 87.4182 | 380.3546 | 87.4182
8107 | 410.9831 | 104.6461 | 410.9831 | 104.6461
8108 | 465.1073 | 96.0806 | 465.1073 | 96.0806
8109 | 500.8165 | 88.8362 | 500.8165 | 88.8362
8110 | 529.8059 | 85.2662 | 529.8059 | 85.2662
8111 | 569.1889 | 83.8308 | 569.1889 | 83.8308
8112 | 563.7069 | 78.9262 | 563.7069 | 78.9262
8113 | 531.4665 | 76.2931 | 531.4665 | 76.2931
8114 | 521.3706 | 76.0941 | 521.3706 | 76.0941
8115 | 527.4194 | 47.5707 | 527.4194 | 47.5707
8116 | 528.9671 | 61.1888 | 528.9671 | 61.1888
8117 | 532.2133 | 73.4462 | 532.2133 | 73.4462
8118 | 524.1212 | 64.4396 | 524.1212 | 64.4396
8119 | 496.4963 | 62.0639 | 496.4963 | 62.0639
8120 | 478.6461 | 67.6656 | 478.6461 | 67.6656
8121 | 477.0105 | 55.4921 | 477.0105 | 55.4921
8122 | 485.8126 | 36.4759 | 485.8126 | 36.4759
8123 | 468.0176 | 30.801 | 468.0176 | 30.801
8124 | 438.9656 | 26.4929 | 438.9656 | 26.4929
8125 | 414.393 | 20.5244 | 414.393 | 20.5244
8126 | 396.4069 | 24.2432 | 396.4069 | 24.2432
8127 | 381.7242 | 28.8689 | 381.7242 | 28.8689
8128 | 366.7194 | 37.1738 | 366.7194 | 37.1738
8129 | 367.1547 | 69.7895 | 367.1547 | 69.7895
8130 | 375.7846 | 88.167 | 375.7846 | 88.167
8131 | 399.628 | 105.4067 | 399.628 | 105.4067
8132 | 440.1135 | 96.7485 | 440.1135 | 96.7485
8133 | 482.4943 | 89.3998 | 482.4943 | 89.3998
8134 | 510.3755 | 85.8013 | 510.3755 | 85.8013
8135 | 548.8531 | 84.2917 | 548.8531 | 84.2917
8136 | 544.0071 | 79.2365 | 544.0071 | 79.2365
8137 | 518.2532 | 76.5108 | 518.2532 | 76.5108
8138 | 512.1188 | 76.2721 | 512.1188 | 76.2721
8139 | 511.47 | 47.6896 | 511.47 | 47.6896
8140 | 510.4299 | 61.2016 | 510.4299 | 61.2016
8141 | 511.8173 | 73.3547 | 511.8173 | 73.3547
8142 | 501.5729 | 64.2571 | 501.5729 | 64.2571
8143 | 480.7883 | 61.829 | 480.7883 | 61.829
8144 | 468.5557 | 67.4156 | 468.5557 | 67.4156
8145 | 462.9096 | 55.2204 | 462.9096 | 55.2204
8146 | 470.5058 | 36.2175 | 470.5058 | 36.2175
8147 | 459.92 | 30.5533 | 459.92 | 30.5533
8148 | 436.7955 | 26.225 | 436.7955 | 26.225
8149 | 410.3954 | 20.2236 | 410.3954 | 20.2236
8150 | 393.097 | 23.8867 | 393.097 | 23.8867
8151 | 374.3863 | 28.418 | 374.3863 | 28.418
8152 | 363.0575 | 36.5382 | 363.0575 | 36.5382
8153 | 361.9647 | 68.8286 | 361.9647 | 68.8286
8154 | 366.8346 | 87.1313 | 366.8346 | 87.1313
8155 | 383.8162 | 104.328 | 383.8162 | 104.328
8156 | 417.2751 | 95.7112 | 417.2751 | 95.7112
8157 | 451.5238 | 88.4355 | 451.5238 | 88.4355
8158 | 484.5721 | 84.7774 | 484.5721 | 84.7774
8159 | 520.1238 | 83.2522 | 520.1238 | 83.2522
8160 | 524.5015 | 78.4731 | 524.5015 | 78.4731
8161 | 500.3562 | 75.9946 | 500.3562 | 75.9946
8162 | 497.0021 | 75.9596 | 497.0021 | 75.9596
8163 | 496.5615 | 47.4591 | 496.5615 | 47.4591
8164 | 496.6291 | 60.9377 | 496.6291 | 60.9377
8165 | 495.0802 | 73.0143 | 495.0802 | 73.0143
8166 | 484.4289 | 63.9178 | 484.4289 | 63.9178
8167 | 468.8179 | 61.4791 | 468.8179 | 61.4791
8168 | 455.2846 | 67.0284 | 455.2846 | 67.0284
8169 | 451.307 | 54.8655 | 451.307 | 54.8655
8170 | 459.4686 | 35.9341 | 459.4686 | 35.9341
8171 | 453.0722 | 30.3066 | 453.0722 | 30.3066
8172 | 430.2445 | 26.0108 | 430.2445 | 26.0108
8173 | 406.307 | 20.0333 | 406.307 | 20.0333
8174 | 391.0028 | 23.7243 | 391.0028 | 23.7243
8175 | 375.6505 | 28.2847 | 375.6505 | 28.2847
8176 | 363.6139 | 36.4416 | 363.6139 | 36.4416
8177 | 362.3571 | 68.7599 | 362.3571 | 68.7599
8178 | 367.8668 | 86.9093 | 367.8668 | 86.9093
8179 | 386.8539 | 104.0217 | 386.8539 | 104.0217
8180 | 420.4708 | 95.3094 | 420.4708 | 95.3094
8181 | 450.9155 | 87.9456 | 450.9155 | 87.9456
8182 | 474.7986 | 84.3399 | 474.7986 | 84.3399
8183 | 516.094 | 82.8733 | 516.094 | 82.8733
8184 | 520.3901 | 77.9793 | 520.3901 | 77.9793
8185 | 497.5568 | 75.3791 | 497.5568 | 75.3791
8186 | 483.43 | 75.1834 | 483.43 | 75.1834
8187 | 480.2701 | 46.4145 | 480.2701 | 46.4145
8188 | 477.9916 | 59.7246 | 477.9916 | 59.7246
8189 | 478.1546 | 71.7632 | 478.1546 | 71.7632
8190 | 466.897 | 62.6472 | 466.897 | 62.6472
8191 | 454.0862 | 60.2158 | 454.0862 | 60.2158
8192 | 448.3673 | 65.7801 | 448.3673 | 65.7801
8193 | 450.9271 | 53.6434 | 450.9271 | 53.6434
8194 | 455.4036 | 34.7042 | 455.4036 | 34.7042
8195 | 441.6925 | 29.0466 | 441.6925 | 29.0466
8196 | 417.5906 | 24.6989 | 417.5906 | 24.6989
8197 | 393.9034 | 18.6935 | 393.9034 | 18.6935
8198 | 379.3206 | 22.3588 | 379.3206 | 22.3588
8199 | 363.9116 | 26.9717 | 363.9116 | 26.9717
8200 | 351.6061 | 35.2068 | 351.6061 | 35.2068
8201 | 351.5878 | 67.6116 | 351.5878 | 67.6116
8202 | 360.6685 | 85.8468 | 360.6685 | 85.8468
8203 | 384.591 | 103.0948 | 384.591 | 103.0948
8204 | 427.0686 | 94.6253 | 427.0686 | 94.6253
8205 | 461.3414 | 87.5745 | 461.3414 | 87.5745
8206 | 487.1312 | 84.3014 | 487.1312 | 84.3014
8207 | 532.4506 | 82.9759 | 532.4506 | 82.9759
8208 | 529.5159 | 78.1874 | 529.5159 | 78.1874
8209 | 498.9545 | 75.6408 | 498.9545 | 75.6408
8210 | 488.1984 | 75.5679 | 488.1984 | 75.5679
8211 | 493.9723 | 46.9067 | 493.9723 | 46.9067
8212 | 495.9086 | 60.1888 | 495.9086 | 60.1888
8213 | 507.282 | 72.1321 | 507.282 | 72.1321
8214 | 496.2959 | 62.9045 | 496.2959 | 62.9045
8215 | 473.7911 | 60.4189 | 473.7911 | 60.4189
8216 | 461.2915 | 65.9592 | 461.2915 | 65.9592
8217 | 456.2827 | 53.8103 | 456.2827 | 53.8103
8218 | 463.0402 | 34.8733 | 463.0402 | 34.8733
8219 | 450.6358 | 29.2302 | 450.6358 | 29.2302
8220 | 421.8828 | 24.8931 | 421.8828 | 24.8931
8221 | 395.664 | 18.9156 | 395.664 | 18.9156
8222 | 377.8885 | 22.6668 | 377.8885 | 22.6668
8223 | 363.5747 | 27.3416 | 363.5747 | 27.3416
8224 | 349.7251 | 35.5717 | 349.7251 | 35.5717
8225 | 353.3284 | 67.8409 | 353.3284 | 67.8409
8226 | 363.651 | 85.849 | 363.651 | 85.849
8227 | 393.6976 | 102.8448 | 393.6976 | 102.8448
8228 | 445.1792 | 94.1911 | 445.1792 | 94.1911
8229 | 487.1691 | 86.9044 | 487.1691 | 86.9044
8230 | 510.9922 | 83.2981 | 510.9922 | 83.2981
8231 | 550.0497 | 81.8968 | 550.0497 | 81.8968
8232 | 549.1151 | 77.087 | 549.1151 | 77.087
8233 | 516.9635 | 74.5466 | 516.9635 | 74.5466
8234 | 509.5866 | 74.4401 | 509.5866 | 74.4401
8235 | 510.7011 | 46.0981 | 510.7011 | 46.0981
8236 | 509.1432 | 59.8814 | 509.1432 | 59.8814
8237 | 513.369 | 72.2521 | 513.369 | 72.2521
8238 | 502.5748 | 63.2828 | 502.5748 | 63.2828
8239 | 473.7061 | 61.0176 | 473.7061 | 61.0176
8240 | 455.312 | 66.8068 | 455.312 | 66.8068
8241 | 450.4769 | 54.8002 | 450.4769 | 54.8002
8242 | 458.1098 | 35.9575 | 458.1098 | 35.9575
8243 | 446.4451 | 30.3925 | 446.4451 | 30.3925
8244 | 423.3143 | 26.061 | 423.3143 | 26.061
8245 | 398.7032 | 20.0372 | 398.7032 | 20.0372
8246 | 382.0192 | 23.6311 | 382.0192 | 23.6311
8247 | 365.056 | 28.0419 | 365.056 | 28.0419
8248 | 351.2204 | 36.0555 | 351.2204 | 36.0555
8249 | 354.3737 | 68.2187 | 354.3737 | 68.2187
8250 | 367.2222 | 86.2648 | 367.2222 | 86.2648
8251 | 397.9937 | 103.3191 | 397.9937 | 103.3191
8252 | 452.3227 | 94.6096 | 452.3227 | 94.6096
8253 | 488.1117 | 87.2977 | 488.1117 | 87.2977
8254 | 516.4933 | 83.7272 | 516.4933 | 83.7272
8255 | 556.7973 | 82.3052 | 556.7973 | 82.3052
8256 | 557.0846 | 77.4916 | 557.0846 | 77.4916
8257 | 518.8192 | 74.9467 | 518.8192 | 74.9467
8258 | 514.4015 | 74.8196 | 514.4015 | 74.8196
8259 | 518.3895 | 46.2918 | 518.3895 | 46.2918
8260 | 515.3012 | 59.8641 | 515.3012 | 59.8641
8261 | 520.1364 | 72.1053 | 520.1364 | 72.1053
8262 | 511.3536 | 63.0652 | 511.3536 | 63.0652
8263 | 482.7259 | 60.6042 | 482.7259 | 60.6042
8264 | 468.0989 | 66.1032 | 468.0989 | 66.1032
8265 | 466.3575 | 53.9448 | 466.3575 | 53.9448
8266 | 471.5476 | 35.077 | 471.5476 | 35.077
8267 | 454.8451 | 29.5126 | 454.8451 | 29.5126
8268 | 425.8968 | 25.2424 | 425.8968 | 25.2424
8269 | 400.0398 | 19.2649 | 400.0398 | 19.2649
8270 | 382.5895 | 22.9481 | 382.5895 | 22.9481
8271 | 367.2059 | 27.4973 | 367.2059 | 27.4973
8272 | 355.7792 | 35.6275 | 355.7792 | 35.6275
8273 | 357.414 | 67.933 | 357.414 | 67.933
8274 | 366.3519 | 86.0566 | 366.3519 | 86.0566
8275 | 394.9604 | 103.1383 | 394.9604 | 103.1383
8276 | 447.8104 | 94.454 | 447.8104 | 94.454
8277 | 490.2274 | 87.1783 | 490.2274 | 87.1783
8278 | 513.7169 | 83.6362 | 513.7169 | 83.6362
8279 | 558.3032 | 82.241 | 558.3032 | 82.241
8280 | 562.6426 | 77.4748 | 562.6426 | 77.4748
8281 | 525.1762 | 74.94 | 525.1762 | 74.94
8282 | 517.5922 | 74.8687 | 517.5922 | 74.8687
8283 | 515.7746 | 46.4285 | 515.7746 | 46.4285
8284 | 519.7654 | 60.0845 | 519.7654 | 60.0845
8285 | 524.8966 | 72.3625 | 524.8966 | 72.3625
8286 | 510.1343 | 63.3626 | 510.1343 | 63.3626
8287 | 482.9281 | 60.9819 | 482.9281 | 60.9819
8288 | 465.3529 | 66.5156 | 465.3529 | 66.5156
8289 | 459.2563 | 54.3354 | 459.2563 | 54.3354
8290 | 468.574 | 35.3928 | 468.574 | 35.3928
8291 | 458.8562 | 29.7492 | 458.8562 | 29.7492
8292 | 430.8503 | 25.4075 | 430.8503 | 25.4075
8293 | 405.0066 | 19.3849 | 405.0066 | 19.3849
8294 | 385.936 | 23.0904 | 385.936 | 23.0904
8295 | 370.7969 | 27.711 | 370.7969 | 27.711
8296 | 358.9467 | 35.9506 | 358.9467 | 35.9506
8297 | 358.5137 | 68.3398 | 358.5137 | 68.3398
8298 | 368.1175 | 86.5421 | 368.1175 | 86.5421
8299 | 389.8089 | 103.7187 | 389.8089 | 103.7187
8300 | 433.3151 | 95.1001 | 433.3151 | 95.1001
8301 | 472.0368 | 87.8468 | 472.0368 | 87.8468
8302 | 501.5171 | 84.274 | 501.5171 | 84.274
8303 | 538.1419 | 82.7996 | 538.1419 | 82.7996
8304 | 536.0088 | 77.8839 | 536.0088 | 77.8839
8305 | 512.367 | 75.1637 | 512.367 | 75.1637
8306 | 507.8472 | 74.848 | 507.8472 | 74.848
8307 | 510.158 | 46.1863 | 510.158 | 46.1863
8308 | 505.3187 | 59.6269 | 505.3187 | 59.6269
8309 | 511.7912 | 71.8006 | 511.7912 | 71.8006
8310 | 502.508 | 62.7611 | 502.508 | 62.7611
8311 | 477.5102 | 60.3151 | 477.5102 | 60.3151
8312 | 463.8059 | 65.8476 | 463.8059 | 65.8476
8313 | 460.7679 | 53.7556 | 460.7679 | 53.7556
8314 | 466.6092 | 34.9659 | 466.6092 | 34.9659
8315 | 455.3324 | 29.4277 | 455.3324 | 29.4277
8316 | 431.9259 | 25.1782 | 431.9259 | 25.1782
8317 | 406.9909 | 19.2359 | 406.9909 | 19.2359
8318 | 388.8227 | 22.957 | 388.8227 | 22.957
8319 | 371.6747 | 27.4298 | 371.6747 | 27.4298
8320 | 360.7553 | 35.4238 | 360.7553 | 35.4238
8321 | 358.9396 | 67.6082 | 358.9396 | 67.6082
8322 | 366.297 | 85.6576 | 366.297 | 85.6576
8323 | 384.3402 | 102.7583 | 384.3402 | 102.7583
8324 | 414.4651 | 94.1443 | 414.4651 | 94.1443
8325 | 442.1078 | 86.9496 | 442.1078 | 86.9496
8326 | 473.0798 | 83.4527 | 473.0798 | 83.4527
8327 | 513.2121 | 82.0346 | 513.2121 | 82.0346
8328 | 516.9967 | 77.0959 | 516.9967 | 77.0959
8329 | 497.7342 | 74.4366 | 497.7342 | 74.4366
8330 | 493.3258 | 74.3163 | 493.3258 | 74.3163
8331 | 492.4054 | 45.8437 | 492.4054 | 45.8437
8332 | 499.0487 | 59.5097 | 499.0487 | 59.5097
8333 | 497.1085 | 71.8241 | 497.1085 | 71.8241
8334 | 484.2503 | 62.842 | 484.2503 | 62.842
8335 | 467.5871 | 60.4708 | 467.5871 | 60.4708
8336 | 454.7411 | 66.087 | 454.7411 | 66.087
8337 | 453.0237 | 54.0675 | 453.0237 | 54.0675
8338 | 456.049 | 35.3632 | 456.049 | 35.3632
8339 | 450.4625 | 29.9729 | 450.4625 | 29.9729
8340 | 429.2435 | 25.7926 | 429.2435 | 25.7926
8341 | 402.1055 | 19.8107 | 402.1055 | 19.8107
8342 | 387.2827 | 23.4341 | 387.2827 | 23.4341
8343 | 371.2596 | 27.8444 | 371.2596 | 27.8444
8344 | 357.5426 | 35.796 | 357.5426 | 35.796
8345 | 357.6605 | 67.9252 | 357.6605 | 67.9252
8346 | 362.106 | 85.9009 | 362.106 | 85.9009
8347 | 380.05 | 102.904 | 380.05 | 102.904
8348 | 416.2334 | 94.166 | 416.2334 | 94.166
8349 | 446.0843 | 86.8759 | 446.0843 | 86.8759
8350 | 475.6269 | 83.3517 | 475.6269 | 83.3517
8351 | 514.1757 | 81.9883 | 514.1757 | 81.9883
8352 | 518.2817 | 77.1635 | 518.2817 | 77.1635
8353 | 496.5671 | 74.5996 | 496.5671 | 74.5996
8354 | 492.0017 | 74.4943 | 492.0017 | 74.4943
8355 | 491.0965 | 45.9782 | 491.0965 | 45.9782
8356 | 496.1582 | 59.5482 | 496.1582 | 59.5482
8357 | 495.9348 | 71.785 | 495.9348 | 71.785
8358 | 486.8106 | 62.7538 | 486.8106 | 62.7538
8359 | 466.6972 | 60.3017 | 466.6972 | 60.3017
8360 | 456.7461 | 65.808 | 456.7461 | 65.808
8361 | 455.2333 | 53.7322 | 455.2333 | 53.7322
8362 | 456.424 | 34.9927 | 456.424 | 34.9927
8363 | 448.4002 | 29.5109 | 448.4002 | 29.5109
8364 | 430.9792 | 25.306 | 430.9792 | 25.306
8365 | 403.5259 | 19.3704 | 403.5259 | 19.3704
8366 | 387.9447 | 23.0597 | 387.9447 | 23.0597
8367 | 375.5824 | 27.5464 | 375.5824 | 27.5464
8368 | 357.8789 | 35.6465 | 357.8789 | 35.6465
8369 | 357.5607 | 67.9196 | 357.5607 | 67.9196
8370 | 368.18 | 85.9372 | 368.18 | 85.9372
8371 | 387.8531 | 102.9045 | 387.8531 | 102.9045
8372 | 431.6104 | 94.1889 | 431.6104 | 94.1889
8373 | 463.97 | 86.9925 | 463.97 | 86.9925
8374 | 491.6478 | 83.5961 | 491.6478 | 83.5961
8375 | 526.8366 | 82.3448 | 526.8366 | 82.3448
8376 | 534.6629 | 77.6601 | 534.6629 | 77.6601
8377 | 506.6629 | 75.2223 | 506.6629 | 75.2223
8378 | 501.7635 | 75.2068 | 501.7635 | 75.2068
8379 | 504.9741 | 46.6974 | 504.9741 | 46.6974
8380 | 506.5281 | 60.2268 | 506.5281 | 60.2268
8381 | 515.8483 | 72.4663 | 515.8483 | 72.4663
8382 | 502.7043 | 63.4363 | 502.7043 | 63.4363
8383 | 481.5299 | 60.8625 | 481.5299 | 60.8625
8384 | 469.7666 | 66.2572 | 469.7666 | 66.2572
8385 | 462.6526 | 54.106 | 462.6526 | 54.106
8386 | 464.547 | 35.2773 | 464.547 | 35.2773
8387 | 456.6743 | 29.6989 | 456.6743 | 29.6989
8388 | 431.6991 | 25.4332 | 431.6991 | 25.4332
8389 | 401.9953 | 19.5311 | 401.9953 | 19.5311
8390 | 385.7648 | 23.3203 | 385.7648 | 23.3203
8391 | 371.0115 | 27.9565 | 371.0115 | 27.9565
8392 | 358.1648 | 36.1548 | 358.1648 | 36.1548
8393 | 360.5035 | 68.5066 | 360.5035 | 68.5066
8394 | 371.5715 | 86.676 | 371.5715 | 86.676
8395 | 399.708 | 103.8381 | 399.708 | 103.8381
8396 | 451.7291 | 95.2402 | 451.7291 | 95.2402
8397 | 485.8039 | 87.993 | 485.8039 | 87.993
8398 | 511.3303 | 84.4247 | 511.3303 | 84.4247
8399 | 550.3994 | 82.9598 | 550.3994 | 82.9598
8400 | 550.2651 | 78.068 | 550.2651 | 78.068
8401 | 517.8352 | 75.3613 | 517.8352 | 75.3613
8402 | 510.8627 | 75.1555 | 510.8627 | 75.1555
8403 | 516.8626 | 46.5378 | 516.8626 | 46.5378
8404 | 516.9071 | 60.1922 | 516.9071 | 60.1922
8405 | 520.2205 | 72.449 | 520.2205 | 72.449
8406 | 510.5885 | 63.4552 | 510.5885 | 63.4552
8407 | 486.745 | 61.1164 | 486.745 | 61.1164
8408 | 465.9051 | 66.7159 | 465.9051 | 66.7159
8409 | 462.2171 | 54.6166 | 462.2171 | 54.6166
8410 | 464.4335 | 35.7856 | 464.4335 | 35.7856
8411 | 449.2698 | 30.2765 | 449.2698 | 30.2765
8412 | 427.0739 | 25.9801 | 427.0739 | 25.9801
8413 | 397.4756 | 19.9206 | 397.4756 | 19.9206
8414 | 383.5446 | 23.5379 | 383.5446 | 23.5379
8415 | 368.6242 | 28.0921 | 368.6242 | 28.0921
8416 | 356.8503 | 36.1632 | 356.8503 | 36.1632
8417 | 360.3391 | 68.3543 | 360.3391 | 68.3543
8418 | 372.3633 | 86.3803 | 372.3633 | 86.3803
8419 | 401.722 | 103.39 | 401.722 | 103.39
8420 | 449.1083 | 94.7369 | 449.1083 | 94.7369
8421 | 487.3399 | 87.5288 | 487.3399 | 87.5288
8422 | 511.597 | 84.0782 | 511.597 | 84.0782
8423 | 546.0309 | 82.8091 | 546.0309 | 82.8091
8424 | 546.0503 | 78.1087 | 546.0503 | 78.1087
8425 | 518.6403 | 75.7095 | 518.6403 | 75.7095
8426 | 511.051 | 75.7743 | 511.051 | 75.7743
8427 | 513.5216 | 47.367 | 513.5216 | 47.367
8428 | 519.5273 | 60.9438 | 519.5273 | 60.9438
8429 | 521.5425 | 73.1387 | 521.5425 | 73.1387
8430 | 509.3714 | 64.0997 | 509.3714 | 64.0997
8431 | 481.0023 | 61.5796 | 481.0023 | 61.5796
8432 | 469.5082 | 67.0903 | 469.5082 | 67.0903
8433 | 467.0452 | 54.9269 | 467.0452 | 54.9269
8434 | 470.7836 | 36.0384 | 470.7836 | 36.0384
8435 | 451.5689 | 30.4204 | 451.5689 | 30.4204
8436 | 426.827 | 26.1073 | 426.827 | 26.1073
8437 | 400.167 | 20.0886 | 400.167 | 20.0886
8438 | 385.1545 | 23.7472 | 385.1545 | 23.7472
8439 | 369.8085 | 28.2953 | 369.8085 | 28.2953
8440 | 357.4896 | 36.426 | 357.4896 | 36.426
8441 | 360.9986 | 68.7214 | 360.9986 | 68.7214
8442 | 372.9823 | 86.8629 | 372.9823 | 86.8629
8443 | 398.9394 | 104.0116 | 398.9394 | 104.0116
8444 | 447.4466 | 95.3808 | 447.4466 | 95.3808
8445 | 485.0205 | 88.1002 | 485.0205 | 88.1002
8446 | 508.4533 | 84.5224 | 508.4533 | 84.5224
8447 | 543.4387 | 83.0859 | 543.4387 | 83.0859
8448 | 542.6689 | 78.2187 | 542.6689 | 78.2187
8449 | 512.9681 | 75.5627 | 512.9681 | 75.5627
8450 | 507.3419 | 75.377 | 507.3419 | 75.377
8451 | 513.416 | 46.8102 | 513.416 | 46.8102
8452 | 511.9394 | 60.4014 | 511.9394 | 60.4014
8453 | 511.8187 | 72.641 | 511.8187 | 72.641
8454 | 502.889 | 63.6427 | 502.889 | 63.6427
8455 | 477.1941 | 61.2275 | 477.1941 | 61.2275
8456 | 461.5013 | 66.8504 | 461.5013 | 66.8504
8457 | 461.8426 | 54.7511 | 461.8426 | 54.7511
8458 | 467.5609 | 35.8264 | 467.5609 | 35.8264
8459 | 452.963 | 30.2017 | 452.963 | 30.2017
8460 | 426.5752 | 25.8618 | 426.5752 | 25.8618
8461 | 396.3221 | 19.8246 | 396.3221 | 19.8246
8462 | 380.3634 | 23.4949 | 380.3634 | 23.4949
8463 | 368.027 | 28.052 | 368.027 | 28.052
8464 | 357.3105 | 36.2157 | 357.3105 | 36.2157
8465 | 357.3189 | 68.5261 | 357.3189 | 68.5261
8466 | 367.0953 | 86.6347 | 367.0953 | 86.6347
8467 | 386.7225 | 103.7159 | 386.7225 | 103.7159
8468 | 430.5869 | 95.0454 | 430.5869 | 95.0454
8469 | 466.9348 | 87.8061 | 466.9348 | 87.8061
8470 | 495.2796 | 84.3092 | 495.2796 | 84.3092
8471 | 533.7237 | 82.9241 | 533.7237 | 82.9241
8472 | 534.9082 | 78.0836 | 534.9082 | 78.0836
8473 | 511.2337 | 75.4478 | 511.2337 | 75.4478
8474 | 508.6304 | 75.3106 | 508.6304 | 75.3106
8475 | 511.4781 | 46.7806 | 511.4781 | 46.7806
8476 | 507.0385 | 60.2954 | 507.0385 | 60.2954
8477 | 505.3346 | 72.5065 | 505.3346 | 72.5065
8478 | 501.5699 | 63.458 | 501.5699 | 63.458
8479 | 482.4395 | 61.05 | 482.4395 | 61.05
8480 | 463.6442 | 66.6796 | 463.6442 | 66.6796
8481 | 458.2168 | 54.5703 | 458.2168 | 54.5703
8482 | 462.1153 | 35.7058 | 462.1153 | 35.7058
8483 | 450.1789 | 30.118 | 450.1789 | 30.118
8484 | 430.2121 | 25.8288 | 430.2121 | 25.8288
8485 | 400.8874 | 19.8397 | 400.8874 | 19.8397
8486 | 383.7176 | 23.5284 | 383.7176 | 23.5284
8487 | 365.9774 | 28.0966 | 365.9774 | 28.0966
8488 | 354.6155 | 36.2564 | 354.6155 | 36.2564
8489 | 353.3261 | 68.5379 | 353.3261 | 68.5379
8490 | 361.0609 | 86.6051 | 361.0609 | 86.6051
8491 | 378.5062 | 103.6433 | 378.5062 | 103.6433
8492 | 410.9678 | 94.9411 | 410.9678 | 94.9411
8493 | 440.5314 | 87.6627 | 440.5314 | 87.6627
8494 | 468.8236 | 84.1502 | 468.8236 | 84.1502
8495 | 507.8848 | 82.818 | 507.8848 | 82.818
8496 | 512.6121 | 78.0624 | 512.6121 | 78.0624
8497 | 486.3526 | 75.5253 | 486.3526 | 75.5253
8498 | 476.5144 | 75.4194 | 476.5144 | 75.4194
8499 | 477.1129 | 46.9697 | 477.1129 | 46.9697
8500 | 480.7323 | 60.6347 | 480.7323 | 60.6347
8501 | 485.2159 | 72.954 | 485.2159 | 72.954
8502 | 474.8487 | 63.9625 | 474.8487 | 63.9625
8503 | 456.0234 | 61.5556 | 456.0234 | 61.5556
8504 | 439.6216 | 67.1048 | 439.6216 | 67.1048
8505 | 438.3102 | 54.9536 | 438.3102 | 54.9536
8506 | 446.463 | 36.0395 | 446.463 | 36.0395
8507 | 441.0586 | 30.3825 | 441.0586 | 30.3825
8508 | 419.8814 | 25.922 | 419.8814 | 25.922
8509 | 394.2106 | 19.7415 | 394.2106 | 19.7415
8510 | 379.3904 | 23.2304 | 379.3904 | 23.2304
8511 | 363.3086 | 27.6987 | 363.3086 | 27.6987
8512 | 349.562 | 35.8306 | 349.562 | 35.8306
8513 | 350.5865 | 68.1082 | 350.5865 | 68.1082
8514 | 357.7845 | 86.2023 | 357.7845 | 86.2023
8515 | 374.8928 | 103.265 | 374.8928 | 103.265
8516 | 405.6582 | 94.5533 | 405.6582 | 94.5533
8517 | 432.7273 | 87.2838 | 432.7273 | 87.2838
8518 | 460.3555 | 83.7657 | 460.3555 | 83.7657
8519 | 499.6938 | 82.4369 | 499.6938 | 82.4369
8520 | 506.7679 | 77.6791 | 506.7679 | 77.6791
8521 | 484.6949 | 75.181 | 484.6949 | 75.181
8522 | 476.4542 | 75.1053 | 476.4542 | 75.1053
8523 | 477.9984 | 46.6093 | 477.9984 | 46.6093
8524 | 483.6321 | 60.1526 | 483.6321 | 60.1526
8525 | 481.9962 | 72.3614 | 481.9962 | 72.3614
8526 | 474.006 | 63.3213 | 474.006 | 63.3213
8527 | 458.4016 | 60.9295 | 458.4016 | 60.9295
8528 | 449.0198 | 66.5234 | 449.0198 | 66.5234
8529 | 449.8849 | 54.4191 | 449.8849 | 54.4191
8530 | 451.1537 | 35.5485 | 451.1537 | 35.5485
8531 | 442.7651 | 29.9523 | 442.7651 | 29.9523
8532 | 419.7334 | 25.6609 | 419.7334 | 25.6609
8533 | 394.2384 | 19.6701 | 394.2384 | 19.6701
8534 | 377.9254 | 23.3437 | 377.9254 | 23.3437
8535 | 364.2983 | 27.9024 | 364.2983 | 27.9024
8536 | 350.697 | 36.0527 | 350.697 | 36.0527
8537 | 351.0852 | 68.3632 | 351.0852 | 68.3632
8538 | 359.0522 | 86.4963 | 359.0522 | 86.4963
8539 | 376.821 | 103.5998 | 376.821 | 103.5998
8540 | 413.9709 | 94.9567 | 413.9709 | 94.9567
8541 | 447.3107 | 87.7403 | 447.3107 | 87.7403
8542 | 474.3824 | 84.2724 | 474.3824 | 84.2724
8543 | 514.453 | 82.8872 | 514.453 | 82.8872
8544 | 514.9375 | 78.0641 | 514.9375 | 78.0641
8545 | 492.9814 | 75.4835 | 492.9814 | 75.4835
8546 | 488.0462 | 75.3625 | 488.0462 | 75.3625
8547 | 485.6766 | 46.8414 | 485.6766 | 46.8414
8548 | 486.3812 | 60.3501 | 486.3812 | 60.3501
8549 | 491.1328 | 72.497 | 491.1328 | 72.497
8550 | 481.514 | 63.3894 | 481.514 | 63.3894
8551 | 463.2662 | 60.915 | 463.2662 | 60.915
8552 | 448.3718 | 66.414 | 448.3718 | 66.414
8553 | 447.2086 | 54.2405 | 447.2086 | 54.2405
8554 | 451.8155 | 35.3325 | 451.8155 | 35.3325
8555 | 442.6827 | 29.7196 | 442.6827 | 29.7196
8556 | 424.0102 | 25.4036 | 424.0102 | 25.4036
8557 | 396.5054 | 19.3933 | 396.5054 | 19.3933
8558 | 380.2923 | 23.0714 | 380.2923 | 23.0714
8559 | 363.837 | 27.6708 | 363.837 | 27.6708
8560 | 354.0976 | 35.9182 | 354.0976 | 35.9182
8561 | 355.9498 | 68.3286 | 355.9498 | 68.3286
8562 | 361.5545 | 86.5359 | 361.5545 | 86.5359
8563 | 381.5452 | 103.7042 | 381.5452 | 103.7042
8564 | 411.7845 | 95.0884 | 411.7845 | 95.0884
8565 | 446.5865 | 87.8067 | 446.5865 | 87.8067
8566 | 472.3339 | 84.1954 | 472.3339 | 84.1954
8567 | 509.6773 | 82.6919 | 509.6773 | 82.6919
8568 | 508.8228 | 77.7393 | 508.8228 | 77.7393
8569 | 488.8142 | 74.9522 | 488.8142 | 74.9522
8570 | 483.6595 | 74.6299 | 483.6595 | 74.6299
8571 | 481.0497 | 46.0875 | 481.0497 | 46.0875
8572 | 482.2826 | 59.6995 | 482.2826 | 59.6995
8573 | 480.7121 | 71.9334 | 480.7121 | 71.9334
8574 | 471.0656 | 62.8983 | 471.0656 | 62.8983
8575 | 454.2857 | 60.4736 | 454.2857 | 60.4736
8576 | 447.9454 | 66.058 | 447.9454 | 66.058
8577 | 448.5071 | 53.9766 | 448.5071 | 53.9766
8578 | 453.1606 | 35.1344 | 453.1606 | 35.1344
8579 | 443.7368 | 29.584 | 443.7368 | 29.584
8580 | 421.8303 | 25.325 | 421.8303 | 25.325
8581 | 393.5086 | 19.3492 | 393.5086 | 19.3492
8582 | 378.7287 | 23.0351 | 378.7287 | 23.0351
8583 | 363.4951 | 27.5581 | 363.4951 | 27.5581
8584 | 352.4381 | 35.6548 | 352.4381 | 35.6548
8585 | 354.0253 | 67.9341 | 354.0253 | 67.9341
8586 | 361.9593 | 86.0672 | 361.9593 | 86.0672
8587 | 383.1783 | 103.2148 | 383.1783 | 103.2148
8588 | 427.9742 | 94.6258 | 427.9742 | 94.6258
8589 | 460.3725 | 87.4038 | 460.3725 | 87.4038
8590 | 486.8372 | 83.8901 | 486.8372 | 83.8901
8591 | 524.9194 | 82.4726 | 524.9194 | 82.4726
8592 | 531.7881 | 77.5864 | 531.7881 | 77.5864
8593 | 498.8846 | 74.9372 | 498.8846 | 74.9372
8594 | 493.7052 | 74.7186 | 493.7052 | 74.7186
8595 | 501.6603 | 46.1271 | 501.6603 | 46.1271
8596 | 500.7262 | 59.6336 | 500.7262 | 59.6336
8597 | 496.9361 | 71.7543 | 496.9361 | 71.7543
8598 | 490.5818 | 62.6589 | 490.5818 | 62.6589
8599 | 464.4179 | 60.16 | 464.4179 | 60.16
8600 | 447.2306 | 65.6205 | 447.2306 | 65.6205
8601 | 442.778 | 53.4174 | 442.778 | 53.4174
8602 | 448.7781 | 34.4754 | 448.7781 | 34.4754
8603 | 441.7272 | 28.8346 | 441.7272 | 28.8346
8604 | 419.0711 | 24.5164 | 419.0711 | 24.5164
8605 | 391.4181 | 18.5049 | 391.4181 | 18.5049
8606 | 374.3483 | 22.149 | 374.3483 | 22.149
8607 | 356.1254 | 26.6335 | 356.1254 | 26.6335
8608 | 345.1376 | 34.7046 | 345.1376 | 34.7046
8609 | 348.5669 | 66.9564 | 348.5669 | 66.9564
8610 | 357.0312 | 85.0304 | 357.0312 | 85.0304
8611 | 381.103 | 102.1362 | 381.103 | 102.1362
8612 | 424.8927 | 93.5221 | 424.8927 | 93.5221
8613 | 456.418 | 86.3452 | 456.418 | 86.3452
8614 | 478.8717 | 82.9527 | 478.8717 | 82.9527
8615 | 522.5154 | 81.6568 | 522.5154 | 81.6568
8616 | 525.0465 | 76.8621 | 525.0465 | 76.8621
8617 | 496.6454 | 74.2988 | 496.6454 | 74.2988
8618 | 488.143 | 74.1544 | 488.143 | 74.1544
8619 | 492.3105 | 45.5859 | 492.3105 | 45.5859
8620 | 492.4261 | 59.0605 | 492.4261 | 59.0605
8621 | 491.3082 | 71.1461 | 491.3082 | 71.1461
8622 | 488.2392 | 61.9218 | 488.2392 | 61.9218
8623 | 462.6885 | 59.2705 | 462.6885 | 59.2705
8624 | 449.7993 | 64.596 | 449.7993 | 64.596
8625 | 445.8149 | 52.4409 | 445.8149 | 52.4409
8626 | 451.7483 | 33.6881 | 451.7483 | 33.6881
8627 | 441.608 | 28.1917 | 441.608 | 28.1917
8628 | 419.4747 | 23.9009 | 419.4747 | 23.9009
8629 | 389.375 | 17.914 | 389.375 | 17.914
8630 | 372.4262 | 21.572 | 372.4262 | 21.572
8631 | 354.8852 | 26.1318 | 354.8852 | 26.1318
8632 | 342.5874 | 34.2581 | 342.5874 | 34.2581
8633 | 341.4123 | 66.5279 | 341.4123 | 66.5279
8634 | 351.8307 | 84.5812 | 351.8307 | 84.5812
8635 | 372.2242 | 101.7422 | 372.2242 | 101.7422
8636 | 411.3548 | 93.2375 | 411.3548 | 93.2375
8637 | 447.5523 | 86.0724 | 447.5523 | 86.0724
8638 | 476.3048 | 82.6781 | 476.3048 | 82.6781
8639 | 516.5067 | 81.3605 | 516.5067 | 81.3605
8640 | 523.6209 | 76.5223 | 523.6209 | 76.5223
8641 | 497.136 | 73.8781 | 497.136 | 73.8781
8642 | 488.057 | 73.7376 | 488.057 | 73.7376
8643 | 487.5182 | 45.1138 | 487.5182 | 45.1138
8644 | 486.912 | 58.4568 | 486.912 | 58.4568
8645 | 491.6147 | 70.3989 | 491.6147 | 70.3989
8646 | 482.8134 | 61.1211 | 482.8134 | 61.1211
8647 | 462.8157 | 58.5317 | 462.8157 | 58.5317
8648 | 448.5517 | 64.0179 | 448.5517 | 64.0179
8649 | 441.9711 | 52.0073 | 441.9711 | 52.0073
8650 | 449.846 | 33.327 | 449.846 | 33.327
8651 | 443.5491 | 27.9239 | 443.5491 | 27.9239
8652 | 418.3704 | 23.8211 | 418.3704 | 23.8211
8653 | 392.3775 | 18.0133 | 392.3775 | 18.0133
8654 | 375.906 | 21.8198 | 375.906 | 21.8198
8655 | 358.4808 | 26.4164 | 358.4808 | 26.4164
8656 | 344.4676 | 34.5366 | 344.4676 | 34.5366
8657 | 344.1608 | 66.7762 | 344.1608 | 66.7762
8658 | 351.5473 | 84.8418 | 351.5473 | 84.8418
8659 | 368.5052 | 101.9291 | 368.5052 | 101.9291
8660 | 402.1815 | 93.2766 | 402.1815 | 93.2766
8661 | 435.6121 | 86.045 | 435.6121 | 86.045
8662 | 460.1115 | 82.547 | 460.1115 | 82.547
8663 | 496.2962 | 81.1847 | 496.2962 | 81.1847
8664 | 503.4112 | 76.3672 | 503.4112 | 76.3672
8665 | 486.9058 | 73.7363 | 486.9058 | 73.7363
8666 | 476.1389 | 73.4943 | 476.1389 | 73.4943
8667 | 471.7418 | 44.798 | 471.7418 | 44.798
8668 | 471.5881 | 58.1326 | 471.5881 | 58.1326
8669 | 473.8025 | 70.0055 | 473.8025 | 70.0055
8670 | 466.1075 | 60.7433 | 466.1075 | 60.7433
8671 | 446.9575 | 58.313 | 446.9575 | 58.313
8672 | 434.0902 | 64.067 | 434.0902 | 64.067
8673 | 435.3212 | 52.2166 | 435.3212 | 52.2166
8674 | 447.3938 | 33.5737 | 447.3938 | 33.5737
8675 | 439.6287 | 28.1588 | 439.6287 | 28.1588
8676 | 416.1276 | 23.9908 | 416.1276 | 23.9908
8677 | 390.3569 | 18.1221 | 390.3569 | 18.1221
8678 | 375.0767 | 21.9448 | 375.0767 | 21.9448
8679 | 359.2157 | 26.5593 | 359.2157 | 26.5593
8680 | 343.3407 | 34.733 | 343.3407 | 34.733
8681 | 342.0961 | 67.0229 | 342.0961 | 67.0229
8682 | 348.3306 | 85.1119 | 348.3306 | 85.1119
8683 | 365.8042 | 102.2126 | 365.8042 | 102.2126
8684 | 395.964 | 93.55 | 395.964 | 93.55
8685 | 425.1697 | 86.2074 | 425.1697 | 86.2074
8686 | 453.5178 | 82.6402 | 453.5178 | 82.6402
8687 | 490.5222 | 81.221 | 490.5222 | 81.221
8688 | 497.6063 | 76.3415 | 497.6063 | 76.3415
8689 | 479.0306 | 73.6454 | 479.0306 | 73.6454
8690 | 472.6163 | 73.28 | 472.6163 | 73.28
8691 | 476.6164 | 44.2997 | 476.6164 | 44.2997
8692 | 478.655 | 57.3725 | 478.655 | 57.3725
8693 | 480.1993 | 69.1149 | 480.1993 | 69.1149
8694 | 470.8896 | 59.8477 | 470.8896 | 59.8477
8695 | 452.3188 | 57.4012 | 452.3188 | 57.4012
8696 | 443.7082 | 63.023 | 443.7082 | 63.023
8697 | 442.3327 | 50.8924 | 442.3327 | 50.8924
8698 | 444.1568 | 31.908 | 444.1568 | 31.908
8699 | 437.3266 | 26.1667 | 437.3266 | 26.1667
8700 | 415.6964 | 21.6756 | 415.6964 | 21.6756
8701 | 388.0598 | 15.485 | 388.0598 | 15.485
8702 | 371.4476 | 19.0353 | 371.4476 | 19.0353
8703 | 356.044 | 23.5611 | 356.044 | 23.5611
8704 | 342.0676 | 31.7019 | 342.0676 | 31.7019
8705 | 341.5164 | 64.0141 | 341.5164 | 64.0141
8706 | 349.201 | 82.1946 | 349.201 | 82.1946
8707 | 368.8095 | 99.4114 | 368.8095 | 99.4114
8708 | 404.5715 | 90.8632 | 404.5715 | 90.8632
8709 | 435.3211 | 83.7136 | 435.3211 | 83.7136
8710 | 464.3731 | 80.2843 | 464.3731 | 80.2843
8711 | 506.3884 | 78.8997 | 506.3884 | 78.8997
8712 | 514.1852 | 74.038 | 514.1852 | 74.038
8713 | 491.2784 | 71.3347 | 491.2784 | 71.3347
8714 | 483.4495 | 71.0993 | 483.4495 | 71.0993
8715 | 486.1409 | 42.4119 | 486.1409 | 42.4119
8716 | 486.7654 | 55.7565 | 486.7654 | 55.7565
8717 | 483.5425 | 67.8806 | 483.5425 | 67.8806
8718 | 478.8762 | 58.8628 | 478.8762 | 58.8628
8719 | 463.9186 | 56.5703 | 463.9186 | 56.5703
8720 | 451.9882 | 62.331 | 451.9882 | 62.331
8721 | 451.2674 | 50.5336 | 451.2674 | 50.5336
8722 | 452.1223 | 31.85 | 452.1223 | 31.85
8723 | 442.5699 | 26.4574 | 442.5699 | 26.4574
8724 | 419.6776 | 21.3289 | 419.6776 | 21.3289
8725 | 399.1125 | 17.0824 | 399.1125 | 17.0824
8726 | 382.6612 | 19.5006 | 382.6612 | 19.5006
8727 | 366.5642 | 23.4126 | 366.5642 | 23.4126
8728 | 352.02 | 34.0246 | 352.02 | 34.0246
8729 | 350.6059 | 63.8479 | 350.6059 | 63.8479
8730 | 357.2729 | 79.8866 | 357.2729 | 79.8866
8731 | 373.0261 | 95.0857 | 373.0261 | 95.0857
8732 | 403.3477 | 89.8665 | 403.3477 | 89.8665
8733 | 426.7952 | 84.4524 | 426.7952 | 84.4524
8734 | 449.3604 | 73.319 | 449.3604 | 73.319
8735 | 491.1379 | 76.5867 | 491.1379 | 76.5867
8736 | 492.3771 | 71.6433 | 492.3771 | 71.6433
8737 | 467.0331 | 68.9729 | 467.0331 | 68.9729
8738 | 459.5118 | 68.4857 | 459.5118 | 68.4857
8739 | 454.7292 | 44.0266 | 454.7292 | 44.0266
8740 | 456.9641 | 53.9789 | 456.9641 | 53.9789
8741 | 463.6814 | 67.2811 | 463.6814 | 67.2811
8742 | 453.8806 | 58.8269 | 453.8806 | 58.8269
8743 | 445.2286 | 56.5871 | 445.2286 | 56.5871
8744 | 435.6599 | 58.1019 | 435.6599 | 58.1019
8745 | 437.5418 | 47.7452 | 437.5418 | 47.7452
8746 | 447.2604 | 30.9037 | 447.2604 | 30.9037
8747 | 436.7797 | 25.3501 | 436.7797 | 25.3501
8748 | 418.51 | 20.2859 | 418.51 | 20.2859
8749 | 395.4059 | 15.9588 | 395.4059 | 15.9588
8750 | 375.8324 | 18.3867 | 375.8324 | 18.3867
8751 | 363.0596 | 22.4987 | 363.0596 | 22.4987
8752 | 350.2581 | 33.4355 | 350.2581 | 33.4355
8753 | 350.0027 | 63.5915 | 350.0027 | 63.5915
8754 | 357.2688 | 79.9245 | 357.2688 | 79.9245
8755 | 377.0825 | 95.3338 | 377.0825 | 95.3338
8756 | 417.0272 | 90.2313 | 417.0272 | 90.2313
8757 | 454.3491 | 84.8353 | 454.3491 | 84.8353
8758 | 486.6805 | 73.735 | 486.6805 | 73.735
8759 | 533.4616 | 77.037 | 533.4616 | 77.037