## Summary Scalars
Parameter | Value
Total Cost ($) | 6409862.1909
Capital Cost (CAPEX) | 125413.6308
Operating Cost (OPEX) | 6284448.56
Annual Fuel Consumption Genset (L) | 1665789.4737
Annual Fuel Consumption Diesel Furnace (L) | 1255675.1417

## Generator Summary
Size | Built | Capacity (kW) | Capital Cost ($) | Operating Cost ($)
100 kW | 1 | 100 | 6385.7212 | 14900
500 kW | 0 | 0 | 0 | 0
1000 kW | 1 | 1000 | 70952.4573 | 114000
2000 kW | 0 | 0 | 0 | 0
Total | 2 | 1100 | 77338.1785 | 128900

## Diesel Furnace Summary
Size | Built | Capacity (MW) | Capital Cost ($) | Operating Cost ($)
17.58 kW | 213 | 3744.54 | 48075.4524 | 59912.64
Total | 213 | 3744.54 | 48075.4524 | 59912.64

## Time Series
Time | Electric Load (kW) | Thermal Load (kW) | Diesel Generation (kW) | Thermal Generation (kW)
0 | 745.5375 | 76.3025 | 745.5375 | 76.3025
1 | 707.7612 | 63.1192 | 707.7612 | 63.1192
2 | 704.4427 | 62.3423 | 704.4427 | 62.3423
3 | 709.308 | 67.1817 | 709.308 | 67.1817
4 | 701.7822 | 80.4335 | 701.7822 | 80.4335
5 | 715.585 | 90.7317 | 715.585 | 90.7317
6 | 709.3581 | 85.1467 | 709.3581 | 85.1467
7 | 667.0141 | 80.0549 | 667.0141 | 80.0549
8 | 638.1382 | 66.4988 | 638.1382 | 66.4988
9 | 631.1023 | 60.9891 | 631.1023 | 60.9891
10 | 637.6053 | 37.3054 | 637.6053 | 37.3054
11 | 617.6876 | 26.2429 | 617.6876 | 26.2429
12 | 583.2354 | 28.1413 | 583.2354 | 28.1413
13 | 547.5172 | 25.3487 | 547.5172 | 25.3487
14 | 522.252 | 35.3908 | 522.252 | 35.3908
15 | 502.6038 | 46.1195 | 502.6038 | 46.1195
16 | 482.4738 | 57.2476 | 482.4738 | 57.2476
17 | 481.1935 | 107.8523 | 481.1935 | 107.8523
18 | 494.8337 | 111.8222 | 494.8337 | 111.8222
19 | 524.6701 | 113.6364 | 524.6701 | 113.6364
20 | 583.1867 | 108.7984 | 583.1867 | 108.7984
21 | 636.6632 | 110.1059 | 636.6632 | 110.1059
22 | 679.2674 | 96.7581 | 679.2674 | 96.7581
23 | 739.965 | 91.9331 | 739.965 | 91.9331
24 | 751.285 | 84.173 | 751.285 | 84.173
25 | 713.7168 | 72.9071 | 713.7168 | 72.9071
26 | 699.5993 | 71.457 | 699.5993 | 71.457
27 | 700.9006 | 72.8522 | 700.9006 | 72.8522
28 | 700.7879 | 81.0571 | 700.7879 | 81.0571
29 | 703.7955 | 88.8173 | 703.7955 | 88.8173
30 | 695.1631 | 82.5534 | 695.1631 | 82.5534
31 | 661.3339 | 77.9306 | 661.3339 | 77.9306
32 | 634.2744 | 63.7276 | 634.2744 | 63.7276
33 | 625.6714 | 59.0921 | 625.6714 | 59.0921
34 | 632.1373 | 36.6876 | 632.1373 | 36.6876
35 | 617.523 | 26.5664 | 617.523 | 26.5664
36 | 577.4935 | 28.9863 | 577.4935 | 28.9863
37 | 541.2333 | 26.287 | 541.2333 | 26.287
38 | 523.1451 | 34.54 | 523.1451 | 34.54
39 | 504.5924 | 44.2866 | 504.5924 | 44.2866
40 | 485.4916 | 55.9393 | 485.4916 | 55.9393
41 | 483.4232 | 110.9323 | 483.4232 | 110.9323
42 | 492.5417 | 118.3668 | 492.5417 | 118.3668
43 | 517.0342 | 120.8104 | 517.0342 | 120.8104
44 | 571.368 | 115.0866 | 571.368 | 115.0866
45 | 626.763 | 115.4937 | 626.763 | 115.4937
46 | 666.0594 | 99.6603 | 666.0594 | 99.6603
47 | 722.8406 | 93.2035 | 722.8406 | 93.2035
48 | 727.5007 | 82.5471 | 727.5007 | 82.5471
49 | 699.6966 | 67.732 | 699.6966 | 67.732
50 | 689.5685 | 65.058 | 689.5685 | 65.058
51 | 694.1565 | 67.1817 | 694.1565 | 67.1817
52 | 691.3225 | 78.318 | 691.3225 | 78.318
53 | 701.0855 | 87.203 | 701.0855 | 87.203
54 | 690.3079 | 81.3412 | 690.3079 | 81.3412
55 | 654.5005 | 76.0919 | 654.5005 | 76.0919
56 | 625.4506 | 62.1046 | 625.4506 | 62.1046
57 | 615.9528 | 57.539 | 615.9528 | 57.539
58 | 627.7765 | 34.9655 | 627.7765 | 34.9655
59 | 611.8437 | 23.6029 | 611.8437 | 23.6029
60 | 574.4553 | 24.2861 | 574.4553 | 24.2861
61 | 543.7276 | 21.039 | 543.7276 | 21.039
62 | 522.0257 | 27.2464 | 522.0257 | 27.2464
63 | 502.0633 | 36.8853 | 502.0633 | 36.8853
64 | 485.328 | 48.3398 | 485.328 | 48.3398
65 | 480.0621 | 102.4587 | 480.0621 | 102.4587
66 | 488.9956 | 109.966 | 488.9956 | 109.966
67 | 509.6246 | 113.3129 | 509.6246 | 113.3129
68 | 555.4608 | 108.3147 | 555.4608 | 108.3147
69 | 598.5646 | 107.4076 | 598.5646 | 107.4076
70 | 641.1145 | 95.205 | 641.1145 | 95.205
71 | 689.7207 | 95.5638 | 689.7207 | 95.5638
72 | 706.0262 | 95.3392 | 706.0262 | 95.3392
73 | 680.4224 | 89.3066 | 680.4224 | 89.3066
74 | 669.8887 | 90.6364 | 669.8887 | 90.6364
75 | 673.4923 | 93.302 | 673.4923 | 93.302
76 | 668.5919 | 101.5711 | 668.5919 | 101.5711
77 | 670.6491 | 105.9511 | 670.6491 | 105.9511
78 | 650.864 | 95.5553 | 650.864 | 95.5553
79 | 631.5298 | 89.6795 | 631.5298 | 89.6795
80 | 614.6956 | 74.8646 | 614.6956 | 74.8646
81 | 612.565 | 69.1306 | 612.565 | 69.1306
82 | 616.6979 | 43.9491 | 616.6979 | 43.9491
83 | 608.5995 | 30.3486 | 608.5995 | 30.3486
84 | 572.2984 | 31.026 | 572.2984 | 31.026
85 | 536.4784 | 28.5948 | 536.4784 | 28.5948
86 | 518.509 | 37.1683 | 518.509 | 37.1683
87 | 503.4623 | 46.7926 | 503.4623 | 46.7926
88 | 482.3583 | 56.9854 | 482.3583 | 56.9854
89 | 477.9417 | 109.4084 | 477.9417 | 109.4084
90 | 485.8232 | 115.0421 | 485.8232 | 115.0421
91 | 511.0278 | 116.3405 | 511.0278 | 116.3405
92 | 550.8097 | 110.9197 | 550.8097 | 110.9197
93 | 600.7379 | 110.8781 | 600.7379 | 110.8781
94 | 637.2118 | 96.0675 | 637.2118 | 96.0675
95 | 683.3467 | 90.1701 | 683.3467 | 90.1701
96 | 702.0397 | 80.4112 | 702.0397 | 80.4112
97 | 668.5655 | 64.9055 | 668.5655 | 64.9055
98 | 660.664 | 62.3423 | 660.664 | 62.3423
99 | 659.4712 | 67.1817 | 659.4712 | 67.1817
100 | 669.6592 | 78.318 | 669.6592 | 78.318
101 | 683.5829 | 87.203 | 683.5829 | 87.203
102 | 666.2255 | 81.3412 | 666.2255 | 81.3412
103 | 646.4183 | 76.0919 | 646.4183 | 76.0919
104 | 628.6982 | 62.1046 | 628.6982 | 62.1046
105 | 617.7368 | 57.539 | 617.7368 | 57.539
106 | 619.1773 | 34.9655 | 619.1773 | 34.9655
107 | 600.8435 | 23.6029 | 600.8435 | 23.6029
108 | 569.1714 | 23.2896 | 569.1714 | 23.2896
109 | 539.8857 | 15.5521 | 539.8857 | 15.5521
110 | 518.5349 | 22.1821 | 518.5349 | 22.1821
111 | 499.8545 | 31.7276 | 499.8545 | 31.7276
112 | 482.4327 | 42.4303 | 482.4327 | 42.4303
113 | 477.6021 | 96.0714 | 477.6021 | 96.0714
114 | 490.2731 | 102.8211 | 490.2731 | 102.8211
115 | 516.1335 | 105.6114 | 516.1335 | 105.6114
116 | 565.4226 | 101.464 | 565.4226 | 101.464
117 | 607.1074 | 102.9726 | 607.1074 | 102.9726
118 | 647.7022 | 88.06 | 647.7022 | 88.06
119 | 700.5144 | 82.6814 | 700.5144 | 82.6814
120 | 706.4243 | 73.4178 | 706.4243 | 73.4178
121 | 670.8656 | 60.0946 | 670.8656 | 60.0946
122 | 666.3296 | 62.3423 | 666.3296 | 62.3423
123 | 672.6962 | 67.1817 | 672.6962 | 67.1817
124 | 671.7739 | 78.318 | 671.7739 | 78.318
125 | 674.7152 | 87.203 | 674.7152 | 87.203
126 | 663.0708 | 81.3412 | 663.0708 | 81.3412
127 | 635.8679 | 76.0919 | 635.8679 | 76.0919
128 | 617.3168 | 62.1046 | 617.3168 | 62.1046
129 | 611.3271 | 57.539 | 611.3271 | 57.539
130 | 616.0694 | 34.9655 | 616.0694 | 34.9655
131 | 603.0136 | 23.6029 | 603.0136 | 23.6029
132 | 569.8576 | 23.2896 | 569.8576 | 23.2896
133 | 537.7143 | 15.8814 | 537.7143 | 15.8814
134 | 516.6451 | 20.0811 | 516.6451 | 20.0811
135 | 497.8652 | 28.9711 | 497.8652 | 28.9711
136 | 477.7358 | 40.8889 | 477.7358 | 40.8889
137 | 478.6526 | 94.7718 | 478.6526 | 94.7718
138 | 492.9273 | 101.0815 | 492.9273 | 101.0815
139 | 523.1106 | 102.8257 | 523.1106 | 102.8257
140 | 583.9675 | 96.8513 | 583.9675 | 96.8513
141 | 632.3781 | 96.087 | 632.3781 | 96.087
142 | 673.2111 | 82.6168 | 673.2111 | 82.6168
143 | 726.0402 | 78.5174 | 726.0402 | 78.5174
144 | 734.0997 | 70.4922 | 734.0997 | 70.4922
145 | 692.9099 | 60.0946 | 692.9099 | 60.0946
146 | 681.4857 | 62.3423 | 681.4857 | 62.3423
147 | 693.4338 | 67.1817 | 693.4338 | 67.1817
148 | 688.0921 | 78.318 | 688.0921 | 78.318
149 | 688.5163 | 87.203 | 688.5163 | 87.203
150 | 674.9071 | 81.3412 | 674.9071 | 81.3412
151 | 647.231 | 76.0919 | 647.231 | 76.0919
152 | 620.3965 | 62.1046 | 620.3965 | 62.1046
153 | 616.193 | 57.539 | 616.193 | 57.539
154 | 621.4994 | 34.9655 | 621.4994 | 34.9655
155 | 604.403 | 23.6029 | 604.403 | 23.6029
156 | 570.6886 | 23.2896 | 570.6886 | 23.2896
157 | 535.1779 | 15.0189 | 535.1779 | 15.0189
158 | 512.238 | 17.2401 | 512.238 | 17.2401
159 | 489.6606 | 25.3403 | 489.6606 | 25.3403
160 | 470.4986 | 36.3898 | 470.4986 | 36.3898
161 | 470.3472 | 89.5063 | 470.3472 | 89.5063
162 | 487.3231 | 95.1196 | 487.3231 | 95.1196
163 | 514.4532 | 97.4495 | 514.4532 | 97.4495
164 | 572.0038 | 93.1361 | 572.0038 | 93.1361
165 | 623.5416 | 94.5252 | 623.5416 | 94.5252
166 | 658.4501 | 82.2409 | 658.4501 | 82.2409
167 | 707.8777 | 80.2949 | 707.8777 | 80.2949
168 | 713.2614 | 75.1399 | 713.2614 | 75.1399
169 | 678.2238 | 63.3407 | 678.2238 | 63.3407
170 | 669.1672 | 62.3423 | 669.1672 | 62.3423
171 | 678.1846 | 67.1817 | 678.1846 | 67.1817
172 | 673.5728 | 78.318 | 673.5728 | 78.318
173 | 675.2077 | 87.203 | 675.2077 | 87.203
174 | 662.7748 | 81.3412 | 662.7748 | 81.3412
175 | 632.613 | 76.0919 | 632.613 | 76.0919
176 | 608.4517 | 62.1046 | 608.4517 | 62.1046
177 | 602.5183 | 57.539 | 602.5183 | 57.539
178 | 613.964 | 34.9655 | 613.964 | 34.9655
179 | 597.387 | 23.6029 | 597.387 | 23.6029
180 | 563.5873 | 23.9365 | 563.5873 | 23.9365
181 | 531.5954 | 21.1702 | 531.5954 | 21.1702
182 | 507.3826 | 28.1964 | 507.3826 | 28.1964
183 | 487.5325 | 38.7036 | 487.5325 | 38.7036
184 | 470.1808 | 52.125 | 470.1808 | 52.125
185 | 472.4442 | 107.2841 | 472.4442 | 107.2841
186 | 485.5612 | 114.5758 | 485.5612 | 114.5758
187 | 518.2942 | 117.2992 | 518.2942 | 117.2992
188 | 577.8707 | 112.3563 | 577.8707 | 112.3563
189 | 628.0871 | 112.4166 | 628.0871 | 112.4166
190 | 672.4057 | 95.9101 | 672.4057 | 95.9101
191 | 723.3334 | 89.127 | 723.3334 | 89.127
192 | 729.0449 | 80.7987 | 729.0449 | 80.7987
193 | 699.8257 | 65.6369 | 699.8257 | 65.6369
194 | 677.7123 | 62.4705 | 677.7123 | 62.4705
195 | 686.7405 | 67.1817 | 686.7405 | 67.1817
196 | 690.8799 | 78.318 | 690.8799 | 78.318
197 | 698.5402 | 87.203 | 698.5402 | 87.203
198 | 685.1622 | 81.3412 | 685.1622 | 81.3412
199 | 651.6074 | 76.0919 | 651.6074 | 76.0919
200 | 635.7258 | 62.1046 | 635.7258 | 62.1046
201 | 624.2223 | 57.539 | 624.2223 | 57.539
202 | 628.1194 | 34.9655 | 628.1194 | 34.9655
203 | 601.9241 | 23.6029 | 601.9241 | 23.6029
204 | 569.5049 | 23.2896 | 569.5049 | 23.2896
205 | 535.2049 | 17.9241 | 535.2049 | 17.9241
206 | 515.2388 | 19.7693 | 515.2388 | 19.7693
207 | 497.8166 | 27.1266 | 497.8166 | 27.1266
208 | 483.2153 | 38.3625 | 483.2153 | 38.3625
209 | 479.8661 | 93.1137 | 479.8661 | 93.1137
210 | 490.0969 | 101.5156 | 490.0969 | 101.5156
211 | 519.5108 | 105.8183 | 519.5108 | 105.8183
212 | 567.8016 | 102.0643 | 567.8016 | 102.0643
213 | 613.3549 | 104.5636 | 613.3549 | 104.5636
214 | 652.5834 | 91.1517 | 652.5834 | 91.1517
215 | 713.628 | 84.5113 | 713.628 | 84.5113
216 | 724.8455 | 78.0509 | 724.8455 | 78.0509
217 | 696.3956 | 68.3118 | 696.3956 | 68.3118
218 | 692.899 | 67.43 | 692.899 | 67.43
219 | 690.0319 | 67.9276 | 690.0319 | 67.9276
220 | 693.0578 | 78.318 | 693.0578 | 78.318
221 | 693.8678 | 87.203 | 693.8678 | 87.203
222 | 685.1556 | 81.3412 | 685.1556 | 81.3412
223 | 656.4397 | 77.9073 | 656.4397 | 77.9073
224 | 630.5604 | 63.8937 | 630.5604 | 63.8937
225 | 623.7921 | 60.6977 | 623.7921 | 60.6977
226 | 629.4381 | 38.9372 | 629.4381 | 38.9372
227 | 606.827 | 28.0146 | 606.827 | 28.0146
228 | 574.3669 | 30.6123 | 574.3669 | 30.6123
229 | 540.8503 | 25.9985 | 540.8503 | 25.9985
230 | 517.2861 | 30.0409 | 517.2861 | 30.0409
231 | 500.6095 | 38.2781 | 500.6095 | 38.2781
232 | 480.3649 | 48.8876 | 480.3649 | 48.8876
233 | 480.4127 | 102.0944 | 480.4127 | 102.0944
234 | 488.4148 | 107.9117 | 488.4148 | 107.9117
235 | 507.7309 | 109.1227 | 507.7309 | 109.1227
236 | 551.4577 | 103.5825 | 551.4577 | 103.5825
237 | 592.8075 | 103.9546 | 592.8075 | 103.9546
238 | 630.7263 | 91.379 | 630.7263 | 91.379
239 | 688.4415 | 87.5505 | 688.4415 | 87.5505
240 | 694.3355 | 80.3208 | 694.3355 | 80.3208
241 | 670.9876 | 68.5741 | 670.9876 | 68.5741
242 | 664.1898 | 65.2329 | 664.1898 | 65.2329
243 | 660.6904 | 67.1817 | 660.6904 | 67.1817
244 | 669.479 | 78.318 | 669.479 | 78.318
245 | 675.7423 | 87.203 | 675.7423 | 87.203
246 | 661.6972 | 81.3412 | 661.6972 | 81.3412
247 | 637.1691 | 76.0919 | 637.1691 | 76.0919
248 | 616.1458 | 62.1046 | 616.1458 | 62.1046
249 | 609.0426 | 57.539 | 609.0426 | 57.539
250 | 616.1341 | 34.9655 | 616.1341 | 34.9655
251 | 594.3148 | 23.6029 | 594.3148 | 23.6029
252 | 565.6963 | 23.2896 | 565.6963 | 23.2896
253 | 535.9228 | 15.0102 | 535.9228 | 15.0102
254 | 515.0936 | 21.0719 | 515.0936 | 21.0719
255 | 500.0524 | 35.0116 | 500.0524 | 35.0116
256 | 479.1592 | 48.2203 | 479.1592 | 48.2203
257 | 480.109 | 102.5956 | 480.109 | 102.5956
258 | 484.6913 | 109.3104 | 484.6913 | 109.3104
259 | 505.8168 | 111.5733 | 505.8168 | 111.5733
260 | 541.8221 | 106.5284 | 541.8221 | 106.5284
261 | 581.9846 | 106.9618 | 581.9846 | 106.9618
262 | 622.6177 | 92.1162 | 622.6177 | 92.1162
263 | 670.2642 | 86.3092 | 670.2642 | 86.3092
264 | 684.6515 | 76.8241 | 684.6515 | 76.8241
265 | 662.7356 | 61.4437 | 662.7356 | 61.4437
266 | 658.9008 | 62.3423 | 658.9008 | 62.3423
267 | 655.8291 | 67.1817 | 655.8291 | 67.1817
268 | 656.8408 | 78.318 | 656.8408 | 78.318
269 | 661.6308 | 87.203 | 661.6308 | 87.203
270 | 644.6364 | 81.3412 | 644.6364 | 81.3412
271 | 623.7427 | 76.0919 | 623.7427 | 76.0919
272 | 608.4641 | 62.1046 | 608.4641 | 62.1046
273 | 610.5791 | 57.539 | 610.5791 | 57.539
274 | 618.6699 | 35.2948 | 618.6699 | 35.2948
275 | 601.6928 | 27.0792 | 601.6928 | 27.0792
276 | 568.1109 | 30.3792 | 568.1109 | 30.3792
277 | 534.0839 | 25.7596 | 534.0839 | 25.7596
278 | 515.5879 | 29.8981 | 515.5879 | 29.8981
279 | 500.2564 | 39.2018 | 500.2564 | 39.2018
280 | 484.7447 | 50.5718 | 484.7447 | 50.5718
281 | 478.5605 | 103.7525 | 478.5605 | 103.7525
282 | 486.7304 | 109.1035 | 486.7304 | 109.1035
283 | 507.1325 | 110.2912 | 507.1325 | 110.2912
284 | 552.1944 | 104.6431 | 552.1944 | 104.6431
285 | 594.8492 | 104.6743 | 594.8492 | 104.6743
286 | 630.7433 | 92.9525 | 630.7433 | 92.9525
287 | 682.7939 | 90.5111 | 682.7939 | 90.5111
288 | 696.5355 | 84.1468 | 696.5355 | 84.1468
289 | 669.1155 | 72.4263 | 669.1155 | 72.4263
290 | 659.8658 | 69.0064 | 659.8658 | 69.0064
291 | 661.6263 | 68.2074 | 661.6263 | 68.2074
292 | 663.0598 | 78.318 | 663.0598 | 78.318
293 | 674.824 | 87.203 | 674.824 | 87.203
294 | 665.755 | 81.3412 | 665.755 | 81.3412
295 | 638.7315 | 76.0919 | 638.7315 | 76.0919
296 | 623.0664 | 62.1046 | 623.0664 | 62.1046
297 | 618.2706 | 57.539 | 618.2706 | 57.539
298 | 614.6272 | 34.9655 | 614.6272 | 34.9655
299 | 596.7079 | 23.6029 | 596.7079 | 23.6029
300 | 562.643 | 25.4954 | 562.643 | 25.4954
301 | 528.918 | 21.6597 | 528.918 | 21.6597
302 | 510.116 | 26.8181 | 510.116 | 26.8181
303 | 492.8531 | 36.3695 | 492.8531 | 36.3695
304 | 472.0122 | 48.5671 | 472.0122 | 48.5671
305 | 471.5051 | 102.5228 | 471.5051 | 102.5228
306 | 485.3401 | 109.1181 | 485.3401 | 109.1181
307 | 511.6627 | 111.7948 | 511.6627 | 111.7948
308 | 569.2473 | 106.8723 | 569.2473 | 106.8723
309 | 620.9581 | 107.0026 | 620.9581 | 107.0026
310 | 653.7258 | 93.8762 | 653.7258 | 93.8762
311 | 711.8813 | 91.19 | 711.8813 | 91.19
312 | 707.788 | 86.3322 | 707.788 | 86.3322
313 | 674.4585 | 77.0419 | 674.4585 | 77.0419
314 | 666.2761 | 75.9066 | 666.2761 | 75.9066
315 | 670.2175 | 76.5441 | 670.2175 | 76.5441
316 | 667.3109 | 84.1983 | 667.3109 | 84.1983
317 | 675.0205 | 92.0138 | 675.0205 | 92.0138
318 | 663.1566 | 86.2278 | 663.1566 | 86.2278
319 | 631.3886 | 81.809 | 631.3886 | 81.809
320 | 609.9059 | 68.3287 | 609.9059 | 68.3287
321 | 604.3277 | 64.9957 | 604.3277 | 64.9957
322 | 614.273 | 44.4882 | 614.273 | 44.4882
323 | 594.4289 | 35.1799 | 594.4289 | 35.1799
324 | 552.2057 | 36.8102 | 552.2057 | 36.8102
325 | 516.8127 | 30.2295 | 516.8127 | 30.2295
326 | 500.4433 | 33.0043 | 500.4433 | 33.0043
327 | 481.571 | 41.8914 | 481.571 | 41.8914
328 | 461.8936 | 54.1647 | 461.8936 | 54.1647
329 | 461.4974 | 109.1461 | 461.4974 | 109.1461
330 | 478.0785 | 116.7321 | 478.0785 | 116.7321
331 | 502.4744 | 119.9188 | 502.4744 | 119.9188
332 | 559.1523 | 115.6024 | 559.1523 | 115.6024
333 | 611.9134 | 116.7321 | 611.9134 | 116.7321
334 | 652.8589 | 105.2696 | 652.8589 | 105.2696
335 | 698.6246 | 103.8044 | 698.6246 | 103.8044
336 | 708.5878 | 98.9786 | 708.5878 | 98.9786
337 | 672.6335 | 88.9162 | 672.6335 | 88.9162
338 | 666.3689 | 85.3535 | 666.3689 | 85.3535
339 | 666.8214 | 82.7974 | 666.8214 | 82.7974
340 | 665.3181 | 86.7975 | 665.3181 | 86.7975
341 | 670.7742 | 89.8954 | 670.7742 | 89.8954
342 | 660.2316 | 81.3412 | 660.2316 | 81.3412
343 | 630.0845 | 76.0919 | 630.0845 | 76.0919
344 | 609.2301 | 62.1046 | 609.2301 | 62.1046
345 | 606.223 | 57.539 | 606.223 | 57.539
346 | 615.8931 | 34.9655 | 615.8931 | 34.9655
347 | 589.7174 | 23.6029 | 589.7174 | 23.6029
348 | 551.2128 | 23.2896 | 551.2128 | 23.2896
349 | 520.0265 | 20.7273 | 520.0265 | 20.7273
350 | 498.8631 | 29.1026 | 498.8631 | 29.1026
351 | 482.4861 | 38.2665 | 482.4861 | 38.2665
352 | 466.2945 | 48.366 | 466.2945 | 48.366
353 | 466.0798 | 101.6544 | 466.0798 | 101.6544
354 | 481.1615 | 107.5271 | 481.1615 | 107.5271
355 | 508.4034 | 109.1897 | 508.4034 | 109.1897
356 | 562.033 | 104.445 | 562.033 | 104.445
357 | 612.4867 | 104.89 | 612.4867 | 104.89
358 | 657.4862 | 91.1284 | 657.4862 | 91.1284
359 | 704.7462 | 85.435 | 704.7462 | 85.435
360 | 706.3271 | 75.5799 | 706.3271 | 75.5799
361 | 678.9883 | 60.4035 | 678.9883 | 60.4035
362 | 665.9262 | 62.3423 | 665.9262 | 62.3423
363 | 667.0549 | 67.1817 | 667.0549 | 67.1817
364 | 667.0342 | 78.318 | 667.0342 | 78.318
365 | 677.2733 | 87.203 | 677.2733 | 87.203
366 | 663.34 | 81.3412 | 663.34 | 81.3412
367 | 634.1498 | 76.0919 | 634.1498 | 76.0919
368 | 612.85 | 62.1046 | 612.85 | 62.1046
369 | 605.5598 | 57.539 | 605.5598 | 57.539
370 | 617.4587 | 34.9655 | 617.4587 | 34.9655
371 | 596.88 | 23.6029 | 596.88 | 23.6029
372 | 560.4526 | 23.2896 | 560.4526 | 23.2896
373 | 525.8064 | 16.03 | 525.8064 | 16.03
374 | 501.4281 | 22.048 | 501.4281 | 22.048
375 | 486.7021 | 32.3017 | 486.7021 | 32.3017
376 | 468.0336 | 45.047 | 468.0336 | 45.047
377 | 465.1831 | 99.4107 | 465.1831 | 99.4107
378 | 476.326 | 106.073 | 476.326 | 106.073
379 | 499.6346 | 108.062 | 499.6346 | 108.062
380 | 550.7856 | 103.1395 | 550.7856 | 103.1395
381 | 599.8777 | 103.3922 | 599.8777 | 103.3922
382 | 640.2009 | 90.2163 | 640.2009 | 90.2163
383 | 691.9383 | 85.8575 | 691.9383 | 85.8575
384 | 698.7897 | 79.4379 | 698.7897 | 79.4379
385 | 665.1749 | 69.6085 | 665.1749 | 69.6085
386 | 656.8354 | 68.546 | 656.8354 | 68.546
387 | 658.2968 | 69.2039 | 658.2968 | 69.2039
388 | 662.8783 | 78.318 | 662.8783 | 78.318
389 | 657.718 | 87.203 | 657.718 | 87.203
390 | 651.3702 | 81.3412 | 651.3702 | 81.3412
391 | 627.8277 | 76.0919 | 627.8277 | 76.0919
392 | 595.6237 | 62.1046 | 595.6237 | 62.1046
393 | 589.8481 | 57.539 | 589.8481 | 57.539
394 | 603.2099 | 34.9655 | 603.2099 | 34.9655
395 | 589.4913 | 23.6029 | 589.4913 | 23.6029
396 | 557.784 | 25.4284 | 557.784 | 25.4284
397 | 523.7809 | 21.9307 | 523.7809 | 21.9307
398 | 505.3762 | 27.1241 | 505.3762 | 27.1241
399 | 489.6339 | 35.9179 | 489.6339 | 35.9179
400 | 470.8315 | 47.5792 | 470.8315 | 47.5792
401 | 467.6792 | 101.4883 | 467.6792 | 101.4883
402 | 475.269 | 108.2905 | 475.269 | 108.2905
403 | 490.1315 | 110.8332 | 490.1315 | 110.8332
404 | 536.0834 | 105.4911 | 536.0834 | 105.4911
405 | 578.9224 | 105.8807 | 578.9224 | 105.8807
406 | 618.7917 | 93.6169 | 618.7917 | 93.6169
407 | 675.1808 | 91.4843 | 675.1808 | 91.4843
408 | 688.1242 | 87.2093 | 688.1242 | 87.2093
409 | 661.385 | 78.3066 | 661.385 | 78.3066
410 | 653.9497 | 78.0862 | 653.9497 | 78.0862
411 | 650.91 | 80.3584 | 650.91 | 80.3584
412 | 655.9284 | 89.7114 | 655.9284 | 89.7114
413 | 659.7969 | 97.2239 | 659.7969 | 97.2239
414 | 642.1789 | 91.7118 | 642.1789 | 91.7118
415 | 616.6218 | 88.1526 | 616.6218 | 88.1526
416 | 596.9603 | 76.4323 | 596.9603 | 76.4323
417 | 594.8239 | 73.8045 | 594.8239 | 73.8045
418 | 608.5307 | 52.1372 | 608.5307 | 52.1372
419 | 586.7229 | 41.4711 | 586.7229 | 41.4711
420 | 551.5392 | 42.0494 | 551.5392 | 42.0494
421 | 523.3063 | 35.6902 | 523.3063 | 35.6902
422 | 504.0335 | 41.14 | 504.0335 | 41.14
423 | 488.9333 | 50.9216 | 488.9333 | 50.9216
424 | 469.639 | 62.4402 | 469.639 | 62.4402
425 | 468.1683 | 116.9175 | 468.1683 | 116.9175
426 | 472.0247 | 123.8916 | 472.0247 | 123.8916
427 | 490.9224 | 126.2828 | 490.9224 | 126.2828
428 | 529.8364 | 121.1796 | 529.8364 | 121.1796
429 | 568.3061 | 121.2691 | 568.3061 | 121.2691
430 | 607.9984 | 108.7663 | 607.9984 | 108.7663
431 | 660.8054 | 106.1326 | 660.8054 | 106.1326
432 | 672.4647 | 100.4677 | 672.4647 | 100.4677
433 | 649.8714 | 90.1895 | 649.8714 | 90.1895
434 | 640.9402 | 88.5297 | 640.9402 | 88.5297
435 | 644.7331 | 89.4032 | 644.7331 | 89.4032
436 | 649.0288 | 97.3401 | 649.0288 | 97.3401
437 | 651.5448 | 106.091 | 651.5448 | 106.091
438 | 644.2477 | 99.661 | 644.2477 | 99.661
439 | 622.8612 | 93.4618 | 622.8612 | 93.4618
440 | 605.698 | 78.2798 | 605.698 | 78.2798
441 | 606.1948 | 73.4548 | 606.1948 | 73.4548
442 | 611.3883 | 50.1965 | 611.3883 | 50.1965
443 | 585.205 | 38.2978 | 585.205 | 38.2978
444 | 549.2553 | 38.949 | 549.2553 | 38.949
445 | 518.4305 | 36.2759 | 518.4305 | 36.2759
446 | 498.955 | 44.2433 | 498.955 | 44.2433
447 | 484.9917 | 53.6636 | 484.9917 | 53.6636
448 | 470.9191 | 63.2736 | 470.9191 | 63.2736
449 | 462.9494 | 112.7128 | 462.9494 | 112.7128
450 | 470.6537 | 116.4524 | 470.6537 | 116.4524
451 | 492.9827 | 117.0981 | 492.9827 | 117.0981
452 | 538.2008 | 110.9896 | 538.2008 | 110.9896
453 | 584.8374 | 110.5284 | 584.8374 | 110.5284
454 | 623.592 | 97.2768 | 623.592 | 97.2768
455 | 677.6123 | 93.2822 | 677.6123 | 93.2822
456 | 682.0653 | 86.5071 | 682.0653 | 86.5071
457 | 659.995 | 74.6962 | 659.995 | 74.6962
458 | 647.6084 | 70.883 | 647.6084 | 70.883
459 | 653.9393 | 70.9814 | 653.9393 | 70.9814
460 | 652.7025 | 79.8857 | 652.7025 | 79.8857
461 | 660.602 | 87.203 | 660.602 | 87.203
462 | 653.3432 | 81.3412 | 653.3432 | 81.3412
463 | 632.1854 | 76.0919 | 632.1854 | 76.0919
464 | 608.1135 | 62.1046 | 608.1135 | 62.1046
465 | 608.0641 | 57.539 | 608.0641 | 57.539
466 | 612.1296 | 34.9655 | 612.1296 | 34.9655
467 | 588.0609 | 25.4358 | 588.0609 | 25.4358
468 | 560.8076 | 29.4205 | 560.8076 | 29.4205
469 | 528.0889 | 29.2971 | 528.0889 | 29.2971
470 | 509.1942 | 39.176 | 509.1942 | 39.176
471 | 495.4489 | 49.5929 | 495.4489 | 49.5929
472 | 483.5404 | 61.3446 | 483.5404 | 61.3446
473 | 477.7738 | 114.3708 | 477.7738 | 114.3708
474 | 489.1615 | 120.1327 | 489.1615 | 120.1327
475 | 518.5455 | 122.1159 | 518.5455 | 122.1159
476 | 580.0442 | 116.4445 | 580.0442 | 116.4445
477 | 635.2374 | 115.9133 | 635.2374 | 115.9133
478 | 673.7165 | 102.076 | 673.7165 | 102.076
479 | 729.9545 | 97.3733 | 729.9545 | 97.3733
480 | 735.8355 | 91.3879 | 735.8355 | 91.3879
481 | 696.2805 | 81.0311 | 696.2805 | 81.0311
482 | 694.7896 | 78.5553 | 694.7896 | 78.5553
483 | 703.4196 | 75.3086 | 703.4196 | 75.3086
484 | 694.7881 | 78.318 | 694.7881 | 78.318
485 | 698.1676 | 87.203 | 698.1676 | 87.203
486 | 690.9864 | 81.3412 | 690.9864 | 81.3412
487 | 653.8621 | 76.0919 | 653.8621 | 76.0919
488 | 628.3381 | 62.1046 | 628.3381 | 62.1046
489 | 624.5047 | 57.539 | 624.5047 | 57.539
490 | 629.076 | 34.9655 | 629.076 | 34.9655
491 | 600.3564 | 23.6029 | 600.3564 | 23.6029
492 | 560.1989 | 23.2896 | 560.1989 | 23.2896
493 | 528.0551 | 15.0102 | 528.0551 | 15.0102
494 | 509.9961 | 17.5955 | 509.9961 | 17.5955
495 | 498.2117 | 29.4752 | 498.2117 | 29.4752
496 | 483.424 | 44.7644 | 483.424 | 44.7644
497 | 478.6382 | 102.0857 | 478.6382 | 102.0857
498 | 488.4647 | 108.9636 | 488.4647 | 108.9636
499 | 514.7962 | 110.7487 | 514.7962 | 110.7487
500 | 572.708 | 104.4537 | 572.708 | 104.4537
501 | 625.2757 | 102.9114 | 625.2757 | 102.9114
502 | 669.8555 | 88.2902 | 669.8555 | 88.2902
503 | 717.0882 | 82.3579 | 717.0882 | 82.3579
504 | 728.3723 | 75.0437 | 728.3723 | 75.0437
505 | 691.6035 | 62.3558 | 691.6035 | 62.3558
506 | 684.3301 | 62.3423 | 684.3301 | 62.3423
507 | 686.3531 | 67.1817 | 686.3531 | 67.1817
508 | 684.0437 | 78.318 | 684.0437 | 78.318
509 | 681.9274 | 87.203 | 681.9274 | 87.203
510 | 675.7965 | 81.3412 | 675.7965 | 81.3412
511 | 645.9183 | 76.0919 | 645.9183 | 76.0919
512 | 625.6827 | 62.1046 | 625.6827 | 62.1046
513 | 625.4328 | 57.539 | 625.4328 | 57.539
514 | 625.3892 | 34.9655 | 625.3892 | 34.9655
515 | 599.0862 | 25.5698 | 599.0862 | 25.5698
516 | 559.087 | 30.044 | 559.087 | 30.044
517 | 527.7011 | 25.7975 | 527.7011 | 25.7975
518 | 510.8551 | 31.2094 | 510.8551 | 31.2094
519 | 496.7441 | 41.4747 | 496.7441 | 41.4747
520 | 485.9644 | 54.1385 | 485.9644 | 54.1385
521 | 482.4963 | 107.9951 | 482.4963 | 107.9951
522 | 492.8316 | 114.3398 | 492.8316 | 114.3398
523 | 521.5986 | 116.2035 | 521.5986 | 116.2035
524 | 577.9698 | 111.2606 | 577.9698 | 111.2606
525 | 629.0473 | 111.3763 | 629.0473 | 111.3763
526 | 672.4216 | 97.4516 | 672.4216 | 97.4516
527 | 721.3047 | 92.9325 | 721.3047 | 92.9325
528 | 716.2062 | 85.6679 | 716.2062 | 85.6679
529 | 681.9535 | 74.364 | 681.9535 | 74.364
530 | 669.6762 | 73.5754 | 669.6762 | 73.5754
531 | 683.1168 | 76.0312 | 683.1168 | 76.0312
532 | 682.5823 | 84.7636 | 682.5823 | 84.7636
533 | 682.9433 | 89.7847 | 682.9433 | 89.7847
534 | 662.8753 | 81.3412 | 662.8753 | 81.3412
535 | 637.7023 | 76.0919 | 637.7023 | 76.0919
536 | 619.5312 | 62.1046 | 619.5312 | 62.1046
537 | 618.9478 | 57.539 | 618.9478 | 57.539
538 | 620.6218 | 34.9655 | 620.6218 | 34.9655
539 | 595.4589 | 23.6029 | 595.4589 | 23.6029
540 | 558.0069 | 23.2896 | 558.0069 | 23.2896
541 | 525.3549 | 15.0102 | 525.3549 | 15.0102
542 | 506.1601 | 16.2231 | 506.1601 | 16.2231
543 | 495.0523 | 23.3734 | 495.0523 | 23.3734
544 | 481.5655 | 33.3826 | 481.5655 | 33.3826
545 | 473.1657 | 88.7487 | 473.1657 | 88.7487
546 | 481.7321 | 96.3551 | 481.7321 | 96.3551
547 | 506.7193 | 98.9415 | 506.7193 | 98.9415
548 | 559.4253 | 94.4735 | 559.4253 | 94.4735
549 | 606.2082 | 95.3469 | 606.2082 | 95.3469
550 | 655.7476 | 81.0491 | 655.7476 | 81.0491
551 | 697.8617 | 75.8016 | 697.8617 | 75.8016
552 | 703.9481 | 68.9099 | 703.9481 | 68.9099
553 | 673.5012 | 60.0946 | 673.5012 | 60.0946
554 | 666.1634 | 62.3423 | 666.1634 | 62.3423
555 | 671.6169 | 67.1817 | 671.6169 | 67.1817
556 | 668.475 | 78.318 | 668.475 | 78.318
557 | 671.4426 | 87.203 | 671.4426 | 87.203
558 | 655.3116 | 81.3412 | 655.3116 | 81.3412
559 | 636.4643 | 76.0919 | 636.4643 | 76.0919
560 | 610.7288 | 62.1046 | 610.7288 | 62.1046
561 | 610.2288 | 57.539 | 610.2288 | 57.539
562 | 614.9912 | 34.9655 | 614.9912 | 34.9655
563 | 594.788 | 23.6029 | 594.788 | 23.6029
564 | 559.4486 | 27.2146 | 559.4486 | 27.2146
565 | 528.8334 | 24.8097 | 528.8334 | 24.8097
566 | 511.7795 | 31.0287 | 511.7795 | 31.0287
567 | 498.5045 | 41.9846 | 498.5045 | 41.9846
568 | 481.8011 | 54.9223 | 481.8011 | 54.9223
569 | 476.6856 | 109.5308 | 476.6856 | 109.5308
570 | 481.8471 | 116.6797 | 481.8471 | 116.6797
571 | 500.5263 | 119.5633 | 500.5263 | 119.5633
572 | 545.4504 | 115.1128 | 545.4504 | 115.1128
573 | 583.608 | 115.8259 | 583.608 | 115.8259
574 | 621.2232 | 103.9088 | 621.2232 | 103.9088
575 | 671.2202 | 102.1026 | 671.2202 | 102.1026
576 | 680.4637 | 97.4139 | 680.4637 | 97.4139
577 | 654.3527 | 87.9924 | 654.3527 | 87.9924
578 | 644.0541 | 86.1228 | 644.0541 | 86.1228
579 | 649.9411 | 85.4898 | 649.9411 | 85.4898
580 | 653.8377 | 91.9435 | 653.8377 | 91.9435
581 | 653.23 | 97.4104 | 653.23 | 97.4104
582 | 636.413 | 88.6143 | 636.413 | 88.6143
583 | 609.8393 | 81.2845 | 609.8393 | 81.2845
584 | 592.0863 | 66.0326 | 592.0863 | 66.0326
585 | 600.3155 | 61.5544 | 600.3155 | 61.5544
586 | 610.1983 | 40.569 | 610.1983 | 40.569
587 | 583.0597 | 32.3359 | 583.0597 | 32.3359
588 | 548.5091 | 35.869 | 548.5091 | 35.869
589 | 520.0283 | 31.5758 | 520.0283 | 31.5758
590 | 504.5482 | 36.469 | 504.5482 | 36.469
591 | 491.3592 | 46.1836 | 491.3592 | 46.1836
592 | 473.8186 | 57.81 | 473.8186 | 57.81
593 | 468.4649 | 111.247 | 468.4649 | 111.247
594 | 475.0815 | 117.1809 | 475.0815 | 117.1809
595 | 496.7596 | 119.0388 | 496.7596 | 119.0388
596 | 533.5361 | 113.6355 | 533.5361 | 113.6355
597 | 569.9401 | 113.7978 | 569.9401 | 113.7978
598 | 612.4134 | 101.6418 | 612.4134 | 101.6418
599 | 659.6862 | 99.2033 | 659.6862 | 99.2033
600 | 661.5502 | 93.7511 | 661.5502 | 93.7511
601 | 640.8977 | 83.3622 | 640.8977 | 83.3622
602 | 629.165 | 81.1662 | 629.165 | 81.1662
603 | 637.1909 | 80.8654 | 637.1909 | 80.8654
604 | 641.8544 | 86.1419 | 641.8544 | 86.1419
605 | 644.3064 | 89.0416 | 644.3064 | 89.0416
606 | 629.6634 | 81.3412 | 629.6634 | 81.3412
607 | 607.53 | 76.0919 | 607.53 | 76.0919
608 | 593.5057 | 62.1046 | 593.5057 | 62.1046
609 | 596.6413 | 57.539 | 596.6413 | 57.539
610 | 602.0691 | 34.9655 | 602.0691 | 34.9655
611 | 580.5846 | 23.6029 | 580.5846 | 23.6029
612 | 547.2285 | 23.2896 | 547.2285 | 23.2896
613 | 514.7059 | 15.8727 | 514.7059 | 15.8727
614 | 497.2652 | 20.9262 | 497.2652 | 20.9262
615 | 485.8194 | 29.8656 | 485.8194 | 29.8656
616 | 471.759 | 41.7077 | 471.759 | 41.7077
617 | 464.7561 | 96.4647 | 464.7561 | 96.4647
618 | 473.0838 | 103.1678 | 473.0838 | 103.1678
619 | 497.1344 | 105.5677 | 497.1344 | 105.5677
620 | 543.0354 | 100.5316 | 543.0354 | 100.5316
621 | 586.6491 | 100.8892 | 586.6491 | 100.8892
622 | 626.1607 | 87.9085 | 626.1607 | 87.9085
623 | 672.8464 | 83.0893 | 672.8464 | 83.0893
624 | 678.1384 | 76.3841 | 678.1384 | 76.3841
625 | 647.3841 | 64.5966 | 647.3841 | 64.5966
626 | 641.395 | 62.3423 | 641.395 | 62.3423
627 | 645.8575 | 67.1817 | 645.8575 | 67.1817
628 | 646.6609 | 78.318 | 646.6609 | 78.318
629 | 655.5877 | 87.203 | 655.5877 | 87.203
630 | 644.012 | 81.3412 | 644.012 | 81.3412
631 | 616.079 | 76.0919 | 616.079 | 76.0919
632 | 603.207 | 62.1046 | 603.207 | 62.1046
633 | 606.6077 | 57.539 | 606.6077 | 57.539
634 | 615.4974 | 34.9655 | 615.4974 | 34.9655
635 | 587.5228 | 23.6029 | 587.5228 | 23.6029
636 | 544.683 | 23.2896 | 544.683 | 23.2896
637 | 515.1267 | 15.0102 | 515.1267 | 15.0102
638 | 497.8442 | 16.2231 | 497.8442 | 16.2231
639 | 487.8438 | 31.5441 | 487.8438 | 31.5441
640 | 475.2075 | 52.3581 | 475.2075 | 52.3581
641 | 469.5447 | 110.8916 | 469.5447 | 110.8916
642 | 477.9554 | 118.836 | 477.9554 | 118.836
643 | 507.7858 | 120.589 | 507.7858 | 120.589
644 | 566.2637 | 114.6612 | 566.2637 | 114.6612
645 | 625.1091 | 114.4738 | 625.1091 | 114.4738
646 | 667.9539 | 102.2887 | 667.9539 | 102.2887
647 | 726.6099 | 100.2902 | 726.6099 | 100.2902
648 | 727.1029 | 94.6894 | 727.1029 | 94.6894
649 | 697.1852 | 83.7177 | 697.1852 | 83.7177
650 | 686.3421 | 80.6621 | 686.3421 | 80.6621
651 | 689.2749 | 80.5944 | 689.2749 | 80.5944
652 | 689.7657 | 88.575 | 689.7657 | 88.575
653 | 688.788 | 95.3736 | 688.788 | 95.3736
654 | 674.1503 | 88.3958 | 674.1503 | 88.3958
655 | 644.3357 | 83.3767 | 644.3357 | 83.3767
656 | 630.2337 | 70.1091 | 630.2337 | 70.1091
657 | 633.5938 | 66.4031 | 633.5938 | 66.4031
658 | 629.589 | 45.0855 | 629.589 | 45.0855
659 | 593.9739 | 35.617 | 593.9739 | 35.617
660 | 534.98 | 38.2671 | 534.98 | 38.2671
661 | 503.8985 | 36.0486 | 503.8985 | 36.0486
662 | 484.6962 | 44.1792 | 484.6962 | 44.1792
663 | 475.696 | 54.1124 | 475.696 | 54.1124
664 | 465.9125 | 65.2492 | 465.9125 | 65.2492
665 | 456.4961 | 118.9456 | 456.4961 | 118.9456
666 | 465.2146 | 125.9022 | 465.2146 | 125.9022
667 | 493.4725 | 128.4012 | 493.4725 | 128.4012
668 | 547.8385 | 122.8231 | 547.8385 | 122.8231
669 | 604.0189 | 122.7494 | 604.0189 | 122.7494
670 | 646.877 | 109.0286 | 646.877 | 109.0286
671 | 694.2318 | 99.8385 | 694.2318 | 99.8385
672 | 695.6259 | 89.8785 | 695.6259 | 89.8785
673 | 662.6228 | 73.7929 | 662.6228 | 73.7929
674 | 658.0613 | 68.3449 | 658.0613 | 68.3449
675 | 660.6123 | 68.9242 | 660.6123 | 68.9242
676 | 661.2058 | 78.318 | 661.2058 | 78.318
677 | 661.2702 | 87.203 | 661.2702 | 87.203
678 | 647.7502 | 81.3412 | 647.7502 | 81.3412
679 | 618.948 | 76.0919 | 618.948 | 76.0919
680 | 598.5539 | 62.1046 | 598.5539 | 62.1046
681 | 605.2167 | 57.539 | 605.2167 | 57.539
682 | 607.0806 | 34.9655 | 607.0806 | 34.9655
683 | 577.9213 | 23.6029 | 577.9213 | 23.6029
684 | 537.996 | 23.3042 | 537.996 | 23.3042
685 | 507.8435 | 17.4462 | 507.8435 | 17.4462
686 | 488.2214 | 20.5503 | 488.2214 | 20.5503
687 | 479.6416 | 31.9316 | 479.6416 | 31.9316
688 | 463.8883 | 48.3835 | 463.8883 | 48.3835
689 | 455.0773 | 106.3633 | 455.0773 | 106.3633
690 | 469.4064 | 114.3369 | 469.4064 | 114.3369
691 | 497.0921 | 116.2531 | 497.0921 | 116.2531
692 | 548.774 | 110.7536 | 548.774 | 110.7536
693 | 598.9977 | 110.9655 | 598.9977 | 110.9655
694 | 633.3316 | 97.4603 | 633.3316 | 97.4603
695 | 679.5207 | 88.9405 | 679.5207 | 88.9405
696 | 682.7774 | 79.6186 | 682.7774 | 79.6186
697 | 651.3615 | 65.293 | 651.3615 | 65.293
698 | 643.9891 | 62.3423 | 643.9891 | 62.3423
699 | 648.5976 | 67.1817 | 648.5976 | 67.1817
700 | 645.1615 | 78.318 | 645.1615 | 78.318
701 | 645.0407 | 87.203 | 645.0407 | 87.203
702 | 636.7901 | 81.3412 | 636.7901 | 81.3412
703 | 605.96 | 76.0919 | 605.96 | 76.0919
704 | 584.2958 | 62.1046 | 584.2958 | 62.1046
705 | 592.3538 | 57.539 | 592.3538 | 57.539
706 | 596.8729 | 34.9655 | 596.8729 | 34.9655
707 | 569.0189 | 23.6029 | 569.0189 | 23.6029
708 | 545.1023 | 18.2007 | 545.1023 | 18.2007
709 | 513.8527 | 12.5923 | 513.8527 | 12.5923
710 | 495.8675 | 14.9591 | 495.8675 | 14.9591
711 | 483.4668 | 27.8362 | 483.4668 | 27.8362
712 | 473.0885 | 52.5451 | 473.0885 | 52.5451
713 | 464.2293 | 104.3789 | 464.2293 | 104.3789
714 | 476.9693 | 116.3656 | 476.9693 | 116.3656
715 | 503.0836 | 117.0649 | 503.0836 | 117.0649
716 | 553.4866 | 115.4828 | 553.4866 | 115.4828
717 | 599.1327 | 115.2201 | 599.1327 | 115.2201
718 | 642.092 | 104.9228 | 642.092 | 104.9228
719 | 683.9339 | 92.9716 | 683.9339 | 92.9716
720 | 695.5935 | 73.2303 | 695.5935 | 73.2303
721 | 664.543 | 54.2189 | 664.543 | 54.2189
722 | 661.5953 | 56.6601 | 661.5953 | 56.6601
723 | 662.5823 | 64.7592 | 662.5823 | 64.7592
724 | 662.6675 | 72.8349 | 662.6675 | 72.8349
725 | 673.075 | 80.5737 | 673.075 | 80.5737
726 | 665.2486 | 75.5376 | 665.2486 | 75.5376
727 | 625.8031 | 69.689 | 625.8031 | 69.689
728 | 601.1703 | 60.6658 | 601.1703 | 60.6658
729 | 611.5839 | 51.5555 | 611.5839 | 51.5555
730 | 612.5288 | 34.0702 | 612.5288 | 34.0702
731 | 581.9749 | 18.9494 | 581.9749 | 18.9494
732 | 545.6693 | 18.2007 | 545.6693 | 18.2007
733 | 512.1467 | 31.0629 | 512.1467 | 31.0629
734 | 494.511 | 46.9749 | 494.511 | 46.9749
735 | 489.6428 | 53.9364 | 489.6428 | 53.9364
736 | 475.2604 | 74.6599 | 475.2604 | 74.6599
737 | 467.8499 | 123.4487 | 467.8499 | 123.4487
738 | 473.0434 | 137.7816 | 473.0434 | 137.7816
739 | 492.8972 | 148.2237 | 492.8972 | 148.2237
740 | 534.6287 | 150.7601 | 534.6287 | 150.7601
741 | 584.3894 | 152.0283 | 584.3894 | 152.0283
742 | 631.0506 | 147.0892 | 631.0506 | 147.0892
743 | 672.2356 | 143.092 | 672.2356 | 143.092
744 | 688.1385 | 126.0547 | 688.1385 | 126.0547
745 | 655.663 | 107.2846 | 655.663 | 107.2846
746 | 648.1352 | 93.3019 | 648.1352 | 93.3019
747 | 645.5956 | 82.506 | 645.5956 | 82.506
748 | 647.5259 | 77.0116 | 647.5259 | 77.0116
749 | 657.0625 | 80.5737 | 657.0625 | 80.5737
750 | 641.4783 | 75.5376 | 641.4783 | 75.5376
751 | 615.0378 | 69.689 | 615.0378 | 69.689
752 | 604.3154 | 60.6658 | 604.3154 | 60.6658
753 | 611.1405 | 51.5555 | 611.1405 | 51.5555
754 | 606.9464 | 34.0702 | 606.9464 | 34.0702
755 | 577.9647 | 20.6384 | 577.9647 | 20.6384
756 | 542.5337 | 31.0636 | 542.5337 | 31.0636
757 | 512.351 | 51.1394 | 512.351 | 51.1394
758 | 492.5482 | 72.1849 | 492.5482 | 72.1849
759 | 486.6676 | 83.2232 | 486.6676 | 83.2232
760 | 477.9388 | 101.4424 | 477.9388 | 101.4424
761 | 465.7812 | 147.1194 | 465.7812 | 147.1194
762 | 471.3395 | 158.5736 | 471.3395 | 158.5736
763 | 493.3591 | 164.2566 | 493.3591 | 164.2566
764 | 533.0693 | 162.35 | 533.0693 | 162.35
765 | 571.9829 | 160.182 | 571.9829 | 160.182
766 | 609.8629 | 150.0179 | 609.8629 | 150.0179
767 | 655.1334 | 135.0048 | 655.1334 | 135.0048
768 | 664.6477 | 110.9454 | 664.6477 | 110.9454
769 | 645.0195 | 83.2894 | 645.0195 | 83.2894
770 | 633.5613 | 65.6958 | 633.5613 | 65.6958
771 | 632.7759 | 64.7592 | 632.7759 | 64.7592
772 | 635.7887 | 72.8349 | 635.7887 | 72.8349
773 | 648.1011 | 80.5737 | 648.1011 | 80.5737
774 | 640.6315 | 75.5376 | 640.6315 | 75.5376
775 | 617.323 | 69.689 | 617.323 | 69.689
776 | 607.5775 | 60.6658 | 607.5775 | 60.6658
777 | 621.5579 | 51.5555 | 621.5579 | 51.5555
778 | 613.644 | 34.0702 | 613.644 | 34.0702
779 | 580.9391 | 18.9494 | 580.9391 | 18.9494
780 | 543.2887 | 18.2007 | 543.2887 | 18.2007
781 | 514.3386 | 12.5923 | 514.3386 | 12.5923
782 | 497.2134 | 18.2123 | 497.2134 | 18.2123
783 | 490.033 | 26.6131 | 490.033 | 26.6131
784 | 478.0423 | 46.1219 | 478.0423 | 46.1219
785 | 469.2624 | 95.1603 | 469.2624 | 95.1603
786 | 473.8905 | 105.5079 | 473.8905 | 105.5079
787 | 495.8246 | 106.5899 | 495.8246 | 106.5899
788 | 543.7671 | 101.896 | 543.7671 | 101.896
789 | 588.6713 | 96.5913 | 588.6713 | 96.5913
790 | 624.9181 | 86.0861 | 624.9181 | 86.0861
791 | 672.2938 | 81.3983 | 672.2938 | 81.3983
792 | 687.2134 | 63.3626 | 687.2134 | 63.3626
793 | 653.9279 | 54.2189 | 653.9279 | 54.2189
794 | 649.8794 | 56.6601 | 649.8794 | 56.6601
795 | 650.911 | 64.7592 | 650.911 | 64.7592
796 | 652.6441 | 72.8349 | 652.6441 | 72.8349
797 | 664.2577 | 80.5737 | 664.2577 | 80.5737
798 | 651.6489 | 75.5376 | 651.6489 | 75.5376
799 | 621.1113 | 69.689 | 621.1113 | 69.689
800 | 608.1519 | 60.6658 | 608.1519 | 60.6658
801 | 620.1145 | 51.5555 | 620.1145 | 51.5555
802 | 611.8132 | 34.0702 | 611.8132 | 34.0702
803 | 581.108 | 18.9494 | 581.108 | 18.9494
804 | 539.1611 | 18.2007 | 539.1611 | 18.2007
805 | 512.4064 | 12.5923 | 512.4064 | 12.5923
806 | 494.7626 | 17.6299 | 494.7626 | 17.6299
807 | 487.7152 | 29.625 | 487.7152 | 29.625
808 | 479.1163 | 52.179 | 479.1163 | 52.179
809 | 472.5637 | 101.2007 | 472.5637 | 101.2007
810 | 477.6563 | 112.7797 | 477.6563 | 112.7797
811 | 508.2267 | 117.7555 | 508.2267 | 117.7555
812 | 568.0563 | 115.9986 | 568.0563 | 115.9986
813 | 617.8007 | 114.7375 | 617.8007 | 114.7375
814 | 663.6899 | 108.8167 | 663.6899 | 108.8167
815 | 715.3014 | 103.4882 | 715.3014 | 103.4882
816 | 721.9143 | 89.338 | 721.9143 | 89.338
817 | 679.7068 | 78.1642 | 679.7068 | 78.1642
818 | 671.7106 | 75.0393 | 671.7106 | 75.0393
819 | 680.0595 | 79.153 | 680.0595 | 79.153
820 | 680.5679 | 83.6178 | 680.5679 | 83.6178
821 | 683.2065 | 89.5511 | 683.2065 | 89.5511
822 | 675.3232 | 84.9227 | 675.3232 | 84.9227
823 | 628.8922 | 80.9045 | 628.8922 | 80.9045
824 | 615.4611 | 71.8813 | 615.4611 | 71.8813
825 | 632.4224 | 61.0488 | 632.4224 | 61.0488
826 | 621.6428 | 40.8428 | 621.6428 | 40.8428
827 | 587.4516 | 25.514 | 587.4516 | 25.514
828 | 540.2196 | 31.438 | 540.2196 | 31.438
829 | 511.7982 | 35.8803 | 511.7982 | 35.8803
830 | 496.6064 | 40.8513 | 496.6064 | 40.8513
831 | 489.7055 | 46.7561 | 489.7055 | 46.7561
832 | 481.6222 | 66.2566 | 481.6222 | 66.2566
833 | 472.8025 | 114.1301 | 472.8025 | 114.1301
834 | 480.1505 | 124.4029 | 480.1505 | 124.4029
835 | 509.7195 | 128.9627 | 509.7195 | 128.9627
836 | 570.7186 | 125.8579 | 570.7186 | 125.8579
837 | 625.298 | 123.7399 | 625.298 | 123.7399
838 | 669.2337 | 117.2616 | 669.2337 | 117.2616
839 | 709.6514 | 109.695 | 709.6514 | 109.695
840 | 713.1541 | 92.4747 | 713.1541 | 92.4747
841 | 677.1459 | 78.1226 | 677.1459 | 78.1226
842 | 669.692 | 71.861 | 669.692 | 71.861
843 | 672.517 | 71.5651 | 672.517 | 71.5651
844 | 669.5795 | 72.8349 | 669.5795 | 72.8349
845 | 672.3636 | 80.5737 | 672.3636 | 80.5737
846 | 663.1366 | 75.5376 | 663.1366 | 75.5376
847 | 633.4061 | 69.689 | 633.4061 | 69.689
848 | 610.9403 | 60.6658 | 610.9403 | 60.6658
849 | 628.766 | 51.5555 | 628.766 | 51.5555
850 | 623.0429 | 34.0702 | 623.0429 | 34.0702
851 | 586.6114 | 23.0512 | 586.6114 | 23.0512
852 | 543.389 | 30.9222 | 543.389 | 30.9222
853 | 513.2857 | 42.162 | 513.2857 | 42.162
854 | 495.0895 | 55.3366 | 495.0895 | 55.3366
855 | 488.4898 | 62.5144 | 488.4898 | 62.5144
856 | 479.6057 | 83.2546 | 479.6057 | 83.2546
857 | 472.9466 | 135.413 | 472.9466 | 135.413
858 | 480.2481 | 147.2166 | 480.2481 | 147.2166
859 | 507.9667 | 148.931 | 507.9667 | 148.931
860 | 569.9588 | 143.0806 | 569.9588 | 143.0806
861 | 607.447 | 137.0687 | 607.447 | 137.0687
862 | 651.9641 | 128.111 | 651.9641 | 128.111
863 | 688.6694 | 125.0539 | 688.6694 | 125.0539
864 | 697.0752 | 112.1767 | 697.0752 | 112.1767
865 | 672.1073 | 101.4106 | 672.1073 | 101.4106
866 | 656.1777 | 95.981 | 656.1777 | 95.981
867 | 659.6709 | 94.2291 | 659.6709 | 94.2291
868 | 661.1556 | 93.7267 | 661.1556 | 93.7267
869 | 661.3749 | 100.4172 | 661.3749 | 100.4172
870 | 654.8192 | 96.5958 | 654.8192 | 96.5958
871 | 621.4673 | 92.1367 | 621.4673 | 92.1367
872 | 607.6788 | 86.5081 | 607.6788 | 86.5081
873 | 619.3322 | 80.2433 | 619.3322 | 80.2433
874 | 616.3421 | 65.8281 | 616.3421 | 65.8281
875 | 580.299 | 55.8325 | 580.299 | 55.8325
876 | 539.1477 | 62.3389 | 539.1477 | 62.3389
877 | 510.2144 | 66.4567 | 510.2144 | 66.4567
878 | 492.5871 | 77.8925 | 492.5871 | 77.8925
879 | 484.4126 | 86.8757 | 484.4126 | 86.8757
880 | 475.8683 | 104.7621 | 475.8683 | 104.7621
881 | 463.0614 | 149.4573 | 463.0614 | 149.4573
882 | 470.4965 | 156.7099 | 470.4965 | 156.7099
883 | 498.8656 | 157.1013 | 498.8656 | 157.1013
884 | 552.4656 | 151.9415 | 552.4656 | 151.9415
885 | 598.501 | 148.3924 | 598.501 | 148.3924
886 | 642.5575 | 142.5797 | 642.5575 | 142.5797
887 | 683.5129 | 144.8641 | 683.5129 | 144.8641
888 | 696.6721 | 136.8542 | 696.6721 | 136.8542
889 | 657.9004 | 131.2465 | 657.9004 | 131.2465
890 | 654.6256 | 131.1335 | 654.6256 | 131.1335
891 | 651.484 | 137.477 | 651.484 | 137.477
892 | 657.2505 | 143.9303 | 657.2505 | 143.9303
893 | 659.9623 | 149.5225 | 659.9623 | 149.5225
894 | 652.5152 | 143.2467 | 652.5152 | 143.2467
895 | 622.454 | 136.3831 | 622.454 | 136.3831
896 | 609.4128 | 127.2184 | 609.4128 | 127.2184
897 | 624.8991 | 117.8169 | 624.8991 | 117.8169
898 | 613.4732 | 100.2151 | 613.4732 | 100.2151
899 | 579.1377 | 86.1676 | 579.1377 | 86.1676
900 | 540.2121 | 87.058 | 540.2121 | 87.058
901 | 513.0198 | 83.1302 | 513.0198 | 83.1302
902 | 495.6998 | 86.3041 | 495.6998 | 86.3041
903 | 488.7414 | 90.1372 | 488.7414 | 90.1372
904 | 478.3082 | 106.0351 | 478.3082 | 106.0351
905 | 466.8469 | 151.762 | 466.8469 | 151.762
906 | 473.9372 | 161.1944 | 473.9372 | 161.1944
907 | 496.6038 | 163.2083 | 496.6038 | 163.2083
908 | 540.3766 | 158.0651 | 540.3766 | 158.0651
909 | 576.7124 | 153.3595 | 576.7124 | 153.3595
910 | 620.7628 | 145.6082 | 620.7628 | 145.6082
911 | 657.054 | 144.8142 | 657.054 | 144.8142
912 | 669.1483 | 131.9952 | 669.1483 | 131.9952
913 | 647.0613 | 119.9145 | 647.0613 | 119.9145
914 | 641.8766 | 112.5796 | 641.8766 | 112.5796
915 | 642.9082 | 108.7726 | 642.9082 | 108.7726
916 | 650.5234 | 108.3785 | 650.5234 | 108.3785
917 | 649.9291 | 111.2 | 649.9291 | 111.2
918 | 642.9424 | 102.5863 | 642.9424 | 102.5863
919 | 618.3815 | 93.5178 | 618.3815 | 93.5178
920 | 602.5949 | 81.4494 | 602.5949 | 81.4494
921 | 617.0848 | 69.1526 | 617.0848 | 69.1526
922 | 611.3917 | 49.4541 | 611.3917 | 49.4541
923 | 577.9504 | 35.0987 | 577.9504 | 35.0987
924 | 538.25 | 41.6302 | 538.25 | 41.6302
925 | 513.2636 | 43.1104 | 513.2636 | 43.1104
926 | 492.7489 | 53.2649 | 492.7489 | 53.2649
927 | 485.2805 | 69.6031 | 485.2805 | 69.6031
928 | 478.7803 | 100.3691 | 478.7803 | 100.3691
929 | 465.7802 | 156.0718 | 465.7802 | 156.0718
930 | 467.9607 | 167.6259 | 467.9607 | 167.6259
931 | 491.5724 | 170.4218 | 491.5724 | 170.4218
932 | 526.9303 | 164.8543 | 526.9303 | 164.8543
933 | 571.059 | 155.7806 | 571.059 | 155.7806
934 | 609.2914 | 143.5947 | 609.2914 | 143.5947
935 | 649.394 | 135.4458 | 649.394 | 135.4458
936 | 660.7591 | 118.1589 | 660.7591 | 118.1589
937 | 640.2959 | 101.2775 | 640.2959 | 101.2775
938 | 636.6325 | 81.2128 | 636.6325 | 81.2128
939 | 633.5982 | 70.9161 | 633.5982 | 70.9161
940 | 640.5929 | 73.4839 | 640.5929 | 73.4839
941 | 647.9473 | 80.5737 | 647.9473 | 80.5737
942 | 640.5593 | 75.5376 | 640.5593 | 75.5376
943 | 614.3154 | 69.689 | 614.3154 | 69.689
944 | 608.2895 | 60.6658 | 608.2895 | 60.6658
945 | 623.5965 | 51.5555 | 623.5965 | 51.5555
946 | 612.6869 | 34.0702 | 612.6869 | 34.0702
947 | 575.9849 | 28.1098 | 575.9849 | 28.1098
948 | 538.6839 | 41.3639 | 538.6839 | 41.3639
949 | 510.7892 | 50.8315 | 510.7892 | 50.8315
950 | 497.3561 | 62.3006 | 497.3561 | 62.3006
951 | 489.1201 | 70.5184 | 489.1201 | 70.5184
952 | 482.5872 | 88.7542 | 482.5872 | 88.7542
953 | 474.6882 | 136.037 | 474.6882 | 136.037
954 | 476.7793 | 147.0419 | 476.7793 | 147.0419
955 | 500.8768 | 151.7931 | 500.8768 | 151.7931
956 | 545.1687 | 149.4122 | 545.1687 | 149.4122
957 | 593.8558 | 145.7299 | 593.8558 | 145.7299
958 | 633.4058 | 137.0468 | 633.4058 | 137.0468
959 | 676.1138 | 134.073 | 676.1138 | 134.073
960 | 683.1162 | 118.5167 | 683.1162 | 118.5167
961 | 659.0414 | 104.8468 | 659.0414 | 104.8468
962 | 654.0696 | 98.7183 | 654.0696 | 98.7183
963 | 656.8543 | 102.025 | 656.8543 | 102.025
964 | 665.3016 | 106.8975 | 665.3016 | 106.8975
965 | 672.5432 | 110.6759 | 672.5432 | 110.6759
966 | 659.5118 | 101.2468 | 659.5118 | 101.2468
967 | 629.0262 | 90.897 | 629.0262 | 90.897
968 | 618.3666 | 83.5877 | 618.3666 | 83.5877
969 | 628.7331 | 77.922 | 628.7331 | 77.922
970 | 621.6135 | 62.1839 | 621.6135 | 62.1839
971 | 584.2288 | 51.4394 | 584.2288 | 51.4394
972 | 541.4702 | 58.0624 | 541.4702 | 58.0624
973 | 512.6354 | 59.7673 | 512.6354 | 59.7673
974 | 494.323 | 66.7518 | 494.323 | 66.7518
975 | 485.6694 | 73.8048 | 485.6694 | 73.8048
976 | 481.8441 | 93.4218 | 481.8441 | 93.4218
977 | 471.458 | 142.094 | 471.458 | 142.094
978 | 477.4713 | 153.515 | 477.4713 | 153.515
979 | 506.8596 | 158.5407 | 506.8596 | 158.5407
980 | 568.7564 | 157.5077 | 568.7564 | 157.5077
981 | 618.7098 | 156.413 | 618.7098 | 156.413
982 | 660.3872 | 151.2909 | 660.3872 | 151.2909
983 | 703.4738 | 148.1839 | 703.4738 | 148.1839
984 | 717.9296 | 130.1315 | 717.9296 | 130.1315
985 | 677.8094 | 114.6729 | 677.8094 | 114.6729
986 | 668.4302 | 105.8986 | 668.4302 | 105.8986
987 | 675.1407 | 104.13 | 675.1407 | 104.13
988 | 671.5032 | 105.8658 | 671.5032 | 105.8658
989 | 674.8139 | 109.3114 | 674.8139 | 109.3114
990 | 664.2713 | 101.072 | 664.2713 | 101.072
991 | 627.6739 | 93.9421 | 627.6739 | 93.9421
992 | 611.4723 | 82.7141 | 611.4723 | 82.7141
993 | 635.1144 | 72.4557 | 635.1144 | 72.4557
994 | 623.7943 | 54.4378 | 623.7943 | 54.4378
995 | 582.6302 | 42.5952 | 582.6302 | 42.5952
996 | 540.1466 | 52.6959 | 540.1466 | 52.6959
997 | 511.2167 | 69.0359 | 511.2167 | 69.0359
998 | 492.0559 | 79.9642 | 492.0559 | 79.9642
999 | 484.2186 | 90.2121 | 484.2186 | 90.2121
1000 | 481.3867 | 112.9824 | 481.3867 | 112.9824
1001 | 473.1446 | 163.1522 | 473.1446 | 163.1522
1002 | 480.2763 | 171.8359 | 480.2763 | 171.8359
1003 | 514.4204 | 172.0026 | 514.4204 | 172.0026
1004 | 573.2518 | 171.6269 | 573.2518 | 171.6269
1005 | 624.3596 | 174.7505 | 624.3596 | 174.7505
1006 | 658.2708 | 167.4652 | 658.2708 | 167.4652
1007 | 702.0494 | 150.0725 | 702.0494 | 150.0725
1008 | 714.2791 | 123.4505 | 714.2791 | 123.4505
1009 | 679.0211 | 103.9233 | 679.0211 | 103.9233
1010 | 675.8659 | 83.609 | 675.8659 | 83.609
1011 | 677.0746 | 71.432 | 677.0746 | 71.432
1012 | 685.492 | 72.8349 | 685.492 | 72.8349
1013 | 687.1028 | 80.5737 | 687.1028 | 80.5737
1014 | 678.0192 | 75.5376 | 678.0192 | 75.5376
1015 | 646.6335 | 69.689 | 646.6335 | 69.689
1016 | 636.0979 | 60.6658 | 636.0979 | 60.6658
1017 | 644.2411 | 51.5555 | 644.2411 | 51.5555
1018 | 624.1508 | 34.0702 | 624.1508 | 34.0702
1019 | 584.4544 | 18.9494 | 584.4544 | 18.9494
1020 | 544.7187 | 20.8881 | 544.7187 | 20.8881
1021 | 516.3554 | 35.2147 | 516.3554 | 35.2147
1022 | 498.318 | 60.9194 | 498.318 | 60.9194
1023 | 488.2384 | 70.5017 | 488.2384 | 70.5017
1024 | 485.7145 | 86.4828 | 485.7145 | 86.4828
1025 | 486.3013 | 133.4578 | 486.3013 | 133.4578
1026 | 488.6998 | 147.2998 | 488.6998 | 147.2998
1027 | 515.1301 | 147.4666 | 515.1301 | 147.4666
1028 | 571.702 | 140.5596 | 571.702 | 140.5596
1029 | 627.2634 | 134.9554 | 627.2634 | 134.9554
1030 | 678.9496 | 124.9743 | 678.9496 | 124.9743
1031 | 727.1677 | 122.2834 | 727.1677 | 122.2834
1032 | 728.6384 | 108.7239 | 728.6384 | 108.7239
1033 | 695.6899 | 97.0509 | 695.6899 | 97.0509
1034 | 689.8146 | 92.9359 | 689.8146 | 92.9359
1035 | 693.8732 | 92.9644 | 693.8732 | 92.9644
1036 | 690.1113 | 90.0492 | 690.1113 | 90.0492
1037 | 689.3899 | 85.9069 | 689.3899 | 85.9069
1038 | 676.2048 | 75.5376 | 676.2048 | 75.5376
1039 | 639.4791 | 69.689 | 639.4791 | 69.689
1040 | 624.8271 | 60.6658 | 624.8271 | 60.6658
1041 | 641.2451 | 51.5555 | 641.2451 | 51.5555
1042 | 623.4537 | 35.9838 | 623.4537 | 35.9838
1043 | 583.7527 | 27.2196 | 583.7527 | 27.2196
1044 | 546.2245 | 40.2573 | 546.2245 | 40.2573
1045 | 515.7288 | 51.2059 | 515.7288 | 51.2059
1046 | 499.7805 | 61.7182 | 499.7805 | 61.7182
1047 | 489.878 | 70.718 | 489.878 | 70.718
1048 | 485.7577 | 92.1738 | 485.7577 | 92.1738
1049 | 477.8557 | 143.7581 | 477.8557 | 143.7581
1050 | 481.3298 | 158.4654 | 481.3298 | 158.4654
1051 | 508.967 | 164.4896 | 508.967 | 164.4896
1052 | 559.7558 | 161.8258 | 559.7558 | 161.8258
1053 | 612.0252 | 157.8939 | 612.0252 | 157.8939
1054 | 654.1334 | 150.4588 | 654.1334 | 150.4588
1055 | 691.43 | 137.817 | 691.43 | 137.817
1056 | 701.9644 | 112.0686 | 701.9644 | 112.0686
1057 | 673.4436 | 98.6733 | 673.4436 | 98.6733
1058 | 661.9939 | 93.069 | 661.9939 | 93.069
1059 | 663.8263 | 94.5868 | 663.8263 | 94.5868
1060 | 668.394 | 97.1297 | 668.394 | 97.1297
1061 | 669.6419 | 100.9829 | 669.6419 | 100.9829
1062 | 663.463 | 95.0483 | 663.463 | 95.0483
1063 | 637.8956 | 89.4992 | 637.8956 | 89.4992
1064 | 626.1158 | 82.1067 | 626.1158 | 82.1067
1065 | 639.2668 | 74.0781 | 639.2668 | 74.0781
1066 | 631.4889 | 58.7976 | 631.4889 | 58.7976
1067 | 585.6249 | 47.1213 | 585.6249 | 47.1213
1068 | 550.6849 | 50.6575 | 550.6849 | 50.6575
1069 | 521.5542 | 49.3006 | 521.5542 | 49.3006
1070 | 501.9371 | 54.3299 | 501.9371 | 54.3299
1071 | 492.1128 | 59.0865 | 492.1128 | 59.0865
1072 | 487.5373 | 75.9496 | 487.5373 | 75.9496
1073 | 478.6241 | 122.4336 | 478.6241 | 122.4336
1074 | 480.2763 | 132.9726 | 480.2763 | 132.9726
1075 | 504.2608 | 136.2677 | 504.2608 | 136.2677
1076 | 549.3393 | 132.9467 | 549.3393 | 132.9467
1077 | 594.8837 | 130.2046 | 594.8837 | 130.2046
1078 | 635.6265 | 125.7148 | 635.6265 | 125.7148
1079 | 671.7051 | 123.157 | 671.7051 | 123.157
1080 | 681.7136 | 108.9485 | 681.7136 | 108.9485
1081 | 659.2566 | 94.7878 | 659.2566 | 94.7878
1082 | 653.4398 | 91.5381 | 653.4398 | 91.5381
1083 | 649.3166 | 94.4038 | 649.3166 | 94.4038
1084 | 658.4902 | 101.0734 | 658.4902 | 101.0734
1085 | 665.4103 | 109.5693 | 665.4103 | 109.5693
1086 | 652.1064 | 105.257 | 652.1064 | 105.257
1087 | 633.27 | 98.7595 | 633.27 | 98.7595
1088 | 628.5551 | 88.5548 | 628.5551 | 88.5548
1089 | 640.2356 | 80.5262 | 640.2356 | 80.5262
1090 | 617.2641 | 66.71 | 617.2641 | 66.71
1091 | 576.933 | 58.5115 | 576.933 | 58.5115
1092 | 541.1924 | 66.682 | 541.1924 | 66.682
1093 | 512.1874 | 70.1841 | 512.1874 | 70.1841
1094 | 496.8792 | 79.3235 | 496.8792 | 79.3235
1095 | 489.0615 | 87.6162 | 489.0615 | 87.6162
1096 | 487.5572 | 107.175 | 487.5572 | 107.175
1097 | 483.0144 | 155.3896 | 483.0144 | 155.3896
1098 | 482.0145 | 166.2447 | 482.0145 | 166.2447
1099 | 506.3679 | 168.9408 | 506.3679 | 168.9408
1100 | 554.1184 | 164.1804 | 554.1184 | 164.1804
1101 | 594.8167 | 158.884 | 594.8167 | 158.884
1102 | 639.587 | 150.0179 | 639.587 | 150.0179
1103 | 685.4939 | 148.8328 | 685.4939 | 148.8328
1104 | 697.3898 | 135.3399 | 697.3898 | 135.3399
1105 | 671.095 | 121.1043 | 671.095 | 121.1043
1106 | 662.3292 | 110.5745 | 662.3292 | 110.5745
1107 | 664.0022 | 106.9173 | 664.0022 | 106.9173
1108 | 675.8818 | 106.6063 | 675.8818 | 106.6063
1109 | 687.4813 | 107.4227 | 687.4813 | 107.4227
1110 | 672.8121 | 97.744 | 672.8121 | 97.744
1111 | 650.3368 | 85.1977 | 650.3368 | 85.1977
1112 | 645.7329 | 65.7161 | 645.7329 | 65.7161
1113 | 650.529 | 51.5555 | 650.529 | 51.5555
1114 | 625.6934 | 34.0702 | 625.6934 | 34.0702
1115 | 588.1333 | 18.9494 | 588.1333 | 18.9494
1116 | 549.8116 | 26.6207 | 549.8116 | 26.6207
1117 | 518.0193 | 33.975 | 518.0193 | 33.975
1118 | 501.2624 | 39.179 | 501.2624 | 39.179
1119 | 495.3112 | 47.5881 | 495.3112 | 47.5881
1120 | 492.5101 | 66.3565 | 492.5101 | 66.3565
1121 | 487.9788 | 112.2914 | 487.9788 | 112.2914
1122 | 491.1326 | 122.6141 | 491.1326 | 122.6141
1123 | 520.0635 | 128.6881 | 520.0635 | 128.6881
1124 | 572.2899 | 131.3076 | 572.2899 | 131.3076
1125 | 621.5186 | 126.4855 | 621.5186 | 126.4855
1126 | 661.3674 | 123.0773 | 661.3674 | 123.0773
1127 | 711.986 | 126.7013 | 711.986 | 126.7013
1128 | 710.8974 | 113.7992 | 710.8974 | 113.7992
1129 | 680.4909 | 104.1729 | 680.4909 | 104.1729
1130 | 671.92 | 95.8229 | 671.92 | 95.8229
1131 | 674.5631 | 81.1083 | 674.5631 | 81.1083
1132 | 674.3114 | 78.7921 | 674.3114 | 78.7921
1133 | 691.3165 | 80.5737 | 691.3165 | 80.5737
1134 | 678.8031 | 75.5376 | 678.8031 | 75.5376
1135 | 648.795 | 69.689 | 648.795 | 69.689
1136 | 644.2254 | 60.6658 | 644.2254 | 60.6658
1137 | 654.401 | 53.7021 | 654.401 | 53.7021
1138 | 627.6252 | 39.7195 | 627.6252 | 39.7195
1139 | 582.6357 | 30.5476 | 582.6357 | 30.5476
1140 | 544.8669 | 44.2926 | 544.8669 | 44.2926
1141 | 515.8712 | 60.15 | 515.8712 | 60.15
1142 | 499.0917 | 63.5236 | 499.0917 | 63.5236
1143 | 489.9282 | 66.1004 | 489.9282 | 66.1004
1144 | 490.5676 | 84.7689 | 490.5676 | 84.7689
1145 | 485.2458 | 135.804 | 485.2458 | 135.804
1146 | 490.1212 | 151.2519 | 490.1212 | 151.2519
1147 | 530.242 | 153.7649 | 530.242 | 153.7649
1148 | 592.3316 | 150.0445 | 592.3316 | 150.0445
1149 | 645.5076 | 143.9494 | 645.5076 | 143.9494
1150 | 685.1856 | 135.7655 | 685.1856 | 135.7655
1151 | 733.3123 | 132.7917 | 733.3123 | 132.7917
1152 | 738.1009 | 116.4782 | 738.1009 | 116.4782
1153 | 693.1651 | 102.9249 | 693.1651 | 102.9249
1154 | 683.5665 | 95.4984 | 683.5665 | 95.4984
1155 | 689.8169 | 92.3654 | 689.8169 | 92.3654
1156 | 686.0624 | 91.7049 | 686.0624 | 91.7049
1157 | 696.5518 | 97.5218 | 696.5518 | 97.5218
1158 | 692.8132 | 97.3113 | 692.8132 | 97.3113
1159 | 656.1769 | 99.5915 | 656.1769 | 99.5915
1160 | 646.038 | 98.2061 | 646.038 | 98.2061
1161 | 662.9096 | 90.7017 | 662.9096 | 90.7017
1162 | 634.9916 | 73.9069 | 634.9916 | 73.9069
1163 | 590.5605 | 61.8562 | 590.5605 | 61.8562
1164 | 550.4058 | 70.1182 | 550.4058 | 70.1182
1165 | 519.5619 | 76.8568 | 519.5619 | 76.8568
1166 | 501.6564 | 86.8782 | 501.6564 | 86.8782
1167 | 494.9879 | 97.1677 | 494.9879 | 97.1677
1168 | 494.4933 | 117.6666 | 494.4933 | 117.6666
1169 | 488.9034 | 163.1023 | 488.9034 | 163.1023
1170 | 490.156 | 170.28 | 490.156 | 170.28
1171 | 532.4923 | 172.1025 | 532.4923 | 172.1025
1172 | 601.1033 | 167.9245 | 601.1033 | 167.9245
1173 | 646.9925 | 163.9011 | 646.9925 | 163.9011
1174 | 687.3418 | 156.5991 | 687.3418 | 156.5991
1175 | 748.9422 | 155.7385 | 748.9422 | 155.7385
1176 | 747.8498 | 143.9679 | 747.8498 | 143.9679
1177 | 701.9315 | 135.34 | 701.9315 | 135.34
1178 | 689.4272 | 133.1387 | 689.4272 | 133.1387
1179 | 697.163 | 140.1145 | 697.163 | 140.1145
1180 | 699.2218 | 148.2401 | 699.2218 | 148.2401
1181 | 715.5356 | 154.9971 | 715.5356 | 154.9971
1182 | 709.3439 | 147.7063 | 709.3439 | 147.7063
1183 | 677.1291 | 138.1802 | 677.1291 | 138.1802
1184 | 673.1783 | 125.5128 | 673.1783 | 125.5128
1185 | 669.1073 | 111.8514 | 669.1073 | 111.8514
1186 | 638.4383 | 90.0978 | 638.4383 | 90.0978
1187 | 596.0253 | 76.5912 | 596.0253 | 76.5912
1188 | 552.2821 | 83.4887 | 552.2821 | 83.4887
1189 | 526.2924 | 87.8394 | 526.2924 | 87.8394
1190 | 509.0608 | 91.8037 | 509.0608 | 91.8037
1191 | 498.1022 | 95.3622 | 498.1022 | 95.3622
1192 | 497.3217 | 111.8093 | 497.3217 | 111.8093
1193 | 500.4512 | 157.8107 | 500.4512 | 157.8107
1194 | 500.695 | 169.1152 | 500.695 | 169.1152
1195 | 543.9725 | 174.4404 | 543.9725 | 174.4404
1196 | 610.7283 | 171.6602 | 610.7283 | 171.6602
1197 | 660.848 | 167.8947 | 660.848 | 167.8947
1198 | 699.8034 | 159.5361 | 699.8034 | 159.5361
1199 | 751.1876 | 158.2263 | 751.1876 | 158.2263
1200 | 750.8689 | 147.4956 | 750.8689 | 147.4956
1201 | 703.9184 | 139.758 | 703.9184 | 139.758
1202 | 695.7659 | 137.3819 | 695.7659 | 137.3819
1203 | 705.8599 | 137.7599 | 705.8599 | 137.7599
1204 | 706.9704 | 135.6435 | 706.9704 | 135.6435
1205 | 718.6856 | 132.9488 | 718.6856 | 132.9488
1206 | 706.1517 | 121.8141 | 706.1517 | 121.8141
1207 | 671.0697 | 109.8918 | 671.0697 | 109.8918
1208 | 662.5063 | 96.4007 | 662.5063 | 96.4007
1209 | 667.5183 | 85.044 | 667.5183 | 85.044
1210 | 640.9249 | 70.3542 | 640.9249 | 70.3542
1211 | 600.8469 | 62.4303 | 600.8469 | 62.4303
1212 | 557.8627 | 73.9372 | 557.8627 | 73.9372
1213 | 526.7979 | 88.48 | 526.7979 | 88.48
1214 | 509.2728 | 106.9879 | 509.2728 | 106.9879
1215 | 501.877 | 120.3559 | 501.877 | 120.3559
1216 | 502.5775 | 142.9348 | 502.5775 | 142.9348
1217 | 504.002 | 193.4874 | 504.002 | 193.4874
1218 | 502.8095 | 200.5985 | 502.8095 | 200.5985
1219 | 535.5896 | 194.2589 | 535.5896 | 194.2589
1220 | 593.7333 | 185.9292 | 593.7333 | 185.9292
1221 | 640.8886 | 181.2485 | 640.8886 | 181.2485
1222 | 673.0984 | 175.8352 | 673.0984 | 175.8352
1223 | 729.367 | 177.8368 | 729.367 | 177.8368
1224 | 735.3764 | 166.1244 | 735.3764 | 166.1244
1225 | 698.6645 | 151.2731 | 698.6645 | 151.2731
1226 | 691.2142 | 135.9259 | 691.2142 | 135.9259
1227 | 695.4942 | 116.9596 | 695.4942 | 116.9596
1228 | 701.4252 | 105.9823 | 701.4252 | 105.9823
1229 | 705.9602 | 102.5804 | 705.9602 | 102.5804
1230 | 699.6822 | 88.8914 | 699.6822 | 88.8914
1231 | 666.7526 | 77.6514 | 666.7526 | 77.6514
1232 | 660.3087 | 66.5897 | 660.3087 | 66.5897
1233 | 663.2473 | 58.1201 | 663.2473 | 58.1201
1234 | 636.7187 | 44.0876 | 636.7187 | 44.0876
1235 | 592.104 | 37.8194 | 592.104 | 37.8194
1236 | 557.3185 | 59.352 | 557.3185 | 59.352
1237 | 530.1967 | 73.795 | 530.1967 | 73.795
1238 | 513.8842 | 77.2435 | 513.8842 | 77.2435
1239 | 505.3776 | 84.1966 | 505.3776 | 84.1966
1240 | 505.3223 | 104.629 | 505.3223 | 104.629
1241 | 502.4247 | 157.3947 | 502.4247 | 157.3947
1242 | 496.2526 | 171.7859 | 496.2526 | 171.7859
1243 | 522.3998 | 176.2459 | 522.3998 | 176.2459
1244 | 573.0295 | 171.1443 | 573.0295 | 171.1443
1245 | 621.2896 | 164.0924 | 621.2896 | 164.0924
1246 | 657.6413 | 155.2096 | 657.6413 | 155.2096
1247 | 710.2483 | 152.918 | 710.2483 | 152.918
1248 | 701.9302 | 128.6922 | 701.9302 | 128.6922
1249 | 673.0138 | 103.1412 | 673.0138 | 103.1412
1250 | 668.8824 | 78.126 | 668.8824 | 78.126
1251 | 663.082 | 64.7592 | 663.082 | 64.7592
1252 | 671.4177 | 72.8349 | 671.4177 | 72.8349
1253 | 681.4942 | 80.5737 | 681.4942 | 80.5737
1254 | 667.6622 | 75.5376 | 667.6622 | 75.5376
1255 | 647.6143 | 69.689 | 647.6143 | 69.689
1256 | 655.3141 | 60.6658 | 655.3141 | 60.6658
1257 | 652.0193 | 51.5722 | 652.0193 | 51.5722
1258 | 626.0583 | 38.3384 | 626.0583 | 38.3384
1259 | 585.8993 | 28.817 | 585.8993 | 28.817
1260 | 549.3735 | 35.8144 | 549.3735 | 35.8144
1261 | 521.1238 | 40.5395 | 521.1238 | 40.5395
1262 | 507.3491 | 44.2875 | 507.3491 | 44.2875
1263 | 498.9803 | 49.6848 | 498.9803 | 49.6848
1264 | 501.2153 | 69.4599 | 501.2153 | 69.4599
1265 | 499.0791 | 117.7411 | 499.0791 | 117.7411
1266 | 493.633 | 129.5697 | 493.633 | 129.5697
1267 | 514.1899 | 137.341 | 514.1899 | 137.341
1268 | 567.6496 | 136.1582 | 567.6496 | 136.1582
1269 | 613.9321 | 138.7743 | 613.9321 | 138.7743
1270 | 652.4475 | 133.1114 | 652.4475 | 133.1114
1271 | 709.5671 | 128.7231 | 709.5671 | 128.7231
1272 | 707.1995 | 107.5258 | 707.1995 | 107.5258
1273 | 677.8565 | 84.4958 | 677.8565 | 84.4958
1274 | 663.6975 | 62.3927 | 663.6975 | 62.3927
1275 | 664.7907 | 64.7592 | 664.7907 | 64.7592
1276 | 670.5289 | 72.8349 | 670.5289 | 72.8349
1277 | 680.6032 | 80.5737 | 680.6032 | 80.5737
1278 | 666.9733 | 75.5376 | 666.9733 | 75.5376
1279 | 642.5428 | 69.689 | 642.5428 | 69.689
1280 | 647.4703 | 60.6658 | 647.4703 | 60.6658
1281 | 655.8112 | 51.5555 | 655.8112 | 51.5555
1282 | 626.6797 | 34.0702 | 626.6797 | 34.0702
1283 | 577.6903 | 18.9494 | 577.6903 | 18.9494
1284 | 540.9754 | 18.2007 | 540.9754 | 18.2007
1285 | 512.6313 | 12.5923 | 512.6313 | 12.5923
1286 | 497.6586 | 14.9591 | 497.6586 | 14.9591
1287 | 490.2226 | 18.1016 | 490.2226 | 18.1016
1288 | 492.6534 | 33.259 | 492.6534 | 33.259
1289 | 492.5277 | 77.9543 | 492.5277 | 77.9543
1290 | 491.7963 | 86.2801 | 491.7963 | 86.2801
1291 | 522.5697 | 88.1525 | 522.5697 | 88.1525
1292 | 580.3489 | 85.6052 | 580.3489 | 85.6052
1293 | 630.6571 | 81.5985 | 630.6571 | 81.5985
1294 | 671.0162 | 73.4062 | 671.0162 | 73.4062
1295 | 725.8648 | 73.6107 | 725.8648 | 73.6107
1296 | 727.7584 | 62.0147 | 727.7584 | 62.0147
1297 | 686.9363 | 54.2189 | 686.9363 | 54.2189
1298 | 672.6289 | 56.6601 | 672.6289 | 56.6601
1299 | 676.6899 | 64.7592 | 676.6899 | 64.7592
1300 | 677.7625 | 72.8349 | 677.7625 | 72.8349
1301 | 698.0479 | 80.5737 | 698.0479 | 80.5737
1302 | 687.3808 | 75.5376 | 687.3808 | 75.5376
1303 | 665.8732 | 69.689 | 665.8732 | 69.689
1304 | 668.3168 | 60.6658 | 668.3168 | 60.6658
1305 | 663.2738 | 51.5555 | 663.2738 | 51.5555
1306 | 629.72 | 34.0702 | 629.72 | 34.0702
1307 | 582.307 | 18.9494 | 582.307 | 18.9494
1308 | 541.1737 | 20.5553 | 541.1737 | 20.5553
1309 | 513.6335 | 19.0404 | 513.6335 | 19.0404
1310 | 498.2188 | 23.429 | 498.2188 | 23.429
1311 | 492.1878 | 28.9594 | 492.1878 | 28.9594
1312 | 494.9614 | 46.3965 | 494.9614 | 46.3965
1313 | 494.6472 | 93.1135 | 494.6472 | 93.1135
1314 | 499.7249 | 103.6442 | 499.7249 | 103.6442
1315 | 541.5817 | 107.1556 | 541.5817 | 107.1556
1316 | 618.3226 | 103.7514 | 618.3226 | 103.7514
1317 | 668.6374 | 100.0608 | 668.6374 | 100.0608
1318 | 711.7025 | 93.1582 | 711.7025 | 93.1582
1319 | 777.3529 | 95.3761 | 777.3529 | 95.3761
1320 | 763.4619 | 85.2362 | 763.4619 | 85.2362
1321 | 709.3807 | 74.5782 | 709.3807 | 74.5782
1322 | 706.993 | 69.2152 | 706.993 | 69.2152
1323 | 708.5555 | 70.8995 | 708.5555 | 70.8995
1324 | 706.2995 | 76.9367 | 706.2995 | 76.9367
1325 | 724.0694 | 86.4227 | 724.0694 | 86.4227
1326 | 711.1342 | 85.9877 | 711.1342 | 85.9877
1327 | 676.4827 | 80.8796 | 676.4827 | 80.8796
1328 | 691.048 | 68.2121 | 691.048 | 68.2121
1329 | 683.5062 | 57.6126 | 683.5062 | 57.6126
1330 | 643.9818 | 43.4386 | 643.9818 | 43.4386
1331 | 590.0922 | 34.1253 | 590.0922 | 34.1253
1332 | 546.5583 | 42.9031 | 546.5583 | 42.9031
1333 | 516.8133 | 45.9226 | 516.8133 | 45.9226
1334 | 503.035 | 50.1116 | 503.035 | 50.1116
1335 | 494.7634 | 54.8266 | 494.7634 | 54.8266
1336 | 498.0783 | 70.3418 | 498.0783 | 70.3418
1337 | 499.1281 | 115.4114 | 499.1281 | 115.4114
1338 | 503.5905 | 124.719 | 503.5905 | 124.719
1339 | 543.9463 | 128.5966 | 543.9463 | 128.5966
1340 | 622.5326 | 126.7815 | 622.5326 | 126.7815
1341 | 670.0706 | 124.9213 | 670.0706 | 124.9213
1342 | 710.6854 | 119.4581 | 710.6854 | 119.4581
1343 | 765.9049 | 121.9589 | 765.9049 | 121.9589
1344 | 753.3419 | 112.2017 | 753.3419 | 112.2017
1345 | 706.8527 | 102.2925 | 706.8527 | 102.2925
1346 | 696.2103 | 98.5103 | 696.2103 | 98.5103
1347 | 697.965 | 99.4042 | 697.965 | 99.4042
1348 | 702.5765 | 96.6055 | 702.5765 | 96.6055
1349 | 712.3432 | 91.4314 | 712.3432 | 91.4314
1350 | 704.6007 | 80.4881 | 704.6007 | 80.4881
1351 | 672.6095 | 75.4881 | 672.6095 | 75.4881
1352 | 680.8351 | 72.4304 | 680.8351 | 72.4304
1353 | 682.8029 | 71.9315 | 682.8029 | 71.9315
1354 | 643.3412 | 64.3388 | 643.3412 | 64.3388
1355 | 593.8423 | 58.4283 | 593.8423 | 58.4283
1356 | 556.2329 | 65.1095 | 556.2329 | 65.1095
1357 | 526.9844 | 65.6996 | 526.9844 | 65.6996
1358 | 510.1872 | 73.1666 | 510.1872 | 73.1666
1359 | 504.856 | 81.9086 | 504.856 | 81.9086
1360 | 505.2152 | 103.1813 | 505.2152 | 103.1813
1361 | 509.5805 | 153.892 | 509.5805 | 153.892
1362 | 511.4895 | 167.8672 | 511.4895 | 167.8672
1363 | 554.8069 | 173.9495 | 554.8069 | 173.9495
1364 | 630.4394 | 171.8599 | 630.4394 | 171.8599
1365 | 667.5141 | 168.527 | 667.5141 | 168.527
1366 | 699.0313 | 161.25 | 699.0313 | 161.25
1367 | 753.7063 | 161.9786 | 753.7063 | 161.9786
1368 | 738.7108 | 153.1034 | 738.7108 | 153.1034
1369 | 697.1961 | 147.7703 | 697.1961 | 147.7703
1370 | 693.9653 | 149.1466 | 693.9653 | 149.1466
1371 | 700.9115 | 156.0059 | 700.9115 | 156.0059
1372 | 699.8106 | 163.3412 | 699.8106 | 163.3412
1373 | 709.5575 | 170.3977 | 709.5575 | 170.3977
1374 | 698.6203 | 164.2883 | 698.6203 | 164.2883
1375 | 675.7817 | 158.3981 | 675.7817 | 158.3981
1376 | 688.2383 | 152.0456 | 688.2383 | 152.0456
1377 | 682.1097 | 146.1136 | 682.1097 | 146.1136
1378 | 647.5542 | 129.868 | 647.5542 | 129.868
1379 | 597.4858 | 116.353 | 597.4858 | 116.353
1380 | 557.9297 | 118.2917 | 557.9297 | 118.2917
1381 | 528.3662 | 115.5454 | 528.3662 | 115.5454
1382 | 512.6881 | 119.6262 | 512.6881 | 119.6262
1383 | 506.8849 | 123.9585 | 506.8849 | 123.9585
1384 | 508.2565 | 139.7981 | 508.2565 | 139.7981
1385 | 512.1548 | 184.6681 | 512.1548 | 184.6681
1386 | 512.1057 | 193.152 | 512.1057 | 193.152
1387 | 543.2024 | 194.5418 | 543.2024 | 194.5418
1388 | 608.3911 | 189.5568 | 608.3911 | 189.5568
1389 | 652.372 | 184.8012 | 652.372 | 184.8012
1390 | 687.3762 | 176.792 | 687.3762 | 176.792
1391 | 744.2318 | 176.7718 | 744.2318 | 176.7718
1392 | 734.8354 | 165.9996 | 734.8354 | 165.9996
1393 | 699.545 | 156.8642 | 699.545 | 156.8642
1394 | 698.9716 | 153.5396 | 698.9716 | 153.5396
1395 | 703.3145 | 155.7231 | 703.3145 | 155.7231
1396 | 713.4523 | 158.8816 | 713.4523 | 158.8816
1397 | 726.4313 | 162.868 | 726.4313 | 162.868
1398 | 716.3718 | 154.5205 | 716.3718 | 154.5205
1399 | 680.1929 | 145.9595 | 680.1929 | 145.9595
1400 | 679.2186 | 137.8598 | 679.2186 | 137.8598
1401 | 671.3845 | 131.5701 | 671.3845 | 131.5701
1402 | 641.8502 | 116.456 | 641.8502 | 116.456
1403 | 596.9818 | 101.9342 | 596.9818 | 101.9342
1404 | 559.4108 | 101.6432 | 559.4108 | 101.6432
1405 | 532.6629 | 96.8002 | 532.6629 | 96.8002
1406 | 517.1402 | 99.2918 | 517.1402 | 99.2918
1407 | 508.5578 | 100.6372 | 508.5578 | 100.6372
1408 | 508.376 | 112.9907 | 508.376 | 112.9907
1409 | 517.1693 | 155.6475 | 517.1693 | 155.6475
1410 | 511.3459 | 164.4226 | 511.3459 | 164.4226
1411 | 534.1573 | 169.6813 | 534.1573 | 169.6813
1412 | 583.4573 | 171.1859 | 583.4573 | 171.1859
1413 | 632.1263 | 172.9617 | 632.1263 | 172.9617
1414 | 673.5717 | 169.487 | 673.5717 | 169.487
1415 | 725.2606 | 172.9861 | 725.2606 | 172.9861
1416 | 712.8317 | 164.9179 | 712.8317 | 164.9179
1417 | 680.0331 | 158.0207 | 680.0331 | 158.0207
1418 | 668.0943 | 154.0138 | 668.0943 | 154.0138
1419 | 673.5223 | 155.2072 | 673.5223 | 155.2072
1420 | 677.3544 | 156.0194 | 677.3544 | 156.0194
1421 | 690.6874 | 155.2551 | 690.6874 | 155.2551
1422 | 676.8425 | 142.1734 | 676.8425 | 142.1734
1423 | 658.5032 | 131.7571 | 658.5032 | 131.7571
1424 | 667.3052 | 120.7037 | 667.3052 | 120.7037
1425 | 664.3551 | 112.5836 | 664.3551 | 112.5836
1426 | 636.1519 | 98.2266 | 636.1519 | 98.2266
1427 | 595.5999 | 89.6953 | 595.5999 | 89.6953
1428 | 559.388 | 102.5001 | 559.388 | 102.5001
1429 | 535.3578 | 113.1658 | 535.3578 | 113.1658
1430 | 520.7438 | 121.5398 | 520.7438 | 121.5398
1431 | 511.8382 | 130.6146 | 511.8382 | 130.6146
1432 | 513.3946 | 156.455 | 513.3946 | 156.455
1433 | 516.098 | 209.67 | 516.098 | 209.67
1434 | 508.3846 | 222.2724 | 508.3846 | 222.2724
1435 | 530.9586 | 226.7157 | 530.9586 | 226.7157
1436 | 576.8732 | 220.025 | 576.8732 | 220.025
1437 | 621.0344 | 205.8178 | 621.0344 | 205.8178
1438 | 668.2511 | 192.1926 | 668.2511 | 192.1926
1439 | 721.8976 | 188.1787 | 721.8976 | 188.1787
1440 | 711.3665 | 171.3577 | 711.3665 | 171.3577
1441 | 676.4658 | 157.4799 | 676.4658 | 157.4799
1442 | 672.7452 | 152.5911 | 672.7452 | 152.5911
1443 | 676.2856 | 156.9794 | 676.2856 | 156.9794
1444 | 676.5809 | 162.584 | 676.5809 | 162.584
1445 | 688.0775 | 167.7352 | 688.0775 | 167.7352
1446 | 677.9417 | 158.0981 | 677.9417 | 158.0981
1447 | 663.54 | 146.6334 | 663.54 | 146.6334
1448 | 677.3098 | 134.2822 | 677.3098 | 134.2822
1449 | 672.3019 | 123.7991 | 672.3019 | 123.7991
1450 | 636.7706 | 107.6866 | 636.7706 | 107.6866
1451 | 597.8475 | 98.1819 | 597.8475 | 98.1819
1452 | 561.9895 | 300.3425 | 561.9895 | 300.3425
1453 | 535.007 | 321.4883 | 535.007 | 321.4883
1454 | 516.2765 | 328.0579 | 516.2765 | 328.0579
1455 | 509.627 | 343.7384 | 509.627 | 343.7384
1456 | 511.7393 | 362.7344 | 511.7393 | 362.7344
1457 | 514.1024 | 411.5328 | 514.1024 | 411.5328
1458 | 510.7138 | 429.4144 | 510.7138 | 429.4144
1459 | 534.7695 | 446.5304 | 534.7695 | 446.5304
1460 | 581.0527 | 444.1373 | 581.0527 | 444.1373
1461 | 627.0605 | 453.2874 | 627.0605 | 453.2874
1462 | 670.3407 | 456.0052 | 670.3407 | 456.0052
1463 | 723.7813 | 455.3356 | 723.7813 | 455.3356
1464 | 714.0522 | 457.3085 | 714.0522 | 457.3085
1465 | 680.5074 | 440.406 | 680.5074 | 440.406
1466 | 668.8422 | 398.9589 | 668.8422 | 398.9589
1467 | 670.4594 | 362.4401 | 670.4594 | 362.4401
1468 | 678.3226 | 344.753 | 678.3226 | 344.753
1469 | 692.4206 | 335.4459 | 692.4206 | 335.4459
1470 | 683.3505 | 317.7458 | 683.3505 | 317.7458
1471 | 676.1669 | 312.4708 | 676.1669 | 312.4708
1472 | 683.5856 | 308.9476 | 683.5856 | 308.9476
1473 | 672.6669 | 313.4105 | 672.6669 | 313.4105
1474 | 637.626 | 308.2626 | 637.626 | 308.2626
1475 | 595.1383 | 307.8226 | 595.1383 | 307.8226
1476 | 560.0124 | 343.1508 | 560.0124 | 343.1508
1477 | 532.055 | 374.0089 | 532.055 | 374.0089
1478 | 517.5873 | 381.9245 | 517.5873 | 381.9245
1479 | 508.8428 | 395.5728 | 508.8428 | 395.5728
1480 | 511.5768 | 418.2109 | 511.5768 | 418.2109
1481 | 518.487 | 477.487 | 518.487 | 477.487
1482 | 516.7624 | 504.6323 | 516.7624 | 504.6323
1483 | 554.5296 | 524.5459 | 554.5296 | 524.5459
1484 | 621.5147 | 525.1351 | 621.5147 | 525.1351
1485 | 669.9488 | 530.6431 | 669.9488 | 530.6431
1486 | 710.9433 | 523.7013 | 710.9433 | 523.7013
1487 | 773.4157 | 514.639 | 773.4157 | 514.639
1488 | 762.075 | 483.5952 | 762.075 | 483.5952
1489 | 708.7731 | 426.9196 | 708.7731 | 426.9196
1490 | 700.3225 | 371.3526 | 700.3225 | 371.3526
1491 | 707.1296 | 344.4142 | 707.1296 | 344.4142
1492 | 714.8757 | 329.1288 | 714.8757 | 329.1288
1493 | 725.8416 | 308.4466 | 725.8416 | 308.4466
1494 | 711.992 | 283.0927 | 711.992 | 283.0927
1495 | 693.0956 | 264.1202 | 693.0956 | 264.1202
1496 | 700.7962 | 249.2747 | 700.7962 | 249.2747
1497 | 688.0474 | 244.3948 | 688.0474 | 244.3948
1498 | 651.0965 | 236.3701 | 651.0965 | 236.3701
1499 | 599.3489 | 247.5163 | 599.3489 | 247.5163
1500 | 561.0344 | 311.005 | 561.0344 | 311.005
1501 | 531.4486 | 339.3559 | 531.4486 | 339.3559
1502 | 517.8802 | 339.7496 | 517.8802 | 339.7496
1503 | 510.6455 | 324.6304 | 510.6455 | 324.6304
1504 | 514.1352 | 353.893 | 514.1352 | 353.893
1505 | 519.625 | 446.6609 | 519.625 | 446.6609
1506 | 524.8276 | 468.1846 | 524.8276 | 468.1846
1507 | 567.0892 | 470.1778 | 567.0892 | 470.1778
1508 | 648.3014 | 454.2719 | 648.3014 | 454.2719
1509 | 694.2306 | 443.0208 | 694.2306 | 443.0208
1510 | 732.232 | 431.9354 | 732.232 | 431.9354
1511 | 793.0923 | 421.5535 | 793.0923 | 421.5535
1512 | 770.2668 | 395.4187 | 770.2668 | 395.4187
1513 | 721.3468 | 356.9537 | 721.3468 | 356.9537
1514 | 718.2005 | 304.8705 | 718.2005 | 304.8705
1515 | 722.4302 | 249.3756 | 722.4302 | 249.3756
1516 | 730.0113 | 202.8418 | 730.0113 | 202.8418
1517 | 742.712 | 176.8284 | 742.712 | 176.8284
1518 | 735.8129 | 155.7237 | 735.8129 | 155.7237
1519 | 719.9525 | 142.5047 | 719.9525 | 142.5047
1520 | 720.2169 | 130.9846 | 720.2169 | 130.9846
1521 | 702.4734 | 142.0456 | 702.4734 | 142.0456
1522 | 659.1568 | 168.7004 | 659.1568 | 168.7004
1523 | 606.5275 | 195.9722 | 606.5275 | 195.9722
1524 | 562.1885 | 232.5672 | 562.1885 | 232.5672
1525 | 533.0179 | 255.191 | 533.0179 | 255.191
1526 | 518.2538 | 289.8683 | 518.2538 | 289.8683
1527 | 510.0487 | 354.2689 | 510.0487 | 354.2689
1528 | 514.0973 | 412.2991 | 514.0973 | 412.2991
1529 | 525.0151 | 487.4897 | 525.0151 | 487.4897
1530 | 533.7431 | 509.1454 | 533.7431 | 509.1454
1531 | 577.4181 | 514.3848 | 577.4181 | 514.3848
1532 | 664.5323 | 510.1179 | 664.5323 | 510.1179
1533 | 721.1974 | 508.0513 | 721.1974 | 508.0513
1534 | 753.7933 | 524.8362 | 753.7933 | 524.8362
1535 | 818.8583 | 514.507 | 818.8583 | 514.507
1536 | 796.0455 | 490.985 | 796.0455 | 490.985
1537 | 746.3348 | 448.2445 | 746.3348 | 448.2445
1538 | 736.7834 | 382.6749 | 736.7834 | 382.6749
1539 | 745.6003 | 340.9304 | 745.6003 | 340.9304
1540 | 751.6409 | 320.8944 | 751.6409 | 320.8944
1541 | 756.1628 | 301.2943 | 756.1628 | 301.2943
1542 | 747.3052 | 276.8906 | 747.3052 | 276.8906
1543 | 725.8571 | 260.7948 | 725.8571 | 260.7948
1544 | 727.738 | 249.6442 | 727.738 | 249.6442
1545 | 705.4005 | 254.0279 | 705.4005 | 254.0279
1546 | 672.195 | 254.4488 | 672.195 | 254.4488
1547 | 620.5183 | 262.4015 | 620.5183 | 262.4015
1548 | 582.0637 | 342.6229 | 582.0637 | 342.6229
1549 | 553.0529 | 383.774 | 553.0529 | 383.774
1550 | 535.3523 | 388.892 | 535.3523 | 388.892
1551 | 527.6885 | 398.5551 | 527.6885 | 398.5551
1552 | 530.6696 | 412.3518 | 530.6696 | 412.3518
1553 | 538.3465 | 463.0505 | 538.3465 | 463.0505
1554 | 541.2501 | 482.2517 | 541.2501 | 482.2517
1555 | 575.2029 | 490.711 | 575.2029 | 490.711
1556 | 640.8335 | 485.8898 | 640.8335 | 485.8898
1557 | 692.2738 | 483.7177 | 692.2738 | 483.7177
1558 | 724.7712 | 471.3919 | 724.7712 | 471.3919
1559 | 782.0137 | 464.5993 | 782.0137 | 464.5993
1560 | 774.5968 | 442.9775 | 774.5968 | 442.9775
1561 | 730.9214 | 391.9498 | 730.9214 | 391.9498
1562 | 723.248 | 323.7674 | 723.248 | 323.7674
1563 | 727.9617 | 307.3066 | 727.9617 | 307.3066
1564 | 729.9224 | 299.4903 | 729.9224 | 299.4903
1565 | 736.4172 | 279.8374 | 736.4172 | 279.8374
1566 | 730.7649 | 261.7414 | 730.7649 | 261.7414
1567 | 713.1323 | 240.0505 | 713.1323 | 240.0505
1568 | 717.9907 | 224.1757 | 717.9907 | 224.1757
1569 | 696.5581 | 222.7531 | 696.5581 | 222.7531
1570 | 665.3404 | 222.9365 | 665.3404 | 222.9365
1571 | 623.225 | 231.9449 | 623.225 | 231.9449
1572 | 584.9862 | 298.1784 | 584.9862 | 298.1784
1573 | 555.2296 | 324.8929 | 555.2296 | 324.8929
1574 | 539.6853 | 320.6153 | 539.6853 | 320.6153
1575 | 528.4598 | 342.3132 | 528.4598 | 342.3132
1576 | 530.287 | 370.309 | 530.287 | 370.309
1577 | 537.1801 | 427.9752 | 537.1801 | 427.9752
1578 | 531.4282 | 444.5108 | 531.4282 | 444.5108
1579 | 558.8973 | 447.7972 | 558.8973 | 447.7972
1580 | 612.9798 | 445.9583 | 612.9798 | 445.9583
1581 | 662.4356 | 449.4341 | 662.4356 | 449.4341
1582 | 694.4123 | 444.6037 | 694.4123 | 444.6037
1583 | 740.5646 | 439.8697 | 740.5646 | 439.8697
1584 | 728.2396 | 433.0804 | 728.2396 | 433.0804
1585 | 702.0298 | 411.2953 | 702.0298 | 411.2953
1586 | 687.9515 | 381.1969 | 687.9515 | 381.1969
1587 | 689.6615 | 362.1234 | 689.6615 | 362.1234
1588 | 693.657 | 348.6591 | 693.657 | 348.6591
1589 | 706.7789 | 338.5602 | 706.7789 | 338.5602
1590 | 695.5223 | 330.3085 | 695.5223 | 330.3085
1591 | 687.3404 | 324.189 | 687.3404 | 324.189
1592 | 704.1535 | 312.6161 | 704.1535 | 312.6161
1593 | 692.4683 | 308.5279 | 692.4683 | 308.5279
1594 | 656.0865 | 294.0372 | 656.0865 | 294.0372
1595 | 612.7361 | 283.5153 | 612.7361 | 283.5153
1596 | 576.9038 | 313.4859 | 576.9038 | 313.4859
1597 | 553.0181 | 332.5203 | 553.0181 | 332.5203
1598 | 536.5929 | 335.5269 | 536.5929 | 335.5269
1599 | 531.2943 | 347.9611 | 531.2943 | 347.9611
1600 | 531.9521 | 366.3501 | 531.9521 | 366.3501
1601 | 539.1817 | 416.3362 | 539.1817 | 416.3362
1602 | 533.5392 | 430.3381 | 533.5392 | 430.3381
1603 | 554.4542 | 439.4836 | 554.4542 | 439.4836
1604 | 596.6702 | 446.3014 | 596.6702 | 446.3014
1605 | 640.303 | 456.6656 | 640.303 | 456.6656
1606 | 679.6801 | 460.0168 | 679.6801 | 460.0168
1607 | 732.881 | 461.5378 | 732.881 | 461.5378
1608 | 722.8765 | 458.5489 | 722.8765 | 458.5489
1609 | 693.0075 | 440.2213 | 693.0075 | 440.2213
1610 | 683.9415 | 401.387 | 683.9415 | 401.387
1611 | 688.0867 | 375.0292 | 688.0867 | 375.0292
1612 | 698.0381 | 360.7995 | 698.0381 | 360.7995
1613 | 713.5094 | 336.264 | 713.5094 | 336.264
1614 | 696.7711 | 305.4734 | 696.7711 | 305.4734
1615 | 690.8626 | 290.6445 | 690.8626 | 290.6445
1616 | 708.7571 | 285.6696 | 708.7571 | 285.6696
1617 | 691.361 | 286.8335 | 691.361 | 286.8335
1618 | 660.3653 | 277.0934 | 660.3653 | 277.0934
1619 | 612.8119 | 271.2693 | 612.8119 | 271.2693
1620 | 571.4382 | 310.7411 | 571.4382 | 310.7411
1621 | 549.0516 | 338.089 | 549.0516 | 338.089
1622 | 533.0295 | 350.0426 | 533.0295 | 350.0426
1623 | 527.3281 | 364.3507 | 527.3281 | 364.3507
1624 | 530.1214 | 383.4523 | 530.1214 | 383.4523
1625 | 539.4369 | 435.9984 | 539.4369 | 435.9984
1626 | 539.6272 | 453.8008 | 539.6272 | 453.8008
1627 | 578.4852 | 457.4831 | 578.4852 | 457.4831
1628 | 639.1341 | 442.0523 | 639.1341 | 442.0523
1629 | 675.3745 | 434.892 | 675.3745 | 434.892
1630 | 714.9314 | 416.0473 | 714.9314 | 416.0473
1631 | 771.4005 | 403.9235 | 771.4005 | 403.9235
1632 | 759.243 | 396.0521 | 759.243 | 396.0521
1633 | 710.4322 | 366.4549 | 710.4322 | 366.4549
1634 | 704.473 | 340.9751 | 704.473 | 340.9751
1635 | 705.2086 | 329.6345 | 705.2086 | 329.6345
1636 | 715.5008 | 329.7622 | 715.5008 | 329.7622
1637 | 732.5158 | 325.3904 | 732.5158 | 325.3904
1638 | 721.6678 | 310.5143 | 721.6678 | 310.5143
1639 | 717.1613 | 292.096 | 717.1613 | 292.096
1640 | 722.7555 | 270.8899 | 722.7555 | 270.8899
1641 | 697.9824 | 261.3122 | 697.9824 | 261.3122
1642 | 665.3272 | 254.7919 | 665.3272 | 254.7919
1643 | 612.7562 | 251.0529 | 612.7562 | 251.0529
1644 | 569.6945 | 290.4982 | 569.6945 | 290.4982
1645 | 545.5026 | 305.4154 | 545.5026 | 305.4154
1646 | 529.6085 | 316.6036 | 529.6085 | 316.6036
1647 | 523.9673 | 344.7941 | 523.9673 | 344.7941
1648 | 529.5588 | 381.1826 | 529.5588 | 381.1826
1649 | 544.6407 | 442.5965 | 544.6407 | 442.5965
1650 | 549.6658 | 463.7243 | 549.6658 | 463.7243
1651 | 594.2165 | 472.4212 | 594.2165 | 472.4212
1652 | 675.9902 | 470.2392 | 675.9902 | 470.2392
1653 | 722.9947 | 474.3484 | 722.9947 | 474.3484
1654 | 764.4514 | 470.864 | 764.4514 | 470.864
1655 | 821.6585 | 466.869 | 821.6585 | 466.869
1656 | 799.1494 | 464.1969 | 799.1494 | 464.1969
1657 | 740.0378 | 453.2062 | 740.0378 | 453.2062
1658 | 733.0203 | 423.3981 | 733.0203 | 423.3981
1659 | 740.8499 | 393.4774 | 740.8499 | 393.4774
1660 | 741.3547 | 370.2479 | 741.3547 | 370.2479
1661 | 758.3512 | 342.7829 | 758.3512 | 342.7829
1662 | 751.2808 | 311.9923 | 751.2808 | 311.9923
1663 | 739.26 | 291.5682 | 739.26 | 291.5682
1664 | 740.3015 | 273.0277 | 740.3015 | 273.0277
1665 | 716.4805 | 274.6403 | 716.4805 | 274.6403
1666 | 678.549 | 273.9791 | 678.549 | 273.9791
1667 | 622.6859 | 284.6238 | 622.6859 | 284.6238
1668 | 578.188 | 350.8045 | 578.188 | 350.8045
1669 | 553.132 | 373.0588 | 553.132 | 373.0588
1670 | 537.883 | 383.2705 | 537.883 | 383.2705
1671 | 534.0359 | 413.4139 | 534.0359 | 413.4139
1672 | 536.5387 | 447.2688 | 536.5387 | 447.2688
1673 | 548.6863 | 495.381 | 548.6863 | 495.381
1674 | 552.2252 | 500.6207 | 552.2252 | 500.6207
1675 | 596.0496 | 528.5575 | 596.0496 | 528.5575
1676 | 676.3744 | 516.7424 | 676.3744 | 516.7424
1677 | 723.9534 | 517.9484 | 723.9534 | 517.9484
1678 | 752.7363 | 515.0183 | 752.7363 | 515.0183
1679 | 817.0093 | 509.5453 | 817.0093 | 509.5453
1680 | 788.6728 | 506.0022 | 788.6728 | 506.0022
1681 | 740.6086 | 489.522 | 740.6086 | 489.522
1682 | 744.2046 | 460.0834 | 744.2046 | 460.0834
1683 | 754.7064 | 421.6115 | 754.7064 | 421.6115
1684 | 755.8296 | 378.7726 | 755.8296 | 378.7726
1685 | 763.943 | 340.566 | 763.943 | 340.566
1686 | 756.2321 | 303.9162 | 756.2321 | 303.9162
1687 | 746.9701 | 277.0788 | 746.9701 | 277.0788
1688 | 750.9375 | 258.1425 | 750.9375 | 258.1425
1689 | 722.6294 | 251.1512 | 722.6294 | 251.1512
1690 | 681.3761 | 249.2231 | 681.3761 | 249.2231
1691 | 627.7742 | 258.601 | 627.7742 | 258.601
1692 | 585.0688 | 313.5387 | 585.0688 | 313.5387
1693 | 558.1264 | 345.7164 | 558.1264 | 345.7164
1694 | 543.1108 | 373.7957 | 543.1108 | 373.7957
1695 | 538.9195 | 411.8832 | 538.9195 | 411.8832
1696 | 543.337 | 451.8874 | 543.337 | 451.8874
1697 | 556.9564 | 506.7297 | 556.9564 | 506.7297
1698 | 566.2922 | 510.4386 | 566.2922 | 510.4386
1699 | 609.6119 | 490.6054 | 609.6119 | 490.6054
1700 | 685.7155 | 474.0133 | 685.7155 | 474.0133
1701 | 738.0118 | 487.4126 | 738.0118 | 487.4126
1702 | 770.1953 | 494.6698 | 770.1953 | 494.6698
1703 | 822.1236 | 477.9274 | 822.1236 | 477.9274
1704 | 797.4364 | 459.9213 | 797.4364 | 459.9213
1705 | 749.8803 | 418.9491 | 749.8803 | 418.9491
1706 | 741.5494 | 350.0013 | 741.5494 | 350.0013
1707 | 745.5969 | 286.7471 | 745.5969 | 286.7471
1708 | 744.8538 | 250.5327 | 744.8538 | 250.5327
1709 | 756.4766 | 223.5691 | 756.4766 | 223.5691
1710 | 749.544 | 196.8165 | 749.544 | 196.8165
1711 | 751.7723 | 178.5829 | 751.7723 | 178.5829
1712 | 748.2842 | 162.8401 | 748.2842 | 162.8401
1713 | 719.7796 | 162.7899 | 719.7796 | 162.7899
1714 | 685.8634 | 168.5684 | 685.8634 | 168.5684
1715 | 636.7643 | 207.8751 | 636.7643 | 207.8751
1716 | 594.9623 | 311.5592 | 594.9623 | 311.5592
1717 | 566.0947 | 344.4232 | 566.0947 | 344.4232
1718 | 548.7047 | 351.7581 | 548.7047 | 351.7581
1719 | 543.5112 | 371.8461 | 543.5112 | 371.8461
1720 | 548.7382 | 400.9768 | 548.7382 | 400.9768
1721 | 561.7746 | 458.2735 | 561.7746 | 458.2735
1722 | 566.0124 | 480.6418 | 566.0124 | 480.6418
1723 | 606.1493 | 495.6991 | 606.1493 | 495.6991
1724 | 669.5182 | 504.206 | 669.5182 | 504.206
1725 | 712.6939 | 508.0513 | 712.6939 | 508.0513
1726 | 744.1095 | 506.7311 | 744.1095 | 506.7311
1727 | 807.227 | 475.4465 | 807.227 | 475.4465
1728 | 787.205 | 444.2443 | 787.205 | 444.2443
1729 | 744.6781 | 389.9176 | 744.6781 | 389.9176
1730 | 735.8222 | 309.7795 | 735.8222 | 309.7795
1731 | 734.6254 | 241.6955 | 734.6254 | 241.6955
1732 | 735.9356 | 207.2494 | 735.9356 | 207.2494
1733 | 755.8311 | 183.5848 | 755.8311 | 183.5848
1734 | 747.7131 | 166.4654 | 747.7131 | 166.4654
1735 | 751.5792 | 158.8151 | 751.5792 | 158.8151
1736 | 745.1781 | 149.9078 | 745.1781 | 149.9078
1737 | 716.6443 | 152.0483 | 716.6443 | 152.0483
1738 | 684.3516 | 164.1345 | 684.3516 | 164.1345
1739 | 637.8751 | 197.1071 | 637.8751 | 197.1071
1740 | 600.3487 | 266.8771 | 600.3487 | 266.8771
1741 | 573.0539 | 289.3953 | 573.0539 | 289.3953
1742 | 555.9457 | 289.2349 | 555.9457 | 289.2349
1743 | 550.0071 | 308.9798 | 550.0071 | 308.9798
1744 | 551.856 | 335.1545 | 551.856 | 335.1545
1745 | 564.9074 | 395.6183 | 564.9074 | 395.6183
1746 | 564.9087 | 416.4822 | 564.9087 | 416.4822
1747 | 581.4117 | 446.9262 | 581.4117 | 446.9262
1748 | 636.2234 | 468.5237 | 636.2234 | 468.5237
1749 | 684.2022 | 462.208 | 684.2022 | 462.208
1750 | 715.9368 | 448.6945 | 715.9368 | 448.6945
1751 | 777.0512 | 434.5121 | 777.0512 | 434.5121
1752 | 770.7761 | 416.031 | 770.7761 | 416.031
1753 | 733.3027 | 386.6978 | 733.3027 | 386.6978
1754 | 722.9823 | 352.2446 | 722.9823 | 352.2446
1755 | 723.7821 | 308.3359 | 723.7821 | 308.3359
1756 | 728.3295 | 273.6523 | 728.3295 | 273.6523
1757 | 744.5344 | 253.9466 | 744.5344 | 253.9466
1758 | 735.0002 | 235.8506 | 735.0002 | 235.8506
1759 | 736.0563 | 224.7694 | 736.0563 | 224.7694
1760 | 731.7936 | 220.4543 | 731.7936 | 220.4543
1761 | 710.0999 | 227.0814 | 710.0999 | 227.0814
1762 | 674.8594 | 230.0888 | 674.8594 | 230.0888
1763 | 632.1668 | 249.6541 | 632.1668 | 249.6541
1764 | 589.4442 | 289.6009 | 589.4442 | 289.6009
1765 | 564.3217 | 305.3626 | 564.3217 | 305.3626
1766 | 549.0586 | 308.1845 | 549.0586 | 308.1845
1767 | 544.6451 | 316.9502 | 544.6451 | 316.9502
1768 | 544.5444 | 333.7029 | 544.5444 | 333.7029
1769 | 554.0038 | 392.3456 | 554.0038 | 392.3456
1770 | 558.5058 | 435.4318 | 558.5058 | 435.4318
1771 | 584.4336 | 480.4972 | 584.4336 | 480.4972
1772 | 632.6652 | 497.5288 | 632.6652 | 497.5288
1773 | 678.2785 | 500.1601 | 678.2785 | 500.1601
1774 | 722.4033 | 488.3093 | 722.4033 | 488.3093
1775 | 774.9091 | 469.5346 | 774.9091 | 469.5346
1776 | 767.8497 | 428.5145 | 767.8497 | 428.5145
1777 | 733.4299 | 369.0941 | 733.4299 | 369.0941
1778 | 728.5385 | 293.0204 | 728.5385 | 293.0204
1779 | 737.0461 | 222.2708 | 737.0461 | 222.2708
1780 | 747.6999 | 161.7227 | 747.6999 | 161.7227
1781 | 753.9231 | 122.3812 | 753.9231 | 122.3812
1782 | 746.8412 | 97.2913 | 746.8412 | 97.2913
1783 | 747.2294 | 87.2393 | 747.2294 | 87.2393
1784 | 735.8953 | 84.3759 | 735.8953 | 84.3759
1785 | 710.2975 | 93.6686 | 710.2975 | 93.6686
1786 | 674.2302 | 97.1246 | 674.2302 | 97.1246
1787 | 626.0319 | 127.6691 | 626.0319 | 127.6691
1788 | 588.637 | 183.5304 | 588.637 | 183.5304
1789 | 564.5335 | 196.8113 | 564.5335 | 196.8113
1790 | 546.1671 | 204.1726 | 546.1671 | 204.1726
1791 | 538.5308 | 231.3338 | 538.5308 | 231.3338
1792 | 544.1567 | 270.3351 | 544.1567 | 270.3351
1793 | 554.7681 | 333.9659 | 554.7681 | 333.9659
1794 | 564.0085 | 352.3226 | 564.0085 | 352.3226
1795 | 596.6924 | 373.2918 | 596.6924 | 373.2918
1796 | 658.2543 | 374.0394 | 658.2543 | 374.0394
1797 | 696.6549 | 370.4421 | 696.6549 | 370.4421
1798 | 736.7481 | 363.7378 | 736.7481 | 363.7378
1799 | 796.2773 | 362.1445 | 796.2773 | 362.1445
1800 | 779.7038 | 349.6545 | 779.7038 | 349.6545
1801 | 747.6924 | 317.3125 | 747.6924 | 317.3125
1802 | 736.1626 | 282.3579 | 736.1626 | 282.3579
1803 | 746.5522 | 259.3783 | 746.5522 | 259.3783
1804 | 745.5636 | 254.0428 | 745.5636 | 254.0428
1805 | 759.5091 | 254.3425 | 759.5091 | 254.3425
1806 | 760.0917 | 251.1317 | 760.0917 | 251.1317
1807 | 762.9094 | 240.6839 | 762.9094 | 240.6839
1808 | 754.0801 | 208.657 | 754.0801 | 208.657
1809 | 726.8059 | 184.0885 | 726.8059 | 184.0885
1810 | 689.693 | 160.8883 | 689.693 | 160.8883
1811 | 634.3651 | 161.7415 | 634.3651 | 161.7415
1812 | 593.6085 | 219.503 | 593.6085 | 219.503
1813 | 566.6847 | 245.637 | 566.6847 | 245.637
1814 | 548.6476 | 260.2562 | 548.6476 | 260.2562
1815 | 545.6423 | 279.6316 | 545.6423 | 279.6316
1816 | 549.9208 | 301.9003 | 549.9208 | 301.9003
1817 | 563.4786 | 346.8982 | 563.4786 | 346.8982
1818 | 573.415 | 353.3519 | 573.415 | 353.3519
1819 | 624.2823 | 346.6357 | 624.2823 | 346.6357
1820 | 701.8879 | 332.7619 | 701.8879 | 332.7619
1821 | 750.2739 | 325.6017 | 750.2739 | 325.6017
1822 | 785.8087 | 316.4957 | 785.8087 | 316.4957
1823 | 845.6355 | 319.3363 | 845.6355 | 319.3363
1824 | 825.3394 | 290.008 | 825.3394 | 290.008
1825 | 775.0237 | 229.9542 | 775.0237 | 229.9542
1826 | 767.4648 | 173.1204 | 767.4648 | 173.1204
1827 | 778.2596 | 107.0158 | 778.2596 | 107.0158
1828 | 782.0125 | 78.4551 | 782.0125 | 78.4551
1829 | 800.8203 | 83.7957 | 800.8203 | 83.7957
1830 | 795.5644 | 79.714 | 795.5644 | 79.714
1831 | 788.4015 | 73.8057 | 788.4015 | 73.8057
1832 | 779.6138 | 61.1243 | 779.6138 | 61.1243
1833 | 744.6873 | 53.7899 | 744.6873 | 53.7899
1834 | 695.1459 | 39.3519 | 695.1459 | 39.3519
1835 | 638.6193 | 19.4872 | 638.6193 | 19.4872
1836 | 599.2872 | 109.4473 | 599.2872 | 109.4473
1837 | 570.0285 | 124.9452 | 570.0285 | 124.9452
1838 | 553.877 | 117.3685 | 553.877 | 117.3685
1839 | 544.3657 | 138.9345 | 544.3657 | 138.9345
1840 | 551.0715 | 173.977 | 551.0715 | 173.977
1841 | 565.1728 | 233.0684 | 565.1728 | 233.0684
1842 | 577.2306 | 253.0613 | 577.2306 | 253.0613
1843 | 623.876 | 265.0044 | 623.876 | 265.0044
1844 | 702.5327 | 272.6932 | 702.5327 | 272.6932
1845 | 747.4795 | 285.6702 | 747.4795 | 285.6702
1846 | 781.9323 | 281.9746 | 781.9323 | 281.9746
1847 | 838.8067 | 274.8126 | 838.8067 | 274.8126
1848 | 823.552 | 255.0382 | 823.552 | 255.0382
1849 | 771.6586 | 204.1161 | 771.6586 | 204.1161
1850 | 764.9964 | 128.5439 | 764.9964 | 128.5439
1851 | 770.1573 | 66.4245 | 770.1573 | 66.4245
1852 | 773.4009 | 78.4551 | 773.4009 | 78.4551
1853 | 788.6186 | 83.7957 | 788.6186 | 83.7957
1854 | 791.7046 | 79.714 | 791.7046 | 79.714
1855 | 794.4306 | 73.8057 | 794.4306 | 73.8057
1856 | 778.5355 | 61.1243 | 778.5355 | 61.1243
1857 | 746.2364 | 53.7899 | 746.2364 | 53.7899
1858 | 703.6625 | 39.3519 | 703.6625 | 39.3519
1859 | 651.4665 | 19.4872 | 651.4665 | 19.4872
1860 | 605.5043 | 21.7459 | 605.5043 | 21.7459
1861 | 578.4725 | 25.7103 | 578.4725 | 25.7103
1862 | 564.093 | 31.6728 | 564.093 | 31.6728
1863 | 558.4129 | 44.7141 | 558.4129 | 44.7141
1864 | 561.088 | 63.3143 | 561.088 | 63.3143
1865 | 572.5361 | 110.6083 | 572.5361 | 110.6083
1866 | 586.9098 | 122.6044 | 586.9098 | 122.6044
1867 | 633.7457 | 126.6826 | 633.7457 | 126.6826
1868 | 709.7447 | 123.8409 | 709.7447 | 123.8409
1869 | 752.9191 | 129.5336 | 752.9191 | 129.5336
1870 | 789.7849 | 128.0022 | 789.7849 | 128.0022
1871 | 839.9152 | 125.8019 | 839.9152 | 125.8019
1872 | 825.0322 | 119.8307 | 825.0322 | 119.8307
1873 | 773.3329 | 98.2832 | 773.3329 | 98.2832
1874 | 768.835 | 66.1526 | 768.835 | 66.1526
1875 | 779.4566 | 66.4245 | 779.4566 | 66.4245
1876 | 776.3824 | 78.4551 | 776.3824 | 78.4551
1877 | 791.0232 | 83.7957 | 791.0232 | 83.7957
1878 | 786.6102 | 79.714 | 786.6102 | 79.714
1879 | 787.3658 | 73.8057 | 787.3658 | 73.8057
1880 | 767.5249 | 61.1243 | 767.5249 | 61.1243
1881 | 737.3548 | 53.7899 | 737.3548 | 53.7899
1882 | 693.9476 | 39.3519 | 693.9476 | 39.3519
1883 | 649.6789 | 19.4872 | 649.6789 | 19.4872
1884 | 603.9476 | 47.7159 | 603.9476 | 47.7159
1885 | 576.3585 | 123.2033 | 576.3585 | 123.2033
1886 | 559.4121 | 177.754 | 559.4121 | 177.754
1887 | 554.2656 | 216.8708 | 554.2656 | 216.8708
1888 | 557.6993 | 243.3094 | 557.6993 | 243.3094
1889 | 572.0658 | 296.3306 | 572.0658 | 296.3306
1890 | 585.5285 | 315.7957 | 585.5285 | 315.7957
1891 | 625.3903 | 326.5776 | 625.3903 | 326.5776
1892 | 690.9337 | 328.3808 | 690.9337 | 328.3808
1893 | 736.1489 | 335.6307 | 736.1489 | 335.6307
1894 | 769.6959 | 336.4746 | 769.6959 | 336.4746
1895 | 838.139 | 340.7404 | 838.139 | 340.7404
1896 | 819.9307 | 341.1034 | 819.9307 | 341.1034
1897 | 772.6701 | 315.3331 | 772.6701 | 315.3331
1898 | 761.4982 | 270.5078 | 761.4982 | 270.5078
1899 | 759.6632 | 231.772 | 759.6632 | 231.772
1900 | 770.2549 | 203.053 | 770.2549 | 203.053
1901 | 791.276 | 177.9369 | 791.276 | 177.9369
1902 | 787.8005 | 155.1959 | 787.8005 | 155.1959
1903 | 794.0306 | 145.619 | 794.0306 | 145.619
1904 | 773.9103 | 141.6999 | 773.9103 | 141.6999
1905 | 739.6151 | 152.1274 | 739.6151 | 152.1274
1906 | 698.0723 | 158.6713 | 698.0723 | 158.6713
1907 | 653.0492 | 164.4863 | 653.0492 | 164.4863
1908 | 612.1969 | 200.7645 | 612.1969 | 200.7645
1909 | 587.4498 | 208.2919 | 587.4498 | 208.2919
1910 | 569.4502 | 212.7501 | 569.4502 | 212.7501
1911 | 562.1023 | 234.1841 | 562.1023 | 234.1841
1912 | 564.6133 | 270.4407 | 564.6133 | 270.4407
1913 | 577.0711 | 335.5495 | 577.0711 | 335.5495
1914 | 586.3032 | 357.3635 | 586.3032 | 357.3635
1915 | 609.8184 | 356.1633 | 609.8184 | 356.1633
1916 | 661.2197 | 350.7615 | 661.2197 | 350.7615
1917 | 704.5564 | 355.6361 | 704.5564 | 355.6361
1918 | 738.2001 | 356.3744 | 738.2001 | 356.3744
1919 | 795.6071 | 361.1152 | 795.6071 | 361.1152
1920 | 786.691 | 343.637 | 786.691 | 343.637
1921 | 746.1614 | 300.3423 | 746.1614 | 300.3423
1922 | 737.14 | 234.588 | 737.14 | 234.588
1923 | 745.0206 | 175.3718 | 745.0206 | 175.3718
1924 | 757.9205 | 138.4184 | 757.9205 | 138.4184
1925 | 769.0819 | 119.0294 | 769.0819 | 119.0294
1926 | 769.3279 | 117.1118 | 769.3279 | 117.1118
1927 | 771.8671 | 119.7546 | 771.8671 | 119.7546
1928 | 749.7569 | 113.8824 | 749.7569 | 113.8824
1929 | 720.2312 | 103.1434 | 720.2312 | 103.1434
1930 | 691.0439 | 119.6899 | 691.0439 | 119.6899
1931 | 648.4693 | 119.3819 | 648.4693 | 119.3819
1932 | 608.8107 | 131.6168 | 608.8107 | 131.6168
1933 | 585.7646 | 134.7631 | 585.7646 | 134.7631
1934 | 569.3641 | 136.3181 | 569.3641 | 136.3181
1935 | 564.9501 | 151.418 | 564.9501 | 151.418
1936 | 568.0203 | 173.7922 | 568.0203 | 173.7922
1937 | 577.0236 | 224.9923 | 577.0236 | 224.9923
1938 | 587.8663 | 239.1526 | 587.8663 | 239.1526
1939 | 608.5478 | 238.7705 | 608.5478 | 238.7705
1940 | 657.1894 | 234.5564 | 657.1894 | 234.5564
1941 | 702.5387 | 236.8445 | 702.5387 | 236.8445
1942 | 736.8787 | 234.9436 | 736.8787 | 234.9436
1943 | 798.6852 | 233.0864 | 798.6852 | 233.0864
1944 | 779.5716 | 223.7634 | 779.5716 | 223.7634
1945 | 748.1651 | 205.7261 | 748.1651 | 205.7261
1946 | 738.7476 | 194.5245 | 738.7476 | 194.5245
1947 | 741.4561 | 196.4856 | 741.4561 | 196.4856
1948 | 757.8767 | 204.0295 | 757.8767 | 204.0295
1949 | 782.1173 | 213.3025 | 782.1173 | 213.3025
1950 | 772.5163 | 202.2005 | 772.5163 | 202.2005
1951 | 778.3592 | 192.4653 | 778.3592 | 192.4653
1952 | 760.4528 | 188.3614 | 760.4528 | 188.3614
1953 | 731.3572 | 189.6836 | 731.3572 | 189.6836
1954 | 693.2705 | 189.4711 | 693.2705 | 189.4711
1955 | 648.2591 | 186.7085 | 648.2591 | 186.7085
1956 | 614.8313 | 201.2132 | 614.8313 | 201.2132
1957 | 589.2114 | 205.8902 | 589.2114 | 205.8902
1958 | 571.1542 | 212.1695 | 571.1542 | 212.1695
1959 | 566.4096 | 225.4747 | 566.4096 | 225.4747
1960 | 568.4042 | 245.0249 | 568.4042 | 245.0249
1961 | 578.4889 | 293.1899 | 578.4889 | 293.1899
1962 | 591.8367 | 313.7371 | 591.8367 | 313.7371
1963 | 626.9974 | 321.0088 | 626.9974 | 321.0088
1964 | 685.7449 | 323.5511 | 685.7449 | 323.5511
1965 | 729.8218 | 329.7717 | 729.8218 | 329.7717
1966 | 767.3533 | 327.2374 | 767.3533 | 327.2374
1967 | 824.8092 | 325.2746 | 824.8092 | 325.2746
1968 | 802.3239 | 326.0334 | 802.3239 | 326.0334
1969 | 759.4617 | 318.6057 | 759.4617 | 318.6057
1970 | 749.8654 | 309.8059 | 749.8654 | 309.8059
1971 | 755.298 | 314.0103 | 755.298 | 314.0103
1972 | 765.7035 | 319.0733 | 765.7035 | 319.0733
1973 | 786.6699 | 323.4638 | 786.6699 | 323.4638
1974 | 784.8654 | 319.7516 | 784.8654 | 319.7516
1975 | 793.6599 | 320.7052 | 793.6599 | 320.7052
1976 | 770.1243 | 318.4224 | 770.1243 | 318.4224
1977 | 739.4277 | 317.818 | 739.4277 | 317.818
1978 | 694.9756 | 304.251 | 694.9756 | 304.251
1979 | 650.1141 | 292.2512 | 650.1141 | 292.2512
1980 | 606.9974 | 316.8641 | 606.9974 | 316.8641
1981 | 582.8124 | 318.9019 | 582.8124 | 318.9019
1982 | 568.8791 | 315.7591 | 568.8791 | 315.7591
1983 | 560.3877 | 336.1638 | 560.3877 | 336.1638
1984 | 564.3756 | 368.5935 | 564.3756 | 368.5935
1985 | 581.4141 | 412.087 | 581.4141 | 412.087
1986 | 596.2201 | 420.573 | 596.2201 | 420.573
1987 | 641.7601 | 421.009 | 641.7601 | 421.009
1988 | 717.4256 | 409.3523 | 717.4256 | 409.3523
1989 | 764.1224 | 405.755 | 764.1224 | 405.755
1990 | 800.0761 | 392.9541 | 800.0761 | 392.9541
1991 | 855.2949 | 380.6191 | 855.2949 | 380.6191
1992 | 828.3412 | 372.4838 | 828.3412 | 372.4838
1993 | 781.8389 | 344.8396 | 781.8389 | 344.8396
1994 | 771.0951 | 297.903 | 771.0951 | 297.903
1995 | 781.4499 | 233.4875 | 781.4499 | 233.4875
1996 | 784.3787 | 169.1389 | 784.3787 | 169.1389
1997 | 803.9499 | 116.6805 | 803.9499 | 116.6805
1998 | 813.2704 | 79.714 | 813.2704 | 79.714
1999 | 809.7723 | 73.8057 | 809.7723 | 73.8057
2000 | 783.8302 | 61.1243 | 783.8302 | 61.1243
2001 | 748.3529 | 53.7899 | 748.3529 | 53.7899
2002 | 706.0551 | 43.4691 | 706.0551 | 43.4691
2003 | 653.0163 | 70.5826 | 653.0163 | 70.5826
2004 | 608.5843 | 123.1449 | 608.5843 | 123.1449
2005 | 581.5768 | 140.7278 | 581.5768 | 140.7278
2006 | 567.4175 | 149.699 | 567.4175 | 149.699
2007 | 561.8805 | 170.0246 | 561.8805 | 170.0246
2008 | 566.3656 | 194.3254 | 566.3656 | 194.3254
2009 | 579.6895 | 245.8686 | 579.6895 | 245.8686
2010 | 597.6964 | 258.4982 | 597.6964 | 258.4982
2011 | 640.9859 | 258.3536 | 640.9859 | 258.3536
2012 | 718.6522 | 253.3477 | 718.6522 | 253.3477
2013 | 766.8962 | 262.0491 | 766.8962 | 262.0491
2014 | 803.4525 | 261.9957 | 803.4525 | 261.9957
2015 | 865.5572 | 256.0741 | 865.5572 | 256.0741
2016 | 836.6746 | 245.2731 | 836.6746 | 245.2731
2017 | 789.4 | 229.0304 | 789.4 | 229.0304
2018 | 777.5817 | 208.2221 | 777.5817 | 208.2221
2019 | 789.3855 | 194.0839 | 789.3855 | 194.0839
2020 | 789.849 | 182.8101 | 789.849 | 182.8101
2021 | 802.3951 | 156.2689 | 802.3951 | 156.2689
2022 | 805.0869 | 127.7479 | 805.0869 | 127.7479
2023 | 809.1076 | 114.0011 | 809.1076 | 114.0011
2024 | 776.2819 | 107.2844 | 776.2819 | 107.2844
2025 | 742.0483 | 115.0463 | 742.0483 | 115.0463
2026 | 699.1398 | 126.7631 | 699.1398 | 126.7631
2027 | 647.3557 | 148.4662 | 647.3557 | 148.4662
2028 | 604.112 | 189.9173 | 604.112 | 189.9173
2029 | 576.385 | 207.9224 | 576.385 | 207.9224
2030 | 559.4057 | 219.6121 | 559.4057 | 219.6121
2031 | 554.9557 | 245.7967 | 554.9557 | 245.7967
2032 | 556.5342 | 282.7659 | 556.5342 | 282.7659
2033 | 572.0609 | 348.3233 | 572.0609 | 348.3233
2034 | 591.7979 | 374.1754 | 591.7979 | 374.1754
2035 | 625.9388 | 390.4204 | 625.9388 | 390.4204
2036 | 703.1224 | 393.7017 | 703.1224 | 393.7017
2037 | 751.4632 | 398.6027 | 751.4632 | 398.6027
2038 | 788.4639 | 395.6197 | 788.4639 | 395.6197
2039 | 846.5632 | 390.2259 | 846.5632 | 390.2259
2040 | 826.0878 | 393.8351 | 826.0878 | 393.8351
2041 | 770.7952 | 390.4191 | 770.7952 | 390.4191
2042 | 762.1665 | 374.8628 | 762.1665 | 374.8628
2043 | 774.154 | 370.9648 | 774.154 | 370.9648
2044 | 778.4918 | 377.2155 | 778.4918 | 377.2155
2045 | 789.8719 | 378.8347 | 789.8719 | 378.8347
2046 | 799.0497 | 369.8177 | 799.0497 | 369.8177
2047 | 799.5345 | 361.8508 | 799.5345 | 361.8508
2048 | 770.9444 | 349.3013 | 770.9444 | 349.3013
2049 | 744.8926 | 343.4449 | 744.8926 | 343.4449
2050 | 705.8399 | 334.1798 | 705.8399 | 334.1798
2051 | 653.8625 | 334.1621 | 653.8625 | 334.1621
2052 | 611.81 | 358.4583 | 611.81 | 358.4583
2053 | 580.9907 | 370.8682 | 580.9907 | 370.8682
2054 | 565.18 | 381.1327 | 565.18 | 381.1327
2055 | 559.6247 | 405.2587 | 559.6247 | 405.2587
2056 | 559.9409 | 435.4187 | 559.9409 | 435.4187
2057 | 573.6661 | 497.0701 | 573.6661 | 497.0701
2058 | 589.7668 | 524.057 | 589.7668 | 524.057
2059 | 620.961 | 543.5747 | 620.961 | 543.5747
2060 | 688.2359 | 558.0462 | 688.2359 | 558.0462
2061 | 734.8766 | 579.1521 | 734.8766 | 579.1521
2062 | 769.4017 | 573.4771 | 769.4017 | 573.4771
2063 | 820.1912 | 567.6082 | 820.1912 | 567.6082
2064 | 809.5137 | 558.1797 | 809.5137 | 558.1797
2065 | 770.8788 | 523.0665 | 770.8788 | 523.0665
2066 | 764.6952 | 470.957 | 764.6952 | 470.957
2067 | 772.9362 | 433.0657 | 772.9362 | 433.0657
2068 | 781.2692 | 406.5109 | 781.2692 | 406.5109
2069 | 793.5977 | 382.4769 | 793.5977 | 382.4769
2070 | 801.2204 | 358.1787 | 801.2204 | 358.1787
2071 | 797.2934 | 342.8219 | 797.2934 | 342.8219
2072 | 764.5907 | 333.7563 | 764.5907 | 333.7563
2073 | 736.457 | 343.181 | 736.457 | 343.181
2074 | 702.4433 | 353.2086 | 702.4433 | 353.2086
2075 | 650.9982 | 379.1345 | 650.9982 | 379.1345
2076 | 606.9745 | 432.0135 | 606.9745 | 432.0135
2077 | 580.2933 | 437.4031 | 580.2933 | 437.4031
2078 | 564.043 | 456.509 | 564.043 | 456.509
2079 | 557.0134 | 487.5234 | 557.0134 | 487.5234
2080 | 557.5523 | 521.5102 | 557.5523 | 521.5102
2081 | 571.0937 | 579.7834 | 571.0937 | 579.7834
2082 | 586.4045 | 595.58 | 586.4045 | 595.58
2083 | 605.857 | 599.3415 | 605.857 | 599.3415
2084 | 657.5647 | 592.7784 | 657.5647 | 592.7784
2085 | 708.7374 | 593.8262 | 708.7374 | 593.8262
2086 | 745.0425 | 587.6497 | 745.0425 | 587.6497
2087 | 795.8557 | 581.253 | 795.8557 | 581.253
2088 | 785.6385 | 577.8419 | 785.6385 | 577.8419
2089 | 754.9609 | 566.9305 | 754.9609 | 566.9305
2090 | 739.7757 | 555.3594 | 739.7757 | 555.3594
2091 | 745.7734 | 557.1885 | 745.7734 | 557.1885
2092 | 753.4057 | 564.1254 | 753.4057 | 564.1254
2093 | 770.5026 | 561.0205 | 770.5026 | 561.0205
2094 | 765.5631 | 546.2235 | 765.5631 | 546.2235
2095 | 768.6012 | 528.9929 | 768.6012 | 528.9929
2096 | 745.169 | 506.3089 | 745.169 | 506.3089
2097 | 720.126 | 490.872 | 720.126 | 490.872
2098 | 684.9475 | 471.3668 | 684.9475 | 471.3668
2099 | 642.5945 | 457.2819 | 642.5945 | 457.2819
2100 | 602.6507 | 471.3379 | 602.6507 | 471.3379
2101 | 579.1327 | 472.1881 | 579.1327 | 472.1881
2102 | 561.7304 | 465.6143 | 561.7304 | 465.6143
2103 | 557.3296 | 474.1953 | 557.3296 | 474.1953
2104 | 558.182 | 495.1443 | 558.182 | 495.1443
2105 | 572.3078 | 549.1684 | 572.3078 | 549.1684
2106 | 584.695 | 579.7975 | 584.695 | 579.7975
2107 | 605.7622 | 603.8018 | 605.7622 | 603.8018
2108 | 652.4308 | 603.7048 | 652.4308 | 603.7048
2109 | 698.4108 | 603.8288 | 698.4108 | 603.8288
2110 | 732.8356 | 597.4941 | 732.8356 | 597.4941
2111 | 794.3805 | 591.7308 | 794.3805 | 591.7308
2112 | 781.2545 | 582.0647 | 781.2545 | 582.0647
2113 | 746.2371 | 555.6346 | 746.2371 | 555.6346
2114 | 739.1163 | 518.1463 | 739.1163 | 518.1463
2115 | 742.6792 | 496.328 | 742.6792 | 496.328
2116 | 761.9544 | 491.7315 | 761.9544 | 491.7315
2117 | 780.8415 | 485.4595 | 780.8415 | 485.4595
2118 | 778.3098 | 467.9969 | 778.3098 | 467.9969
2119 | 781.9122 | 449.9745 | 781.9122 | 449.9745
2120 | 751.1979 | 437.5306 | 751.1979 | 437.5306
2121 | 723.4764 | 433.2577 | 723.4764 | 433.2577
2122 | 686.9168 | 431.3033 | 686.9168 | 431.3033
2123 | 644.8747 | 436.1417 | 644.8747 | 436.1417
2124 | 601.1663 | 461.8367 | 601.1663 | 461.8367
2125 | 573.6043 | 467.5167 | 573.6043 | 467.5167
2126 | 559.2193 | 470.9455 | 559.2193 | 470.9455
2127 | 552.9255 | 486.019 | 552.9255 | 486.019
2128 | 554.1718 | 507.8654 | 554.1718 | 507.8654
2129 | 567.9253 | 563.3674 | 567.9253 | 563.3674
2130 | 579.6766 | 594.7355 | 579.6766 | 594.7355
2131 | 616.3134 | 611.4556 | 616.3134 | 611.4556
2132 | 669.1603 | 601.7782 | 669.1603 | 601.7782
2133 | 713.7181 | 605.8346 | 713.7181 | 605.8346
2134 | 764.0754 | 607.2856 | 764.0754 | 607.2856
2135 | 813.6224 | 600.9417 | 813.6224 | 600.9417
2136 | 803.36 | 600.4601 | 803.36 | 600.4601
2137 | 758.5938 | 575.8775 | 758.5938 | 575.8775
2138 | 751.0537 | 525.1667 | 751.0537 | 525.1667
2139 | 760.4639 | 489.4132 | 760.4639 | 489.4132
2140 | 775.0604 | 475.553 | 775.0604 | 475.553
2141 | 806.7202 | 461.0202 | 806.7202 | 461.0202
2142 | 807.1814 | 439.81 | 807.1814 | 439.81
2143 | 794.9155 | 422.896 | 794.9155 | 422.896
2144 | 762.836 | 407.6018 | 762.836 | 407.6018
2145 | 738.5521 | 406.9447 | 738.5521 | 406.9447
2146 | 692.8108 | 412.3537 | 692.8108 | 412.3537
2147 | 646.0333 | 465.6483 | 646.0333 | 465.6483
2148 | 603.7548 | 521.1665 | 603.7548 | 521.1665
2149 | 576.0542 | 521.5152 | 576.0542 | 521.5152
2150 | 558.4635 | 509.8213 | 558.4635 | 509.8213
2151 | 558.6723 | 532.1263 | 558.6723 | 532.1263
2152 | 558.3382 | 567.7494 | 558.3382 | 567.7494
2153 | 570.6699 | 634.5737 | 570.6699 | 634.5737
2154 | 596.6482 | 658.8423 | 596.6482 | 658.8423
2155 | 645.2441 | 663.7914 | 645.2441 | 663.7914
2156 | 719.6878 | 645.9588 | 719.6878 | 645.9588
2157 | 765.5217 | 636.5024 | 765.5217 | 636.5024
2158 | 797.9655 | 619.3204 | 797.9655 | 619.3204
2159 | 862.8663 | 612.8182 | 862.8663 | 612.8182
2160 | 835.0653 | 609.7766 | 835.0653 | 609.7766
2161 | 784.468 | 581.2879 | 784.468 | 581.2879
2162 | 773.1223 | 534.1137 | 773.1223 | 534.1137
2163 | 780.2684 | 481.7858 | 780.2684 | 481.7858
2164 | 788.3981 | 469.5884 | 788.3981 | 469.5884
2165 | 806.9853 | 453.8943 | 806.9853 | 453.8943
2166 | 824.5763 | 435.9831 | 824.5763 | 435.9831
2167 | 811.1741 | 425.7992 | 811.1741 | 425.7992
2168 | 783.1697 | 420.5604 | 783.1697 | 420.5604
2169 | 750.2068 | 439.3544 | 750.2068 | 439.3544
2170 | 708.8838 | 452.2852 | 708.8838 | 452.2852
2171 | 651.8297 | 471.1643 | 651.8297 | 471.1643
2172 | 611.8031 | 1034.4482 | 611.8031 | 1034.4482
2173 | 580.6194 | 1041.8916 | 580.6194 | 1041.8916
2174 | 563.6983 | 1051.3801 | 563.6983 | 1051.3801
2175 | 559.7216 | 1071.0151 | 559.7216 | 1071.0151
2176 | 560.4688 | 1115.6618 | 560.4688 | 1115.6618
2177 | 576.638 | 1176.6666 | 576.638 | 1176.6666
2178 | 601.8682 | 1192.3763 | 601.8682 | 1192.3763
2179 | 643.5405 | 1204.1167 | 643.5405 | 1204.1167
2180 | 714.2632 | 1215.7246 | 714.2632 | 1215.7246
2181 | 766.3986 | 1240.7234 | 766.3986 | 1240.7234
2182 | 796.1997 | 1238.1842 | 796.1997 | 1238.1842
2183 | 864.2605 | 1230.7422 | 864.2605 | 1230.7422
2184 | 839.9737 | 1236.2646 | 839.9737 | 1236.2646
2185 | 774.4282 | 1191.4692 | 774.4282 | 1191.4692
2186 | 776.4668 | 1118.428 | 776.4668 | 1118.428
2187 | 792.221 | 1056.7518 | 792.221 | 1056.7518
2188 | 795.3381 | 1005.9164 | 795.3381 | 1005.9164
2189 | 820.4744 | 958.5048 | 820.4744 | 958.5048
2190 | 841.3944 | 901.8072 | 841.3944 | 901.8072
2191 | 828.0263 | 855.9061 | 828.0263 | 855.9061
2192 | 784.4778 | 839.7951 | 784.4778 | 839.7951
2193 | 759.352 | 845.22 | 759.352 | 845.22
2194 | 713.7437 | 870.3818 | 713.7437 | 870.3818
2195 | 666.5755 | 926.084 | 666.5755 | 926.084
2196 | 623.5426 | 974.9227 | 623.5426 | 974.9227
2197 | 591.9327 | 1039.0843 | 591.9327 | 1039.0843
2198 | 572.8762 | 1097.7858 | 572.8762 | 1097.7858
2199 | 565.9012 | 1128.5927 | 565.9012 | 1128.5927
2200 | 565.6522 | 1151.9271 | 565.6522 | 1151.9271
2201 | 581.1139 | 1205.3694 | 581.1139 | 1205.3694
2202 | 604.5083 | 1251.8444 | 604.5083 | 1251.8444
2203 | 646.1038 | 1284.2669 | 646.1038 | 1284.2669
2204 | 717.6549 | 1302.9789 | 717.6549 | 1302.9789
2205 | 763.533 | 1323.1079 | 763.533 | 1323.1079
2206 | 796.7569 | 1327.3864 | 796.7569 | 1327.3864
2207 | 861.7255 | 1326.5328 | 861.7255 | 1326.5328
2208 | 840.0074 | 1319.7377 | 840.0074 | 1319.7377
2209 | 786.6778 | 1210.719 | 786.6778 | 1210.719
2210 | 785.5561 | 1072.2514 | 785.5561 | 1072.2514
2211 | 796.2928 | 938.0447 | 796.2928 | 938.0447
2212 | 800.7167 | 852.5482 | 800.7167 | 852.5482
2213 | 836.9855 | 807.7147 | 836.9855 | 807.7147
2214 | 855.9175 | 776.4544 | 855.9175 | 776.4544
2215 | 828.7193 | 755.1884 | 828.7193 | 755.1884
2216 | 788.127 | 744.6919 | 788.127 | 744.6919
2217 | 744.1843 | 749.7158 | 744.1843 | 749.7158
2218 | 692.1716 | 796.8774 | 692.1716 | 796.8774
2219 | 642.1102 | 986.4688 | 642.1102 | 986.4688
2220 | 601.7278 | 1085.5518 | 601.7278 | 1085.5518
2221 | 575.631 | 1095.8025 | 575.631 | 1095.8025
2222 | 559.5631 | 1113.3117 | 559.5631 | 1113.3117
2223 | 556.0838 | 1158.384 | 556.0838 | 1158.384
2224 | 556.5408 | 1201.1974 | 556.5408 | 1201.1974
2225 | 571.2826 | 1245.3586 | 571.2826 | 1245.3586
2226 | 590.687 | 1219.0166 | 590.687 | 1219.0166
2227 | 623.1371 | 1248.0016 | 623.1371 | 1248.0016
2228 | 681.992 | 1215.8391 | 681.992 | 1215.8391
2229 | 726.173 | 1218.208 | 726.173 | 1218.208
2230 | 756.7724 | 1224.4916 | 756.7724 | 1224.4916
2231 | 823.1513 | 1215.8465 | 823.1513 | 1215.8465
2232 | 805.1614 | 1204.1243 | 805.1614 | 1204.1243
2233 | 756.1749 | 1132.5739 | 756.1749 | 1132.5739
2234 | 759.1009 | 1016.1062 | 759.1009 | 1016.1062
2235 | 783.1986 | 886.3109 | 783.1986 | 886.3109
2236 | 786.7761 | 760.3096 | 786.7761 | 760.3096
2237 | 816.4409 | 654.9194 | 816.4409 | 654.9194
2238 | 831.6733 | 600.1698 | 831.6733 | 600.1698
2239 | 812.305 | 569.4508 | 812.305 | 569.4508
2240 | 774.6276 | 561.9907 | 774.6276 | 561.9907
2241 | 741.6404 | 575.952 | 741.6404 | 575.952
2242 | 703.6533 | 648.78 | 703.6533 | 648.78
2243 | 655.8747 | 863.5795 | 655.8747 | 863.5795
2244 | 620.3401 | 957.1625 | 620.3401 | 957.1625
2245 | 590.1395 | 973.6006 | 590.1395 | 973.6006
2246 | 571.7148 | 971.1726 | 571.7148 | 971.1726
2247 | 565.1599 | 1014.4689 | 565.1599 | 1014.4689
2248 | 565.6161 | 1079.0528 | 565.6161 | 1079.0528
2249 | 578.4821 | 1135.7608 | 578.4821 | 1135.7608
2250 | 599.8472 | 1135.4289 | 599.8472 | 1135.4289
2251 | 627.4996 | 1121.5029 | 627.4996 | 1121.5029
2252 | 677.4315 | 1092.3769 | 677.4315 | 1092.3769
2253 | 720.0176 | 1125.6256 | 720.0176 | 1125.6256
2254 | 756.8717 | 1157.6902 | 756.8717 | 1157.6902
2255 | 816.4814 | 1132.1442 | 816.4814 | 1132.1442
2256 | 814.1501 | 1105.1253 | 814.1501 | 1105.1253
2257 | 770.8524 | 1044.7467 | 770.8524 | 1044.7467
2258 | 763.4944 | 940.883 | 763.4944 | 940.883
2259 | 759.3564 | 808.2804 | 759.3564 | 808.2804
2260 | 776.6169 | 685.4875 | 776.6169 | 685.4875
2261 | 799.0558 | 592.7013 | 799.0558 | 592.7013
2262 | 818.865 | 536.5767 | 818.865 | 536.5767
2263 | 800.4946 | 506.3733 | 800.4946 | 506.3733
2264 | 764.7554 | 508.309 | 764.7554 | 508.309
2265 | 726.9532 | 527.1973 | 726.9532 | 527.1973
2266 | 694.3267 | 582.6088 | 694.3267 | 582.6088
2267 | 650.9776 | 760.3983 | 650.9776 | 760.3983
2268 | 612.8765 | 803.6224 | 612.8765 | 803.6224
2269 | 589.4733 | 830.4875 | 589.4733 | 830.4875
2270 | 571.3297 | 849.2572 | 571.3297 | 849.2572
2271 | 565.0773 | 860.2413 | 565.0773 | 860.2413
2272 | 563.3457 | 881.4559 | 563.3457 | 881.4559
2273 | 575.0374 | 943.6638 | 575.0374 | 943.6638
2274 | 592.601 | 979.4254 | 592.601 | 979.4254
2275 | 622.1878 | 996.8376 | 622.1878 | 996.8376
2276 | 671.9102 | 998.9924 | 671.9102 | 998.9924
2277 | 712.1496 | 984.2313 | 712.1496 | 984.2313
2278 | 741.7815 | 984.0983 | 741.7815 | 984.0983
2279 | 801.468 | 973.3334 | 801.468 | 973.3334
2280 | 794.6714 | 967.7986 | 794.6714 | 967.7986
2281 | 751.125 | 941.7374 | 751.125 | 941.7374
2282 | 745.982 | 890.2377 | 745.982 | 890.2377
2283 | 755.0619 | 814.9262 | 755.0619 | 814.9262
2284 | 771.846 | 749.9972 | 771.846 | 749.9972
2285 | 800.3371 | 705.5647 | 800.3371 | 705.5647
2286 | 818.8066 | 687.1949 | 818.8066 | 687.1949
2287 | 798.443 | 702.939 | 798.443 | 702.939
2288 | 767.1888 | 728.2494 | 767.1888 | 728.2494
2289 | 731.8407 | 734.0753 | 731.8407 | 734.0753
2290 | 697.3707 | 741.0759 | 697.3707 | 741.0759
2291 | 653.114 | 768.2471 | 653.114 | 768.2471
2292 | 615.9251 | 797.3777 | 615.9251 | 797.3777
2293 | 588.1106 | 819.0293 | 588.1106 | 819.0293
2294 | 571.6646 | 829.8928 | 571.6646 | 829.8928
2295 | 566.175 | 852.8507 | 566.175 | 852.8507
2296 | 567.5602 | 883.232 | 567.5602 | 883.232
2297 | 575.216 | 953.7471 | 575.216 | 953.7471
2298 | 596.7109 | 991.5711 | 596.7109 | 991.5711
2299 | 627.7965 | 1011.103 | 627.7965 | 1011.103
2300 | 675.769 | 1027.8098 | 675.769 | 1027.8098
2301 | 717.4943 | 1038.7151 | 717.4943 | 1038.7151
2302 | 754.3718 | 1049.4101 | 754.3718 | 1049.4101
2303 | 812.4486 | 1048.6139 | 812.4486 | 1048.6139
2304 | 800.7662 | 1044.5114 | 800.7662 | 1044.5114
2305 | 768.3158 | 1034.8927 | 768.3158 | 1034.8927
2306 | 761.3883 | 1021.6061 | 761.3883 | 1021.6061
2307 | 765.2851 | 1015.445 | 765.2851 | 1015.445
2308 | 772.5773 | 1009.8695 | 772.5773 | 1009.8695
2309 | 803.8522 | 1000.8429 | 803.8522 | 1000.8429
2310 | 827.8689 | 988.7751 | 827.8689 | 988.7751
2311 | 810.3268 | 975.1289 | 810.3268 | 975.1289
2312 | 768.4243 | 963.4865 | 768.4243 | 963.4865
2313 | 737.8875 | 948.0575 | 737.8875 | 948.0575
2314 | 699.1255 | 928.475 | 699.1255 | 928.475
2315 | 647.253 | 901.9645 | 647.253 | 901.9645
2316 | 605.6624 | 894.7725 | 605.6624 | 894.7725
2317 | 578.9546 | 899.8097 | 578.9546 | 899.8097
2318 | 561.4294 | 909.0117 | 561.4294 | 909.0117
2319 | 556.9969 | 934.2614 | 556.9969 | 934.2614
2320 | 560.3332 | 977.4185 | 560.3332 | 977.4185
2321 | 574.9551 | 1048.3919 | 574.9551 | 1048.3919
2322 | 604.8766 | 1090.4555 | 604.8766 | 1090.4555
2323 | 644.9938 | 1123.4508 | 644.9938 | 1123.4508
2324 | 712.3648 | 1149.8971 | 712.3648 | 1149.8971
2325 | 762.7916 | 1183.3177 | 762.7916 | 1183.3177
2326 | 801.2807 | 1217.0438 | 801.2807 | 1217.0438
2327 | 864.9583 | 1241.1691 | 864.9583 | 1241.1691
2328 | 848.1928 | 1256.8321 | 848.1928 | 1256.8321
2329 | 802.2647 | 1225.6719 | 802.2647 | 1225.6719
2330 | 791.8142 | 1146.5007 | 791.8142 | 1146.5007
2331 | 801.57 | 1044.3769 | 801.57 | 1044.3769
2332 | 808.7707 | 948.167 | 808.7707 | 948.167
2333 | 840.091 | 865.2922 | 840.091 | 865.2922
2334 | 859.4461 | 796.6781 | 859.4461 | 796.6781
2335 | 827.7629 | 740.5219 | 827.7629 | 740.5219
2336 | 788.6854 | 707.109 | 788.6854 | 707.109
2337 | 761.5746 | 713.6224 | 761.5746 | 713.6224
2338 | 717.1129 | 820.5959 | 717.1129 | 820.5959
2339 | 664.185 | 869.0221 | 664.185 | 869.0221
2340 | 617.8515 | 847.221 | 617.8515 | 847.221
2341 | 593.7034 | 878.7266 | 593.7034 | 878.7266
2342 | 576.2294 | 892.2828 | 576.2294 | 892.2828
2343 | 570.6786 | 910.1991 | 570.6786 | 910.1991
2344 | 571.4276 | 934.5075 | 571.4276 | 934.5075
2345 | 585.6378 | 966.1219 | 585.6378 | 966.1219
2346 | 612.4053 | 961.0922 | 612.4053 | 961.0922
2347 | 655.8015 | 947.51 | 655.8015 | 947.51
2348 | 721.7655 | 930.014 | 721.7655 | 930.014
2349 | 772.7328 | 908.6071 | 772.7328 | 908.6071
2350 | 804.938 | 885.1566 | 804.938 | 885.1566
2351 | 864.3718 | 862.4752 | 864.3718 | 862.4752
2352 | 847.7114 | 837.8052 | 847.7114 | 837.8052
2353 | 805.4308 | 766.5986 | 805.4308 | 766.5986
2354 | 789.2667 | 692.6408 | 789.2667 | 692.6408
2355 | 799.4895 | 612.4596 | 799.4895 | 612.4596
2356 | 806.2594 | 527.0204 | 806.2594 | 527.0204
2357 | 839.2003 | 462.3069 | 839.2003 | 462.3069
2358 | 857.6585 | 412.255 | 857.6585 | 412.255
2359 | 835.6906 | 353.8072 | 835.6906 | 353.8072
2360 | 802.6046 | 334.8316 | 802.6046 | 334.8316
2361 | 770.4575 | 351.5428 | 770.4575 | 351.5428
2362 | 727.4972 | 387.1317 | 727.4972 | 387.1317
2363 | 677.6384 | 496.8021 | 677.6384 | 496.8021
2364 | 629.8064 | 545.8126 | 629.8064 | 545.8126
2365 | 604.7752 | 590.2661 | 604.7752 | 590.2661
2366 | 585.9247 | 639.5146 | 585.9247 | 639.5146
2367 | 581.2814 | 707.9043 | 581.2814 | 707.9043
2368 | 582.2972 | 792.8839 | 582.2972 | 792.8839
2369 | 594.8002 | 891.4144 | 594.8002 | 891.4144
2370 | 619.6688 | 956.2225 | 619.6688 | 956.2225
2371 | 661.143 | 978.9628 | 661.143 | 978.9628
2372 | 730.7466 | 1025.0026 | 730.7466 | 1025.0026
2373 | 773.2087 | 1101.1623 | 773.2087 | 1101.1623
2374 | 810.148 | 1140.0446 | 810.148 | 1140.0446
2375 | 860.3586 | 1134.8369 | 860.3586 | 1134.8369
2376 | 848.543 | 1135.2604 | 848.543 | 1135.2604
2377 | 809.3922 | 1086.0536 | 809.3922 | 1086.0536
2378 | 804.8456 | 1007.6271 | 804.8456 | 1007.6271
2379 | 808.8749 | 924.8105 | 808.8749 | 924.8105
2380 | 818.8948 | 896.4905 | 818.8948 | 896.4905
2381 | 841.8299 | 903.9064 | 841.8299 | 903.9064
2382 | 859.6843 | 932.8017 | 859.6843 | 932.8017
2383 | 832.9546 | 946.0823 | 832.9546 | 946.0823
2384 | 793.6058 | 933.2368 | 793.6058 | 933.2368
2385 | 760.1341 | 911.0474 | 760.1341 | 911.0474
2386 | 723.0247 | 923.0323 | 723.0247 | 923.0323
2387 | 676.8597 | 1037.5725 | 676.8597 | 1037.5725
2388 | 639.8482 | 1076.729 | 639.8482 | 1076.729
2389 | 613.1201 | 1064.9226 | 613.1201 | 1064.9226
2390 | 595.1636 | 1046.6822 | 595.1636 | 1046.6822
2391 | 587.3806 | 1043.6873 | 587.3806 | 1043.6873
2392 | 587.7824 | 1077.6206 | 587.7824 | 1077.6206
2393 | 602.3899 | 1134.9014 | 602.3899 | 1134.9014
2394 | 624.6123 | 1149.1788 | 624.6123 | 1149.1788
2395 | 645.1064 | 1165.216 | 645.1064 | 1165.216
2396 | 698.2906 | 1194.2404 | 698.2906 | 1194.2404
2397 | 745.6915 | 1185.0938 | 745.6915 | 1185.0938
2398 | 784.5214 | 1235.9498 | 784.5214 | 1235.9498
2399 | 836.9977 | 1237.1588 | 836.9977 | 1237.1588
2400 | 828.1223 | 1222.9158 | 828.1223 | 1222.9158
2401 | 792.6957 | 1180.1255 | 792.6957 | 1180.1255
2402 | 787.0546 | 1119.8603 | 787.0546 | 1119.8603
2403 | 789.1207 | 1026.5594 | 789.1207 | 1026.5594
2404 | 797.346 | 947.1931 | 797.346 | 947.1931
2405 | 815.3807 | 913.073 | 815.3807 | 913.073
2406 | 844.8806 | 891.8959 | 844.8806 | 891.8959
2407 | 822.9635 | 882.26 | 822.9635 | 882.26
2408 | 784.1702 | 890.0966 | 784.1702 | 890.0966
2409 | 752.599 | 920.7296 | 752.599 | 920.7296
2410 | 722.1633 | 978.9484 | 722.1633 | 978.9484
2411 | 679.2355 | 1046.338 | 679.2355 | 1046.338
2412 | 639.8778 | 1067.8489 | 639.8778 | 1067.8489
2413 | 608.9612 | 1083.5422 | 608.9612 | 1083.5422
2414 | 596.6388 | 1092.5723 | 596.6388 | 1092.5723
2415 | 588.4988 | 1108.9991 | 588.4988 | 1108.9991
2416 | 589.1445 | 1138.8074 | 589.1445 | 1138.8074
2417 | 599.9805 | 1182.2811 | 599.9805 | 1182.2811
2418 | 617.2458 | 1203.4334 | 617.2458 | 1203.4334
2419 | 637.7479 | 1197.0126 | 637.7479 | 1197.0126
2420 | 675.1952 | 1191.7769 | 675.1952 | 1191.7769
2421 | 719.8237 | 1188.7604 | 719.8237 | 1188.7604
2422 | 760.2186 | 1186.4504 | 760.2186 | 1186.4504
2423 | 814.6492 | 1180.8417 | 814.6492 | 1180.8417
2424 | 806.7395 | 1180.2339 | 806.7395 | 1180.2339
2425 | 774.3499 | 1167.5215 | 774.3499 | 1167.5215
2426 | 766.8279 | 1135.5581 | 766.8279 | 1135.5581
2427 | 771.5113 | 1105.4492 | 771.5113 | 1105.4492
2428 | 776.0458 | 1083.6031 | 776.0458 | 1083.6031
2429 | 800.2748 | 1080.1911 | 800.2748 | 1080.1911
2430 | 824.2363 | 1080.6127 | 824.2363 | 1080.6127
2431 | 810.7274 | 1078.0809 | 810.7274 | 1078.0809
2432 | 772.639 | 1079.0426 | 772.639 | 1079.0426
2433 | 739.8149 | 1076.6759 | 739.8149 | 1076.6759
2434 | 709.3338 | 1073.1922 | 709.3338 | 1073.1922
2435 | 670.7946 | 1062.5514 | 670.7946 | 1062.5514
2436 | 635.2251 | 1068.0207 | 635.2251 | 1068.0207
2437 | 610.6261 | 1069.735 | 610.6261 | 1069.735
2438 | 593.0575 | 1061.4633 | 593.0575 | 1061.4633
2439 | 586.4917 | 1065.5725 | 586.4917 | 1065.5725
2440 | 587.1873 | 1081.8601 | 587.1873 | 1081.8601
2441 | 596.6838 | 1120.5214 | 596.6838 | 1120.5214
2442 | 613.6326 | 1125.002 | 613.6326 | 1125.002
2443 | 627.7614 | 1121.0446 | 627.7614 | 1121.0446
2444 | 656.8322 | 1111.1111 | 656.8322 | 1111.1111
2445 | 697.2884 | 1102.3655 | 697.2884 | 1102.3655
2446 | 736.9761 | 1095.0138 | 736.9761 | 1095.0138
2447 | 795.2848 | 1086.4833 | 795.2848 | 1086.4833
2448 | 788.6506 | 1084.5578 | 788.6506 | 1084.5578
2449 | 764.8523 | 1080.4964 | 764.8523 | 1080.4964
2450 | 757.4083 | 1075.2879 | 757.4083 | 1075.2879
2451 | 758.7045 | 1081.3297 | 758.7045 | 1081.3297
2452 | 775.9224 | 1089.0458 | 775.9224 | 1089.0458
2453 | 800.0084 | 1094.3992 | 800.0084 | 1094.3992
2454 | 813.9226 | 1090.9251 | 813.9226 | 1090.9251
2455 | 794.2554 | 1081.8048 | 794.2554 | 1081.8048
2456 | 773.7901 | 1074.402 | 773.7901 | 1074.402
2457 | 740.9575 | 1063.3271 | 740.9575 | 1063.3271
2458 | 706.785 | 1051.7081 | 706.785 | 1051.7081
2459 | 665.8097 | 1037.1141 | 665.8097 | 1037.1141
2460 | 628.022 | 1039.4325 | 628.022 | 1039.4325
2461 | 603.5227 | 1040.1155 | 603.5227 | 1040.1155
2462 | 585.2639 | 1036.8281 | 585.2639 | 1036.8281
2463 | 576.323 | 1043.9738 | 576.323 | 1043.9738
2464 | 578.3339 | 1063.6415 | 578.3339 | 1063.6415
2465 | 587.7735 | 1109.1777 | 587.7735 | 1109.1777
2466 | 611.2226 | 1120.3041 | 611.2226 | 1120.3041
2467 | 637.6886 | 1119.9561 | 637.6886 | 1119.9561
2468 | 675.6055 | 1113.1735 | 675.6055 | 1113.1735
2469 | 716.2685 | 1109.1258 | 716.2685 | 1109.1258
2470 | 750.2623 | 1104.2377 | 750.2623 | 1104.2377
2471 | 809.01 | 1095.879 | 809.01 | 1095.879
2472 | 793.6532 | 1092.9223 | 793.6532 | 1092.9223
2473 | 766.6898 | 1087.4859 | 766.6898 | 1087.4859
2474 | 762.9989 | 1079.9857 | 762.9989 | 1079.9857
2475 | 775.0408 | 1078.0641 | 775.0408 | 1078.0641
2476 | 788.5611 | 1080.5094 | 788.5611 | 1080.5094
2477 | 814.8886 | 1077.2692 | 814.8886 | 1077.2692
2478 | 830.0487 | 1065.3732 | 830.0487 | 1065.3732
2479 | 803.4729 | 1045.9406 | 803.4729 | 1045.9406
2480 | 772.8665 | 1028.3973 | 772.8665 | 1028.3973
2481 | 745.9336 | 1013.1974 | 745.9336 | 1013.1974
2482 | 709.8258 | 1001.3492 | 709.8258 | 1001.3492
2483 | 663.8577 | 989.9063 | 663.8577 | 989.9063
2484 | 624.3144 | 995.2038 | 624.3144 | 995.2038
2485 | 601.8053 | 1000.642 | 601.8053 | 1000.642
2486 | 584.6482 | 999.7608 | 584.6482 | 999.7608
2487 | 575.6837 | 1008.0523 | 575.6837 | 1008.0523
2488 | 579.1439 | 1027.4909 | 579.1439 | 1027.4909
2489 | 592.1371 | 1071.3083 | 592.1371 | 1071.3083
2490 | 618.538 | 1081.7472 | 618.538 | 1081.7472
2491 | 655.3945 | 1082.946 | 655.3945 | 1082.946
2492 | 715.7094 | 1077.1375 | 715.7094 | 1077.1375
2493 | 754.8496 | 1072.746 | 754.8496 | 1072.746
2494 | 804.1815 | 1068.4881 | 804.1815 | 1068.4881
2495 | 866.8395 | 1061.2752 | 866.8395 | 1061.2752
2496 | 849.0043 | 1059.407 | 849.0043 | 1059.407
2497 | 814.5247 | 1047.2102 | 814.5247 | 1047.2102
2498 | 803.8163 | 1023.0384 | 803.8163 | 1023.0384
2499 | 815.5123 | 1007.5961 | 815.5123 | 1007.5961
2500 | 827.3536 | 995.7759 | 827.3536 | 995.7759
2501 | 855.2654 | 979.015 | 855.2654 | 979.015
2502 | 858.9227 | 953.8275 | 858.9227 | 953.8275
2503 | 832.1679 | 934.7959 | 832.1679 | 934.7959
2504 | 796.7356 | 929.9139 | 796.7356 | 929.9139
2505 | 767.6316 | 932.1305 | 767.6316 | 932.1305
2506 | 727.42 | 953.2247 | 727.42 | 953.2247
2507 | 673.2753 | 987.5001 | 673.2753 | 987.5001
2508 | 630.6712 | 997.0371 | 630.6712 | 997.0371
2509 | 599.6641 | 990.6161 | 599.6641 | 990.6161
2510 | 582.3512 | 982.9172 | 582.3512 | 982.9172
2511 | 576.8256 | 988.7452 | 576.8256 | 988.7452
2512 | 583.7947 | 1011.7931 | 583.7947 | 1011.7931
2513 | 595.3955 | 1063.4022 | 595.3955 | 1063.4022
2514 | 620.381 | 1084.8409 | 620.381 | 1084.8409
2515 | 671.9839 | 1097.2115 | 671.9839 | 1097.2115
2516 | 740.647 | 1102.6893 | 740.647 | 1102.6893
2517 | 790.8518 | 1109.1258 | 790.8518 | 1109.1258
2518 | 827.5851 | 1116.8417 | 827.5851 | 1116.8417
2519 | 892.6268 | 1124.6964 | 892.6268 | 1124.6964
2520 | 876.2248 | 1137.9531 | 876.2248 | 1137.9531
2521 | 829.2471 | 1137.7301 | 829.2471 | 1137.7301
2522 | 830.3018 | 1105.5948 | 830.3018 | 1105.5948
2523 | 831.4914 | 1075.1422 | 831.4914 | 1075.1422
2524 | 833.4517 | 1057.5357 | 833.4517 | 1057.5357
2525 | 875.4057 | 1042.2644 | 875.4057 | 1042.2644
2526 | 898.8783 | 1024.8684 | 898.8783 | 1024.8684
2527 | 869.5074 | 1002.8577 | 869.5074 | 1002.8577
2528 | 824.8589 | 992.5331 | 824.8589 | 992.5331
2529 | 790.3944 | 993.2601 | 790.3944 | 993.2601
2530 | 748.3482 | 1002.2086 | 748.3482 | 1002.2086
2531 | 698.1256 | 1008.2394 | 698.1256 | 1008.2394
2532 | 649.224 | 1022.417 | 649.224 | 1022.417
2533 | 618.1469 | 1032.8969 | 618.1469 | 1032.8969
2534 | 602.3205 | 1037.8021 | 602.3205 | 1037.8021
2535 | 594.0337 | 1059.0986 | 594.0337 | 1059.0986
2536 | 596.2478 | 1097.2714 | 596.2478 | 1097.2714
2537 | 608.5034 | 1165.5521 | 608.5034 | 1165.5521
2538 | 635.446 | 1202.6314 | 635.446 | 1202.6314
2539 | 683.9816 | 1228.9237 | 683.9816 | 1228.9237
2540 | 746.7967 | 1242.5941 | 746.7967 | 1242.5941
2541 | 795.7735 | 1255.5045 | 795.7735 | 1255.5045
2542 | 832.2013 | 1267.0589 | 832.2013 | 1267.0589
2543 | 903.3823 | 1274.5125 | 903.3823 | 1274.5125
2544 | 875.4841 | 1284.7328 | 875.4841 | 1284.7328
2545 | 832.4308 | 1261.5361 | 832.4308 | 1261.5361
2546 | 821.3406 | 1176.4066 | 821.3406 | 1176.4066
2547 | 825.8389 | 1118.0533 | 825.8389 | 1118.0533
2548 | 832.7053 | 1078.6188 | 832.7053 | 1078.6188
2549 | 874.3324 | 1059.2798 | 874.3324 | 1059.2798
2550 | 897.5253 | 1049.2172 | 897.5253 | 1049.2172
2551 | 859.9156 | 1047.8312 | 859.9156 | 1047.8312
2552 | 825.5899 | 1057.4439 | 825.5899 | 1057.4439
2553 | 789.164 | 1067.6812 | 789.164 | 1067.6812
2554 | 748.8841 | 1099.2596 | 748.8841 | 1099.2596
2555 | 696.2633 | 1144.9932 | 696.2633 | 1144.9932
2556 | 652.2684 | 1161.4625 | 652.2684 | 1161.4625
2557 | 622.2919 | 1181.5099 | 622.2919 | 1181.5099
2558 | 605.3565 | 1208.0711 | 605.3565 | 1208.0711
2559 | 595.6742 | 1251.081 | 595.6742 | 1251.081
2560 | 599.0207 | 1290.8579 | 599.0207 | 1290.8579
2561 | 606.0999 | 1342.3524 | 606.0999 | 1342.3524
2562 | 636.6407 | 1358.062 | 636.6407 | 1358.062
2563 | 677.4745 | 1360.9223 | 677.4745 | 1360.9223
2564 | 726.3389 | 1342.6243 | 726.3389 | 1342.6243
2565 | 778.9357 | 1328.9516 | 778.9357 | 1328.9516
2566 | 814.9269 | 1331.2822 | 814.9269 | 1331.2822
2567 | 874.4437 | 1335.6994 | 874.4437 | 1335.6994
2568 | 857.5296 | 1334.2323 | 857.5296 | 1334.2323
2569 | 808.9183 | 1304.8482 | 808.9183 | 1304.8482
2570 | 802.8722 | 1207.8021 | 802.8722 | 1207.8021
2571 | 799.9117 | 1114.1575 | 799.9117 | 1114.1575
2572 | 822.6319 | 1058.1659 | 822.6319 | 1058.1659
2573 | 865.9036 | 1038.655 | 865.9036 | 1038.655
2574 | 888.7207 | 1030.0246 | 888.7207 | 1030.0246
2575 | 851.7857 | 1019.1857 | 851.7857 | 1019.1857
2576 | 808.4772 | 1010.236 | 808.4772 | 1010.236
2577 | 778.2451 | 1012.2808 | 778.2451 | 1012.2808
2578 | 740.1816 | 1066.6037 | 740.1816 | 1066.6037
2579 | 698.0024 | 1173.696 | 698.0024 | 1173.696
2580 | 652.3168 | 1181.7435 | 652.3168 | 1181.7435
2581 | 626.2398 | 1177.9006 | 626.2398 | 1177.9006
2582 | 604.6097 | 1152.8425 | 604.6097 | 1152.8425
2583 | 596.3512 | 1145.2644 | 596.3512 | 1145.2644
2584 | 595.8071 | 1156.6822 | 595.8071 | 1156.6822
2585 | 608.4754 | 1192.9946 | 608.4754 | 1192.9946
2586 | 628.1904 | 1197.3033 | 628.1904 | 1197.3033
2587 | 660.3003 | 1193.1168 | 660.3003 | 1193.1168
2588 | 701.1638 | 1181.9228 | 701.1638 | 1181.9228
2589 | 742.4688 | 1172.2606 | 742.4688 | 1172.2606
2590 | 776.8819 | 1162.5027 | 776.8819 | 1162.5027
2591 | 830.7291 | 1150.3055 | 830.7291 | 1150.3055
2592 | 818.4851 | 1144.427 | 818.4851 | 1144.427
2593 | 786.8933 | 1133.0896 | 786.8933 | 1133.0896
2594 | 781.1347 | 1106.5115 | 781.1347 | 1106.5115
2595 | 781.7946 | 1083.2203 | 781.7946 | 1083.2203
2596 | 795.9675 | 1066.0148 | 795.9675 | 1066.0148
2597 | 830.3175 | 1048.0508 | 830.3175 | 1048.0508
2598 | 852.0844 | 1001.8374 | 852.0844 | 1001.8374
2599 | 827.2502 | 943.7334 | 827.2502 | 943.7334
2600 | 795.6932 | 905.2788 | 795.6932 | 905.2788
2601 | 765.7335 | 897.183 | 765.7335 | 897.183
2602 | 731.8968 | 919.7094 | 731.8968 | 919.7094
2603 | 684.7977 | 936.5683 | 684.7977 | 936.5683
2604 | 650.1721 | 949.3136 | 650.1721 | 949.3136
2605 | 619.7069 | 959.2778 | 619.7069 | 959.2778
2606 | 603.3222 | 964.9278 | 603.3222 | 964.9278
2607 | 597.2656 | 981.6984 | 597.2656 | 981.6984
2608 | 600.8384 | 1009.3869 | 600.8384 | 1009.3869
2609 | 607.9242 | 1059.9074 | 607.9242 | 1059.9074
2610 | 625.9445 | 1073.5546 | 625.9445 | 1073.5546
2611 | 661.9262 | 1072.6909 | 661.9262 | 1072.6909
2612 | 700.2514 | 1060.1793 | 700.2514 | 1060.1793
2613 | 737.2267 | 1048.2827 | 737.2267 | 1048.2827
2614 | 775.1269 | 1036.1759 | 775.1269 | 1036.1759
2615 | 832.8831 | 1017.6767 | 832.8831 | 1017.6767
2616 | 820.967 | 1003.8347 | 820.967 | 1003.8347
2617 | 794.0397 | 990.2629 | 794.0397 | 990.2629
2618 | 784.332 | 967.6379 | 784.332 | 967.6379
2619 | 785.602 | 956.9508 | 785.602 | 956.9508
2620 | 811.0191 | 950.3441 | 811.0191 | 950.3441
2621 | 859.8528 | 935.9894 | 859.8528 | 935.9894
2622 | 870.1845 | 910.7446 | 870.1845 | 910.7446
2623 | 832.2686 | 881.859 | 832.2686 | 881.859
2624 | 800.4214 | 880.1853 | 800.4214 | 880.1853
2625 | 769.303 | 884.9227 | 769.303 | 884.9227
2626 | 733.2441 | 912.7772 | 733.2441 | 912.7772
2627 | 683.7038 | 929.7507 | 683.7038 | 929.7507
2628 | 645.738 | 944.6731 | 645.738 | 944.6731
2629 | 614.9792 | 950.7988 | 614.9792 | 950.7988
2630 | 597.8186 | 954.2717 | 597.8186 | 954.2717
2631 | 590.0102 | 973.2766 | 590.0102 | 973.2766
2632 | 591.6161 | 999.4183 | 591.6161 | 999.4183
2633 | 598.3456 | 1048.5065 | 598.3456 | 1048.5065
2634 | 622.5508 | 1061.7526 | 622.5508 | 1061.7526
2635 | 670.2186 | 1063.4098 | 670.2186 | 1063.4098
2636 | 714.6946 | 1056.5127 | 714.6946 | 1056.5127
2637 | 746.6425 | 1048.9702 | 746.6425 | 1048.9702
2638 | 782.5744 | 1041.3321 | 782.5744 | 1041.3321
2639 | 850.981 | 1038.6452 | 850.981 | 1038.6452
2640 | 831.3969 | 1046.6311 | 831.3969 | 1046.6311
2641 | 797.8406 | 1050.9342 | 797.8406 | 1050.9342
2642 | 788.7959 | 1041.7153 | 788.7959 | 1041.7153
2643 | 793.8382 | 1024.4969 | 793.8382 | 1024.4969
2644 | 816.3282 | 958.1357 | 816.3282 | 958.1357
2645 | 858.0024 | 878.1254 | 858.0024 | 878.1254
2646 | 882.33 | 800.5166 | 882.33 | 800.5166
2647 | 840.7189 | 748.1989 | 840.7189 | 748.1989
2648 | 805.3716 | 737.9316 | 805.3716 | 737.9316
2649 | 779.3128 | 758.3667 | 779.3128 | 758.3667
2650 | 740.6576 | 844.1998 | 740.6576 | 844.1998
2651 | 692.1945 | 950.1463 | 692.1945 | 950.1463
2652 | 641.0712 | 958.8812 | 641.0712 | 958.8812
2653 | 614.0026 | 956.6425 | 614.0026 | 956.6425
2654 | 597.9917 | 939.2041 | 597.9917 | 939.2041
2655 | 590.2842 | 937.6415 | 590.2842 | 937.6415
2656 | 592.8531 | 958.5124 | 592.8531 | 958.5124
2657 | 604.881 | 995.0539 | 604.881 | 995.0539
2658 | 635.5407 | 1000.2793 | 635.5407 | 1000.2793
2659 | 691.8275 | 998.3844 | 691.8275 | 998.3844
2660 | 750.2331 | 976.7635 | 750.2331 | 976.7635
2661 | 790.0456 | 968.9346 | 790.0456 | 968.9346
2662 | 822.626 | 970.3484 | 822.626 | 970.3484
2663 | 883.5866 | 976.0261 | 883.5866 | 976.0261
2664 | 867.7048 | 994.9546 | 867.7048 | 994.9546
2665 | 823.874 | 1013.695 | 823.874 | 1013.695
2666 | 805.7719 | 1029.1686 | 805.7719 | 1029.1686
2667 | 826.662 | 1029.1948 | 826.662 | 1029.1948
2668 | 841.9237 | 984.2031 | 841.9237 | 984.2031
2669 | 888.3785 | 922.7552 | 888.3785 | 922.7552
2670 | 897.1759 | 870.6982 | 897.1759 | 870.6982
2671 | 851.5408 | 838.7188 | 851.5408 | 838.7188
2672 | 812.6324 | 840.5972 | 812.6324 | 840.5972
2673 | 778.3739 | 881.5998 | 778.3739 | 881.5998
2674 | 737.2119 | 985.7087 | 737.2119 | 985.7087
2675 | 686.3596 | 1078.9366 | 686.3596 | 1078.9366
2676 | 642.0822 | 1093.0569 | 642.0822 | 1093.0569
2677 | 613.075 | 1086.8651 | 613.075 | 1086.8651
2678 | 599.7646 | 1093.0879 | 599.7646 | 1093.0879
2679 | 591.3347 | 1084.3067 | 591.3347 | 1084.3067
2680 | 591.6347 | 1106.7244 | 591.6347 | 1106.7244
2681 | 607.0363 | 1157.7033 | 607.0363 | 1157.7033
2682 | 630.9463 | 1174.4442 | 630.9463 | 1174.4442
2683 | 687.3486 | 1175.242 | 687.3486 | 1175.242
2684 | 752.4778 | 1166.6834 | 752.4778 | 1166.6834
2685 | 793.7369 | 1162.2919 | 793.7369 | 1162.2919
2686 | 834.5906 | 1155.9142 | 834.5906 | 1155.9142
2687 | 887.5868 | 1142.8577 | 887.5868 | 1142.8577
2688 | 864.9126 | 1133.4844 | 864.9126 | 1133.4844
2689 | 826.0047 | 1123.9803 | 826.0047 | 1123.9803
2690 | 819.8146 | 1104.7928 | 819.8146 | 1104.7928
2691 | 823.844 | 1085.7411 | 823.844 | 1085.7411
2692 | 833.7939 | 1064.8116 | 833.7939 | 1064.8116
2693 | 875.9718 | 1063.0037 | 875.9718 | 1063.0037
2694 | 898.2644 | 1058.7848 | 898.2644 | 1058.7848
2695 | 851.7383 | 1050.7531 | 851.7383 | 1050.7531
2696 | 812.3237 | 1049.2512 | 812.3237 | 1049.2512
2697 | 774.3137 | 1046.7127 | 774.3137 | 1046.7127
2698 | 730.9971 | 1041.1092 | 730.9971 | 1041.1092
2699 | 683.0461 | 1027.8903 | 683.0461 | 1027.8903
2700 | 636.8816 | 1028.0316 | 636.8816 | 1028.0316
2701 | 611.6647 | 1026.8813 | 611.6647 | 1026.8813
2702 | 592.1029 | 1021.1304 | 592.1029 | 1021.1304
2703 | 586.9884 | 1027.2448 | 586.9884 | 1027.2448
2704 | 593.6796 | 1045.9959 | 593.6796 | 1045.9959
2705 | 601.8651 | 1090.5581 | 601.8651 | 1090.5581
2706 | 630.2535 | 1103.4605 | 630.2535 | 1103.4605
2707 | 688.6091 | 1107.5812 | 688.6091 | 1107.5812
2708 | 750.8948 | 1105.9549 | 750.8948 | 1105.9549
2709 | 801.6445 | 1107.4071 | 801.6445 | 1107.4071
2710 | 839.9524 | 1107.5606 | 839.9524 | 1107.5606
2711 | 893.9737 | 1105.0456 | 893.9737 | 1105.0456
2712 | 875.3027 | 1112.1148 | 875.3027 | 1112.1148
2713 | 826.6081 | 1121.5741 | 826.6081 | 1121.5741
2714 | 816.7222 | 1129.7144 | 816.7222 | 1129.7144
2715 | 831.6913 | 1148.9904 | 831.6913 | 1148.9904
2716 | 844.1669 | 1170.2845 | 844.1669 | 1170.2845
2717 | 883.0868 | 1188.3566 | 883.0868 | 1188.3566
2718 | 901.8431 | 1201.7833 | 901.8431 | 1201.7833
2719 | 865.9644 | 1210.1941 | 865.9644 | 1210.1941
2720 | 825.0375 | 1221.9265 | 825.0375 | 1221.9265
2721 | 788.6313 | 1227.0077 | 788.6313 | 1227.0077
2722 | 749.4106 | 1223.9823 | 749.4106 | 1223.9823
2723 | 704.5047 | 1213.9717 | 704.5047 | 1213.9717
2724 | 661.1702 | 1215.3734 | 661.1702 | 1215.3734
2725 | 633.9933 | 1217.3741 | 633.9933 | 1217.3741
2726 | 621.9729 | 1221.9929 | 621.9729 | 1221.9929
2727 | 609.165 | 1249.1904 | 609.165 | 1249.1904
2728 | 615.1417 | 1298.7068 | 615.1417 | 1298.7068
2729 | 623.8365 | 1387.4977 | 623.8365 | 1387.4977
2730 | 653.1403 | 1452.8215 | 653.1403 | 1452.8215
2731 | 694.7409 | 1501.8583 | 694.7409 | 1501.8583
2732 | 739.5756 | 1547.8409 | 739.5756 | 1547.8409
2733 | 788.8729 | 1580.173 | 788.8729 | 1580.173
2734 | 821.5428 | 1580.04 | 821.5428 | 1580.04
2735 | 868.0637 | 1572.7699 | 868.0637 | 1572.7699
2736 | 863.6806 | 1571.1882 | 863.6806 | 1571.1882
2737 | 816.5176 | 1563.059 | 816.5176 | 1563.059
2738 | 808.8493 | 1444.7007 | 808.8493 | 1444.7007
2739 | 824.0399 | 1291.8744 | 824.0399 | 1291.8744
2740 | 835.2149 | 1211.7632 | 835.2149 | 1211.7632
2741 | 872.6511 | 1158.0496 | 872.6511 | 1158.0496
2742 | 879.2785 | 1119.055 | 879.2785 | 1119.055
2743 | 839.9519 | 1092.4037 | 839.9519 | 1092.4037
2744 | 811.6044 | 1085.6311 | 811.6044 | 1085.6311
2745 | 778.8447 | 1098.733 | 778.8447 | 1098.733
2746 | 745.8335 | 1187.5452 | 745.8335 | 1187.5452
2747 | 704.4847 | 1245.3672 | 704.4847 | 1245.3672
2748 | 662.1369 | 1235.6544 | 662.1369 | 1235.6544
2749 | 633.4882 | 1214.1085 | 633.4882 | 1214.1085
2750 | 618.1439 | 1170.2017 | 618.1439 | 1170.2017
2751 | 610.3201 | 1130.4833 | 610.3201 | 1130.4833
2752 | 610.7854 | 1138.7501 | 610.7854 | 1138.7501
2753 | 622.7154 | 1191.6769 | 622.7154 | 1191.6769
2754 | 648.0913 | 1221.9957 | 648.0913 | 1221.9957
2755 | 680.4708 | 1250.5797 | 680.4708 | 1250.5797
2756 | 714.114 | 1242.7659 | 714.114 | 1242.7659
2757 | 754.3998 | 1248.3431 | 754.3998 | 1248.3431
2758 | 793.4569 | 1239.3873 | 793.4569 | 1239.3873
2759 | 835.9197 | 1218.1954 | 835.9197 | 1218.1954
2760 | 828.855 | 1210.4836 | 828.855 | 1210.4836
2761 | 794.5743 | 1212.6096 | 794.5743 | 1212.6096
2762 | 798.1973 | 1180.6461 | 798.1973 | 1180.6461
2763 | 799.8108 | 1152.5425 | 799.8108 | 1152.5425
2764 | 824.1249 | 1109.6706 | 824.1249 | 1109.6706
2765 | 870.8875 | 1059.9673 | 870.8875 | 1059.9673
2766 | 867.6038 | 1026.0716 | 867.6038 | 1026.0716
2767 | 828.6953 | 1004.1754 | 828.6953 | 1004.1754
2768 | 799.4835 | 999.007 | 799.4835 | 999.007
2769 | 770.6929 | 1005.7496 | 770.6929 | 1005.7496
2770 | 741.3035 | 1057.2653 | 741.3035 | 1057.2653
2771 | 704.1297 | 1147.514 | 704.1297 | 1147.514
2772 | 664.2851 | 1156.9365 | 664.2851 | 1156.9365
2773 | 633.2859 | 1165.5257 | 633.2859 | 1165.5257
2774 | 617.9162 | 1155.0196 | 617.9162 | 1155.0196
2775 | 609.3734 | 1157.983 | 609.3734 | 1157.983
2776 | 611.955 | 1177.5935 | 611.955 | 1177.5935
2777 | 621.0736 | 1212.8746 | 621.0736 | 1212.8746
2778 | 645.9474 | 1222.5114 | 645.9474 | 1222.5114
2779 | 680.7983 | 1222.7363 | 680.7983 | 1222.7363
2780 | 715.9896 | 1216.985 | 715.9896 | 1216.985
2781 | 745.7968 | 1213.2237 | 745.7968 | 1213.2237
2782 | 776.0683 | 1203.5231 | 776.0683 | 1203.5231
2783 | 824.7396 | 1188.4041 | 824.7396 | 1188.4041
2784 | 818.5413 | 1183.0412 | 818.5413 | 1183.0412
2785 | 790.5997 | 1183.162 | 790.5997 | 1183.162
2786 | 788.1612 | 1155.3808 | 788.1612 | 1155.3808
2787 | 798.8582 | 1104.0169 | 798.8582 | 1104.0169
2788 | 817.4585 | 1055.9888 | 817.4585 | 1055.9888
2789 | 863.7058 | 1035.9623 | 863.7058 | 1035.9623
2790 | 877.1888 | 1054.6598 | 877.1888 | 1054.6598
2791 | 832.8729 | 1059.9769 | 832.8729 | 1059.9769
2792 | 807.1641 | 1054.2356 | 807.1641 | 1054.2356
2793 | 778.6396 | 1051.1814 | 778.6396 | 1051.1814
2794 | 744.4544 | 1047.9269 | 744.4544 | 1047.9269
2795 | 699.6586 | 1034.3642 | 699.6586 | 1034.3642
2796 | 657.8228 | 1038.1721 | 657.8228 | 1038.1721
2797 | 633.0698 | 1042.8082 | 633.0698 | 1042.8082
2798 | 620.5136 | 1042.3854 | 620.5136 | 1042.3854
2799 | 613.2018 | 1057.4372 | 613.2018 | 1057.4372
2800 | 615.1955 | 1092.86 | 615.1955 | 1092.86
2801 | 627.53 | 1153.6929 | 627.53 | 1153.6929
2802 | 649.3424 | 1174.6733 | 649.3424 | 1174.6733
2803 | 688.3399 | 1188.0179 | 688.3399 | 1188.0179
2804 | 738.5779 | 1193.8967 | 738.5779 | 1193.8967
2805 | 773.466 | 1188.875 | 773.466 | 1188.875
2806 | 798.2837 | 1183.2421 | 798.2837 | 1183.2421
2807 | 843.9774 | 1181.3 | 843.9774 | 1181.3
2808 | 829.82 | 1190.5463 | 829.82 | 1190.5463
2809 | 790.843 | 1188.9483 | 790.843 | 1188.9483
2810 | 787.6495 | 1150.0527 | 787.6495 | 1150.0527
2811 | 800.0226 | 1109.1159 | 800.0226 | 1109.1159
2812 | 827.3193 | 1093.5718 | 827.3193 | 1093.5718
2813 | 873.1887 | 1094.4565 | 873.1887 | 1094.4565
2814 | 882.1339 | 1094.2479 | 882.1339 | 1094.2479
2815 | 838.9274 | 1090.3412 | 838.9274 | 1090.3412
2816 | 812.8508 | 1091.3029 | 812.8508 | 1091.3029
2817 | 780.3801 | 1093.9205 | 780.3801 | 1093.9205
2818 | 739.8652 | 1097.7701 | 739.8652 | 1097.7701
2819 | 687.9937 | 1101.9676 | 687.9937 | 1101.9676
2820 | 646.5296 | 1136.77 | 646.5296 | 1136.77
2821 | 624.3888 | 1181.338 | 624.3888 | 1181.338
2822 | 612.3124 | 1215.519 | 612.3124 | 1215.519
2823 | 605.428 | 1247.5289 | 605.428 | 1247.5289
2824 | 614.7155 | 1282.0924 | 614.7155 | 1282.0924
2825 | 626.6946 | 1339.9462 | 626.6946 | 1339.9462
2826 | 661.9481 | 1366.9422 | 661.9481 | 1366.9422
2827 | 720.306 | 1387.7918 | 720.306 | 1387.7918
2828 | 783.2013 | 1403.2955 | 783.2013 | 1403.2955
2829 | 828.5467 | 1421.3621 | 828.5467 | 1421.3621
2830 | 855.6186 | 1437.6144 | 855.6186 | 1437.6144
2831 | 903.6596 | 1448.1618 | 903.6596 | 1448.1618
2832 | 877.2793 | 1462.4497 | 877.2793 | 1462.4497
2833 | 826.223 | 1469.8465 | 826.223 | 1469.8465
2834 | 826.0175 | 1459.2526 | 826.0175 | 1459.2526
2835 | 841.9032 | 1438.4822 | 841.9032 | 1438.4822
2836 | 861.3999 | 1407.8706 | 861.3999 | 1407.8706
2837 | 906.4171 | 1368.9953 | 906.4171 | 1368.9953
2838 | 914.6315 | 1331.6621 | 914.6315 | 1331.6621
2839 | 877.0999 | 1309.3077 | 877.0999 | 1309.3077
2840 | 837.0746 | 1301.0455 | 837.0746 | 1301.0455
2841 | 799.8536 | 1294.4966 | 799.8536 | 1294.4966
2842 | 760.561 | 1286.2577 | 760.561 | 1286.2577
2843 | 707.9979 | 1274.3564 | 707.9979 | 1274.3564
2844 | 656.4972 | 1287.2164 | 656.4972 | 1287.2164
2845 | 632.1004 | 1308.6961 | 632.1004 | 1308.6961
2846 | 617.4286 | 1328.898 | 617.4286 | 1328.898
2847 | 613.71 | 1357.2413 | 613.71 | 1357.2413
2848 | 620.2279 | 1394.6693 | 620.2279 | 1394.6693
2849 | 634.5799 | 1454.2991 | 634.5799 | 1454.2991
2850 | 665.6855 | 1482.2118 | 665.6855 | 1482.2118
2851 | 727.8326 | 1500.1969 | 727.8326 | 1500.1969
2852 | 788.8419 | 1509.7996 | 788.8419 | 1509.7996
2853 | 826.6066 | 1517.5538 | 826.6066 | 1517.5538
2854 | 860.7648 | 1520.3427 | 860.7648 | 1520.3427
2855 | 909.3223 | 1515.5934 | 909.3223 | 1515.5934
2856 | 882.1064 | 1513.4388 | 882.1064 | 1513.4388
2857 | 844.2804 | 1509.8929 | 844.2804 | 1509.8929
2858 | 842.9336 | 1492.195 | 842.9336 | 1492.195
2859 | 854.5033 | 1471.8256 | 854.5033 | 1471.8256
2860 | 875.0858 | 1457.0836 | 875.0858 | 1457.0836
2861 | 918.4457 | 1447.9997 | 918.4457 | 1447.9997
2862 | 934.8109 | 1435.76 | 934.8109 | 1435.76
2863 | 892.6796 | 1415.1243 | 892.6796 | 1415.1243
2864 | 850.4726 | 1403.1382 | 850.4726 | 1403.1382
2865 | 812.9947 | 1394.4695 | 812.9947 | 1394.4695
2866 | 777.4919 | 1387.9493 | 777.4919 | 1387.9493
2867 | 721.9774 | 1375.6471 | 721.9774 | 1375.6471
2868 | 674.3931 | 1376.8769 | 674.3931 | 1376.8769
2869 | 651.4696 | 1378.8776 | 651.4696 | 1378.8776
2870 | 632.3858 | 1382.7516 | 632.3858 | 1382.7516
2871 | 627.76 | 1401.6419 | 627.76 | 1401.6419
2872 | 636.3763 | 1438.6116 | 636.3763 | 1438.6116
2873 | 642.6306 | 1492.7414 | 642.6306 | 1492.7414
2874 | 681.7398 | 1512.1177 | 681.7398 | 1512.1177
2875 | 740.8158 | 1514.3478 | 740.8158 | 1514.3478
2876 | 812.7325 | 1503.5549 | 812.7325 | 1503.5549
2877 | 836.6544 | 1508.6164 | 836.6544 | 1508.6164
2878 | 871.0693 | 1517.9938 | 871.0693 | 1517.9938
2879 | 916.2527 | 1531.1192 | 916.2527 | 1531.1192
2880 | 890.9102 | 1555.8915 | 890.9102 | 1555.8915
2881 | 847.5453 | 1579.4443 | 847.5453 | 1579.4443
2882 | 845.3783 | 1588.0429 | 845.3783 | 1588.0429
2883 | 854.7124 | 1585.2046 | 854.7124 | 1585.2046
2884 | 878.2085 | 1578.8844 | 878.2085 | 1578.8844
2885 | 927.7804 | 1568.0818 | 927.7804 | 1568.0818
2886 | 939.767 | 1553.3213 | 939.767 | 1553.3213
2887 | 894.755 | 1535.722 | 894.755 | 1535.722
2888 | 862.7955 | 1528.6629 | 862.7955 | 1528.6629
2889 | 832.9177 | 1526.9837 | 832.9177 | 1526.9837
2890 | 786.6406 | 1545.7862 | 786.6406 | 1545.7862
2891 | 736.033 | 1592.6656 | 736.033 | 1592.6656
2892 | 681.2872 | 1658.9781 | 681.2872 | 1658.9781
2893 | 650.0736 | 1711.2231 | 650.0736 | 1711.2231
2894 | 632.9612 | 1738.9875 | 632.9612 | 1738.9875
2895 | 628.262 | 1777.7005 | 628.262 | 1777.7005
2896 | 630.9821 | 1821.4305 | 630.9821 | 1821.4305
2897 | 644.2272 | 1868.3417 | 644.2272 | 1868.3417
2898 | 672.0385 | 1880.5566 | 672.0385 | 1880.5566
2899 | 718.2694 | 1887.7137 | 718.2694 | 1887.7137
2900 | 769.0777 | 1885.5717 | 769.0777 | 1885.5717
2901 | 809.5082 | 1867.8314 | 809.5082 | 1867.8314
2902 | 837.3469 | 1838.2509 | 837.3469 | 1838.2509
2903 | 887.2148 | 1798.0383 | 887.2148 | 1798.0383
2904 | 862.62 | 1759.8477 | 862.62 | 1759.8477
2905 | 816.1875 | 1711.6721 | 816.1875 | 1711.6721
2906 | 807.5276 | 1618.4645 | 807.5276 | 1618.4645
2907 | 816.0778 | 1523.5595 | 816.0778 | 1523.5595
2908 | 825.9107 | 1466.4793 | 825.9107 | 1466.4793
2909 | 855.3276 | 1415.4584 | 855.3276 | 1415.4584
2910 | 843.5789 | 1372.5107 | 843.5789 | 1372.5107
2911 | 822.6916 | 1338.2969 | 822.6916 | 1338.2969
2912 | 790.5521 | 1322.9307 | 790.5521 | 1322.9307
2913 | 772.0057 | 1318.6161 | 772.0057 | 1318.6161
2914 | 745.8285 | 1344.6373 | 745.8285 | 1344.6373
2915 | 712.8667 | 1373.3554 | 712.8667 | 1373.3554
2916 | 690.3199 | 1606.7194 | 690.3199 | 1606.7194
2917 | 662.9856 | 1615.4891 | 662.9856 | 1615.4891
2918 | 641.5576 | 1634.3414 | 641.5576 | 1634.3414
2919 | 645.5771 | 1647.9175 | 645.5771 | 1647.9175
2920 | 643.8552 | 1662.7393 | 643.8552 | 1662.7393
2921 | 651.3762 | 1699.3683 | 651.3762 | 1699.3683
2922 | 675.7507 | 1744.8426 | 675.7507 | 1744.8426
2923 | 711.6255 | 1749.0212 | 711.6255 | 1749.0212
2924 | 763.086 | 1761.6792 | 763.086 | 1761.6792
2925 | 788.9065 | 1769.3874 | 788.9065 | 1769.3874
2926 | 823.7994 | 1782.2551 | 823.7994 | 1782.2551
2927 | 872.1543 | 1784.8328 | 872.1543 | 1784.8328
2928 | 867.8552 | 1781.7024 | 867.8552 | 1781.7024
2929 | 838.8142 | 1775.4091 | 838.8142 | 1775.4091
2930 | 835.1951 | 1737.6714 | 835.1951 | 1737.6714
2931 | 843.7812 | 1637.2788 | 843.7812 | 1637.2788
2932 | 884.3431 | 1572.6582 | 884.3431 | 1572.6582
2933 | 922.149 | 1542.8648 | 922.149 | 1542.8648
2934 | 896.1917 | 1518.6002 | 896.1917 | 1518.6002
2935 | 873.6607 | 1508.1294 | 873.6607 | 1508.1294
2936 | 842.1607 | 1512.9404 | 842.1607 | 1512.9404
2937 | 803.7741 | 1523.0518 | 803.7741 | 1523.0518
2938 | 768.6981 | 1563.2209 | 768.6981 | 1563.2209
2939 | 726.4478 | 1598.4909 | 726.4478 | 1598.4909
2940 | 687.3973 | 1624.5971 | 687.3973 | 1624.5971
2941 | 658.6815 | 1658.0897 | 658.6815 | 1658.0897
2942 | 642.8417 | 1711.1022 | 642.8417 | 1711.1022
2943 | 638.1354 | 1755.5821 | 638.1354 | 1755.5821
2944 | 641.413 | 1796.1902 | 641.413 | 1796.1902
2945 | 659.5345 | 1855.2161 | 659.5345 | 1855.2161
2946 | 684.1164 | 1918.3687 | 684.1164 | 1918.3687
2947 | 711.3897 | 1938.4975 | 711.3897 | 1938.4975
2948 | 748.4228 | 1954.4786 | 748.4228 | 1954.4786
2949 | 781.8476 | 1961.5221 | 781.8476 | 1961.5221
2950 | 829.0446 | 1971.665 | 829.0446 | 1971.665
2951 | 862.0324 | 1980.2906 | 862.0324 | 1980.2906
2952 | 847.2248 | 1997.3639 | 847.2248 | 1997.3639
2953 | 824.0144 | 2015.4613 | 824.0144 | 2015.4613
2954 | 819.4049 | 1993.0758 | 819.4049 | 1993.0758
2955 | 844.3917 | 1862.0453 | 844.3917 | 1862.0453
2956 | 883.5673 | 1747.2476 | 883.5673 | 1747.2476
2957 | 934.8425 | 1694.1269 | 934.8425 | 1694.1269
2958 | 903.2077 | 1655.7729 | 903.2077 | 1655.7729
2959 | 861.8997 | 1633.5387 | 861.8997 | 1633.5387
2960 | 829.598 | 1625.1243 | 829.598 | 1625.1243
2961 | 808.2843 | 1625.7319 | 808.2843 | 1625.7319
2962 | 767.1687 | 1679.1929 | 767.1687 | 1679.1929
2963 | 720.8619 | 1711.9374 | 720.8619 | 1711.9374
2964 | 679.4495 | 1728.6064 | 679.4495 | 1728.6064
2965 | 649.4251 | 1752.3295 | 649.4251 | 1752.3295
2966 | 639.1363 | 1789.6575 | 639.1363 | 1789.6575
2967 | 634.7643 | 1829.2858 | 634.7643 | 1829.2858
2968 | 635.1829 | 1883.651 | 635.1829 | 1883.651
2969 | 654.3679 | 1960.4217 | 654.3679 | 1960.4217
2970 | 675.0063 | 2036.3345 | 675.0063 | 2036.3345
2971 | 714.6954 | 2059.3211 | 714.6954 | 2059.3211
2972 | 765.3994 | 2082.0146 | 765.3994 | 2082.0146
2973 | 796.3349 | 2098.0966 | 796.3349 | 2098.0966
2974 | 823.5739 | 2127.247 | 823.5739 | 2127.247
2975 | 848.7995 | 2151.2912 | 848.7995 | 2151.2912
2976 | 855.6666 | 2164.5763 | 855.6666 | 2164.5763
2977 | 818.5837 | 2171.8408 | 818.5837 | 2171.8408
2978 | 820.4819 | 2149.5217 | 820.4819 | 2149.5217
2979 | 837.9261 | 1996.2272 | 837.9261 | 1996.2272
2980 | 899.5471 | 1883.5563 | 899.5471 | 1883.5563
2981 | 935.0101 | 1803.7853 | 935.0101 | 1803.7853
2982 | 904.6421 | 1740.1766 | 904.6421 | 1740.1766
2983 | 869.1315 | 1703.6536 | 869.1315 | 1703.6536
2984 | 835.0017 | 1691.451 | 835.0017 | 1691.451
2985 | 802.0593 | 1691.6599 | 802.0593 | 1691.6599
2986 | 775.9059 | 1741.532 | 775.9059 | 1741.532
2987 | 727.1145 | 1778.1312 | 727.1145 | 1778.1312
2988 | 678.8534 | 1771.0741 | 678.8534 | 1771.0741
2989 | 652.3803 | 1766.0866 | 652.3803 | 1766.0866
2990 | 640.1172 | 1775.5681 | 640.1172 | 1775.5681
2991 | 635.9651 | 1779.9728 | 635.9651 | 1779.9728
2992 | 642.8141 | 1793.7976 | 642.8141 | 1793.7976
2993 | 663.616 | 1831.2906 | 663.616 | 1831.2906
2994 | 693.5252 | 1873.7078 | 693.5252 | 1873.7078
2995 | 729.9317 | 1880.8771 | 729.9317 | 1880.8771
2996 | 792.7351 | 1884.696 | 792.7351 | 1884.696
2997 | 835.3894 | 1882.3687 | 835.3894 | 1882.3687
2998 | 862.0856 | 1884.6694 | 862.0856 | 1884.6694
2999 | 918.7147 | 1888.9751 | 918.7147 | 1888.9751
3000 | 906.5044 | 1894.0856 | 906.5044 | 1894.0856
3001 | 854.4328 | 1917.2339 | 854.4328 | 1917.2339
3002 | 853.8469 | 1922.695 | 853.8469 | 1922.695
3003 | 883.2386 | 1898.1328 | 883.2386 | 1898.1328
3004 | 928.5434 | 1884.1544 | 928.5434 | 1884.1544
3005 | 966.9974 | 1882.2741 | 966.9974 | 1882.2741
3006 | 949.7658 | 1888.5145 | 949.7658 | 1888.5145
3007 | 900.4843 | 1906.5548 | 900.4843 | 1906.5548
3008 | 866.118 | 1938.0826 | 866.118 | 1938.0826
3009 | 835.9017 | 1974.6449 | 835.9017 | 1974.6449
3010 | 794.3919 | 2031.1631 | 794.3919 | 2031.1631
3011 | 739.8093 | 2073.8101 | 739.8093 | 2073.8101
3012 | 699.703 | 2113.474 | 699.703 | 2113.474
3013 | 663.1458 | 2149.3592 | 663.1458 | 2149.3592
3014 | 652.0898 | 2179.1109 | 652.0898 | 2179.1109
3015 | 647.7665 | 2191.3579 | 647.7665 | 2191.3579
3016 | 649.0802 | 2196.41 | 649.0802 | 2196.41
3017 | 667.8738 | 2223.5353 | 667.8738 | 2223.5353
3018 | 696.083 | 2256.2494 | 696.083 | 2256.2494
3019 | 737.8456 | 2248.1329 | 737.8456 | 2248.1329
3020 | 797.387 | 2242.6475 | 797.387 | 2242.6475
3021 | 831.7411 | 2228.1581 | 831.7411 | 2228.1581
3022 | 864.0262 | 2210.0557 | 864.0262 | 2210.0557
3023 | 916.987 | 2190.1701 | 916.987 | 2190.1701
3024 | 910.0811 | 2177.6024 | 910.0811 | 2177.6024
3025 | 868.5551 | 2167.0557 | 868.5551 | 2167.0557
3026 | 864.6928 | 2149.4552 | 864.6928 | 2149.4552
3027 | 887.0384 | 2131.8713 | 887.0384 | 2131.8713
3028 | 943.253 | 2120.4184 | 943.253 | 2120.4184
3029 | 962.7314 | 2100.7269 | 962.7314 | 2100.7269
3030 | 954.2036 | 2074.8673 | 954.2036 | 2074.8673
3031 | 910.5782 | 2061.5387 | 910.5782 | 2061.5387
3032 | 865.0356 | 2058.1752 | 865.0356 | 2058.1752
3033 | 834.2602 | 2066.758 | 834.2602 | 2066.758
3034 | 804.4928 | 2102.4742 | 804.4928 | 2102.4742
3035 | 745.9604 | 2123.6548 | 745.9604 | 2123.6548
3036 | 694.3638 | 2143.3144 | 694.3638 | 2143.3144
3037 | 664.934 | 2170.1611 | 664.934 | 2170.1611
3038 | 653.0048 | 2197.6531 | 653.0048 | 2197.6531
3039 | 645.1513 | 2221.7964 | 645.1513 | 2221.7964
3040 | 654.4401 | 2257.8187 | 654.4401 | 2257.8187
3041 | 668.6333 | 2312.2589 | 668.6333 | 2312.2589
3042 | 691.2496 | 2372.4873 | 691.2496 | 2372.4873
3043 | 727.7009 | 2392.2838 | 727.7009 | 2392.2838
3044 | 784.6122 | 2418.5661 | 784.6122 | 2418.5661
3045 | 826.7764 | 2449.4022 | 826.7764 | 2449.4022
3046 | 858.6009 | 2486.4612 | 858.6009 | 2486.4612
3047 | 907.1771 | 2524.0632 | 907.1771 | 2524.0632
3048 | 897.0517 | 2576.0278 | 897.0517 | 2576.0278
3049 | 859.7231 | 2635.4631 | 859.7231 | 2635.4631
3050 | 865.093 | 2671.7614 | 865.093 | 2671.7614
3051 | 888.295 | 2671.9887 | 888.295 | 2671.9887
3052 | 944.665 | 2659.3395 | 944.665 | 2659.3395
3053 | 967.7992 | 2639.7809 | 967.7992 | 2639.7809
3054 | 949.5282 | 2618.6399 | 949.5282 | 2618.6399
3055 | 916.1817 | 2603.4504 | 916.1817 | 2603.4504
3056 | 876.8062 | 2596.8304 | 876.8062 | 2596.8304
3057 | 837.4814 | 2594.5138 | 837.4814 | 2594.5138
3058 | 802.6798 | 2611.6214 | 802.6798 | 2611.6214
3059 | 745.227 | 2612.3988 | 745.227 | 2612.3988
3060 | 703.2443 | 2612.0541 | 703.2443 | 2612.0541
3061 | 671.5203 | 2624.0138 | 671.5203 | 2624.0138
3062 | 656.9904 | 2662.2723 | 656.9904 | 2662.2723
3063 | 652.6173 | 2701.1696 | 652.6173 | 2701.1696
3064 | 657.4948 | 2741.5118 | 657.4948 | 2741.5118
3065 | 671.1766 | 2806.9843 | 671.1766 | 2806.9843
3066 | 695.4991 | 2878.9096 | 695.4991 | 2878.9096
3067 | 731.065 | 2922.6316 | 731.065 | 2922.6316
3068 | 788.6655 | 2972.4406 | 788.6655 | 2972.4406
3069 | 821.9547 | 3015.7046 | 821.9547 | 3015.7046
3070 | 841.574 | 3060.473 | 841.574 | 3060.473
3071 | 889.9483 | 3101.9961 | 889.9483 | 3101.9961
3072 | 885.2306 | 3149.1756 | 885.2306 | 3149.1756
3073 | 847.9098 | 3195.4518 | 847.9098 | 3195.4518
3074 | 850.452 | 3194.6657 | 850.452 | 3194.6657
3075 | 867.9407 | 3059.7141 | 867.9407 | 3059.7141
3076 | 926.1527 | 2887.5618 | 926.1527 | 2887.5618
3077 | 949.5786 | 2764.592 | 949.5786 | 2764.592
3078 | 929.2755 | 2649.0119 | 929.2755 | 2649.0119
3079 | 892.7221 | 2544.5007 | 892.7221 | 2544.5007
3080 | 855.5417 | 2466.0378 | 855.5417 | 2466.0378
3081 | 826.998 | 2414.2089 | 826.998 | 2414.2089
3082 | 787.225 | 2412.7077 | 787.225 | 2412.7077
3083 | 736.8668 | 2414.0169 | 736.8668 | 2414.0169
3084 | 702.6294 | 2414.1373 | 702.6294 | 2414.1373
3085 | 673.1591 | 2455.4722 | 673.1591 | 2455.4722
3086 | 658.7118 | 2538.6574 | 658.7118 | 2538.6574
3087 | 656.1283 | 2583.5361 | 656.1283 | 2583.5361
3088 | 648.0258 | 2602.4118 | 648.0258 | 2602.4118
3089 | 661.3618 | 2644.0918 | 661.3618 | 2644.0918
3090 | 686.8879 | 2693.9524 | 686.8879 | 2693.9524
3091 | 717.1616 | 2705.3751 | 717.1616 | 2705.3751
3092 | 756.895 | 2720.758 | 756.895 | 2720.758
3093 | 789.9124 | 2724.9438 | 789.9124 | 2724.9438
3094 | 823.0167 | 2726.5134 | 823.0167 | 2726.5134
3095 | 864.2275 | 2735.0725 | 864.2275 | 2735.0725
3096 | 862.7321 | 2756.0004 | 862.7321 | 2756.0004
3097 | 823.0468 | 2790.2475 | 823.0468 | 2790.2475
3098 | 824.2008 | 2806.0098 | 824.2008 | 2806.0098
3099 | 839.5605 | 2740.7744 | 839.5605 | 2740.7744
3100 | 904.7363 | 2675.4227 | 904.7363 | 2675.4227
3101 | 924.688 | 2621.1057 | 924.688 | 2621.1057
3102 | 896.3474 | 2594.7809 | 896.3474 | 2594.7809
3103 | 858.8649 | 2590.6902 | 858.8649 | 2590.6902
3104 | 836.0065 | 2604.4068 | 836.0065 | 2604.4068
3105 | 807.7392 | 2625.6834 | 807.7392 | 2625.6834
3106 | 775.2027 | 2668.9096 | 775.2027 | 2668.9096
3107 | 729.9182 | 2705.0436 | 729.9182 | 2705.0436
3108 | 690.1469 | 2733.21 | 690.1469 | 2733.21
3109 | 662.4811 | 2751.0182 | 662.4811 | 2751.0182
3110 | 650.2739 | 2773.4593 | 650.2739 | 2773.4593
3111 | 645.0727 | 2781.6522 | 645.0727 | 2781.6522
3112 | 644.2167 | 2797.0721 | 644.2167 | 2797.0721
3113 | 655.7981 | 2836.3595 | 655.7981 | 2836.3595
3114 | 680.3527 | 2881.0363 | 680.3527 | 2881.0363
3115 | 704.0528 | 2886.9428 | 704.0528 | 2886.9428
3116 | 743.0815 | 2892.4232 | 743.0815 | 2892.4232
3117 | 777.4268 | 2888.0357 | 777.4268 | 2888.0357
3118 | 804.9548 | 2879.5699 | 804.9548 | 2879.5699
3119 | 842.8466 | 2866.0644 | 842.8466 | 2866.0644
3120 | 842.8209 | 2857.4178 | 842.8209 | 2857.4178
3121 | 817.7782 | 2851.2575 | 817.7782 | 2851.2575
3122 | 817.5802 | 2833.5906 | 817.5802 | 2833.5906
3123 | 849.0883 | 2789.888 | 849.0883 | 2789.888
3124 | 904.3102 | 2736.3662 | 904.3102 | 2736.3662
3125 | 929.9721 | 2684.3088 | 929.9721 | 2684.3088
3126 | 905.2364 | 2636.3181 | 905.2364 | 2636.3181
3127 | 869.1072 | 2604.6467 | 869.1072 | 2604.6467
3128 | 835.8977 | 2589.0546 | 835.8977 | 2589.0546
3129 | 810.6515 | 2581.0225 | 810.6515 | 2581.0225
3130 | 770.0331 | 2596.0698 | 770.0331 | 2596.0698
3131 | 726.9374 | 2591.5305 | 726.9374 | 2591.5305
3132 | 688.7154 | 2583.0777 | 688.7154 | 2583.0777
3133 | 656.5545 | 2583.407 | 656.5545 | 2583.407
3134 | 647.1218 | 2594.0183 | 647.1218 | 2594.0183
3135 | 643.4628 | 2603.2081 | 643.4628 | 2603.2081
3136 | 647.0572 | 2627.9323 | 647.0572 | 2627.9323
3137 | 659.767 | 2682.3061 | 659.767 | 2682.3061
3138 | 677.5495 | 2750.3767 | 677.5495 | 2750.3767
3139 | 708.8407 | 2783.1993 | 708.8407 | 2783.1993
3140 | 740.8754 | 2816.9251 | 740.8754 | 2816.9251
3141 | 785.1112 | 2837.8587 | 785.1112 | 2837.8587
3142 | 813.3507 | 2855.3121 | 813.3507 | 2855.3121
3143 | 858.1312 | 2873.9066 | 858.1312 | 2873.9066
3144 | 852.5187 | 2899.8855 | 852.5187 | 2899.8855
3145 | 832.8291 | 2925.9581 | 832.8291 | 2925.9581
3146 | 827.0259 | 2938.5968 | 827.0259 | 2938.5968
3147 | 849.1072 | 2929.9849 | 849.1072 | 2929.9849
3148 | 914.4155 | 2908.563 | 914.4155 | 2908.563
3149 | 935.5526 | 2884.8839 | 935.5526 | 2884.8839
3150 | 899.3136 | 2849.72 | 899.3136 | 2849.72
3151 | 869.9539 | 2814.5926 | 869.9539 | 2814.5926
3152 | 835.3182 | 2791.7565 | 835.3182 | 2791.7565
3153 | 814.2447 | 2777.6101 | 814.2447 | 2777.6101
3154 | 775.9996 | 2792.3251 | 775.9996 | 2792.3251
3155 | 727.7684 | 2798.6187 | 727.7684 | 2798.6187
3156 | 692.5789 | 2806.6479 | 692.5789 | 2806.6479
3157 | 666.3235 | 2826.6492 | 666.3235 | 2826.6492
3158 | 643.3369 | 2857.1319 | 643.3369 | 2857.1319
3159 | 642.7277 | 2879.082 | 642.7277 | 2879.082
3160 | 645.8708 | 2905.9329 | 645.8708 | 2905.9329
3161 | 661.8431 | 2966.288 | 661.8431 | 2966.288
3162 | 687.5298 | 3047.5841 | 687.5298 | 3047.5841
3163 | 719.5329 | 3098.6167 | 719.5329 | 3098.6167
3164 | 752.7999 | 3151.6822 | 752.7999 | 3151.6822
3165 | 796.0463 | 3202.4562 | 796.0463 | 3202.4562
3166 | 838.387 | 3258.855 | 838.387 | 3258.855
3167 | 880.0962 | 3315.0656 | 880.0962 | 3315.0656
3168 | 882.7267 | 3378.7271 | 882.7267 | 3378.7271
3169 | 836.9975 | 3436.3015 | 836.9975 | 3436.3015
3170 | 834.3055 | 3461.3682 | 834.3055 | 3461.3682
3171 | 869.4983 | 3356.0575 | 869.4983 | 3356.0575
3172 | 924.1746 | 3194.2065 | 924.1746 | 3194.2065
3173 | 949.5404 | 3100.346 | 949.5404 | 3100.346
3174 | 917.4023 | 3027.3666 | 917.4023 | 3027.3666
3175 | 887.6992 | 2969.6429 | 887.6992 | 2969.6429
3176 | 851.2989 | 2939.6956 | 851.2989 | 2939.6956
3177 | 827.2137 | 2937.9771 | 827.2137 | 2937.9771
3178 | 790.5993 | 2999.4133 | 790.5993 | 2999.4133
3179 | 743.0512 | 3033.8193 | 743.0512 | 3033.8193
3180 | 699.0382 | 3038.5919 | 699.0382 | 3038.5919
3181 | 673.2177 | 3045.3678 | 673.2177 | 3045.3678
3182 | 648.679 | 3057.4412 | 648.679 | 3057.4412
3183 | 650.487 | 3052.741 | 650.487 | 3052.741
3184 | 656.5642 | 3033.4025 | 656.5642 | 3033.4025
3185 | 669.4995 | 3021.0508 | 669.4995 | 3021.0508
3186 | 693.4916 | 3024.1903 | 693.4916 | 3024.1903
3187 | 738.8014 | 2993.8099 | 738.8014 | 2993.8099
3188 | 791.1776 | 2967.5891 | 791.1776 | 2967.5891
3189 | 837.5634 | 2925.1866 | 837.5634 | 2925.1866
3190 | 862.5242 | 2873.1898 | 862.5242 | 2873.1898
3191 | 900.9059 | 2812.8302 | 900.9059 | 2812.8302
3192 | 873.1351 | 2765.3712 | 873.1351 | 2765.3712
3193 | 864.0891 | 2730.5668 | 864.0891 | 2730.5668
3194 | 867.9972 | 2682.5279 | 867.9972 | 2682.5279
3195 | 897.5028 | 2598.2849 | 897.5028 | 2598.2849
3196 | 953.0095 | 2521.8345 | 953.0095 | 2521.8345
3197 | 974.8963 | 2445.8517 | 974.8963 | 2445.8517
3198 | 964.1714 | 2384.9679 | 964.1714 | 2384.9679
3199 | 920.7082 | 2336.8144 | 920.7082 | 2336.8144
3200 | 893.9768 | 2302.7466 | 893.9768 | 2302.7466
3201 | 852.7327 | 2270.3903 | 852.7327 | 2270.3903
3202 | 818.427 | 2247.4891 | 818.427 | 2247.4891
3203 | 752.3769 | 2208.3908 | 752.3769 | 2208.3908
3204 | 710.6577 | 2179.3355 | 710.6577 | 2179.3355
3205 | 674.7156 | 2165.4425 | 674.7156 | 2165.4425
3206 | 662.1416 | 2160.768 | 662.1416 | 2160.768
3207 | 652.2548 | 2153.9411 | 652.2548 | 2153.9411
3208 | 657.0941 | 2150.5529 | 657.0941 | 2150.5529
3209 | 669.4686 | 2170.7664 | 669.4686 | 2170.7664
3210 | 700.4479 | 2210.5252 | 700.4479 | 2210.5252
3211 | 740.1344 | 2224.4068 | 740.1344 | 2224.4068
3212 | 799.2333 | 2238.8593 | 799.2333 | 2238.8593
3213 | 839.4914 | 2237.396 | 839.4914 | 2237.396
3214 | 869.6857 | 2254.9824 | 869.6857 | 2254.9824
3215 | 919.7835 | 2287.1346 | 919.7835 | 2287.1346
3216 | 917.8063 | 2332.3204 | 917.8063 | 2332.3204
3217 | 863.6904 | 2373.2134 | 863.6904 | 2373.2134
3218 | 865.9277 | 2383.4596 | 865.9277 | 2383.4596
3219 | 892.626 | 2296.093 | 892.626 | 2296.093
3220 | 939.0233 | 2231.7383 | 939.0233 | 2231.7383
3221 | 969.914 | 2222.9461 | 969.914 | 2222.9461
3222 | 948.4014 | 2231.5126 | 948.4014 | 2231.5126
3223 | 915.7755 | 2256.2654 | 915.7755 | 2256.2654
3224 | 874.8164 | 2289.5211 | 874.8164 | 2289.5211
3225 | 851.7906 | 2316.5132 | 851.7906 | 2316.5132
3226 | 822.8205 | 2362.863 | 822.8205 | 2362.863
3227 | 769.2505 | 2391.1548 | 769.2505 | 2391.1548
3228 | 720.4393 | 2415.1342 | 720.4393 | 2415.1342
3229 | 683.9866 | 2445.3704 | 683.9866 | 2445.3704
3230 | 666.6213 | 2481.3028 | 666.6213 | 2481.3028
3231 | 658.1209 | 2501.9901 | 658.1209 | 2501.9901
3232 | 658.8458 | 2531.433 | 658.8458 | 2531.433
3233 | 667.685 | 2564.8055 | 667.685 | 2564.8055
3234 | 699.6083 | 2589.8102 | 699.6083 | 2589.8102
3235 | 745.821 | 2578.1714 | 745.821 | 2578.1714
3236 | 787.9128 | 2571.4233 | 787.9128 | 2571.4233
3237 | 826.9222 | 2549.9556 | 826.9222 | 2549.9556
3238 | 860.7035 | 2513.1115 | 860.7035 | 2513.1115
3239 | 903.5662 | 2465.1135 | 903.5662 | 2465.1135
3240 | 902.1523 | 2421.775 | 902.1523 | 2421.775
3241 | 853.9409 | 2383.6476 | 853.9409 | 2383.6476
3242 | 867.336 | 2352.7552 | 867.336 | 2352.7552
3243 | 898.7564 | 2328.5253 | 898.7564 | 2328.5253
3244 | 954.9293 | 2335.083 | 954.9293 | 2335.083
3245 | 962.7819 | 2369.1573 | 962.7819 | 2369.1573
3246 | 939.1999 | 2389.0219 | 939.1999 | 2389.0219
3247 | 906.6205 | 2414.5722 | 906.6205 | 2414.5722
3248 | 864.5131 | 2472.2851 | 864.5131 | 2472.2851
3249 | 841.8185 | 2546.3306 | 841.8185 | 2546.3306
3250 | 806.7507 | 2615.0773 | 806.7507 | 2615.0773
3251 | 760.3521 | 2646.0939 | 760.3521 | 2646.0939
3252 | 715.5263 | 2662.6299 | 715.5263 | 2662.6299
3253 | 689.575 | 2681.435 | 689.575 | 2681.435
3254 | 669.5188 | 2704.2084 | 669.5188 | 2704.2084
3255 | 658.639 | 2717.3193 | 658.639 | 2717.3193
3256 | 662.9305 | 2737.192 | 662.9305 | 2737.192
3257 | 670.5028 | 2780.7992 | 670.5028 | 2780.7992
3258 | 697.4704 | 2839.3661 | 697.4704 | 2839.3661
3259 | 728.4016 | 2860.6248 | 728.4016 | 2860.6248
3260 | 766.0427 | 2878.2009 | 766.0427 | 2878.2009
3261 | 802.2074 | 2883.1841 | 802.2074 | 2883.1841
3262 | 837.0184 | 2884.2885 | 837.0184 | 2884.2885
3263 | 881.4049 | 2888.0625 | 881.4049 | 2888.0625
3264 | 867.7762 | 2902.5439 | 867.7762 | 2902.5439
3265 | 841.1873 | 2917.7171 | 841.1873 | 2917.7171
3266 | 840.6425 | 2932.6154 | 840.6425 | 2932.6154
3267 | 874.7383 | 2903.7998 | 874.7383 | 2903.7998
3268 | 923.1207 | 2842.768 | 923.1207 | 2842.768
3269 | 940.769 | 2758.4777 | 940.769 | 2758.4777
3270 | 914.3086 | 2684.5678 | 914.3086 | 2684.5678
3271 | 881.632 | 2628.838 | 881.632 | 2628.838
3272 | 850.3756 | 2591.9124 | 850.3756 | 2591.9124
3273 | 820.9048 | 2569.4586 | 820.9048 | 2569.4586
3274 | 792.0953 | 2595.0065 | 792.0953 | 2595.0065
3275 | 749.7803 | 2591.0653 | 749.7803 | 2591.0653
3276 | 712.4497 | 2567.7255 | 712.4497 | 2567.7255
3277 | 685.3244 | 2542.9331 | 685.3244 | 2542.9331
3278 | 665.0419 | 2509.0829 | 665.0419 | 2509.0829
3279 | 660.2824 | 2455.7342 | 660.2824 | 2455.7342
3280 | 660.7015 | 2414.7963 | 660.7015 | 2414.7963
3281 | 671.7064 | 2401.6471 | 671.7064 | 2401.6471
3282 | 692.066 | 2400.7326 | 692.066 | 2400.7326
3283 | 717.9227 | 2363.0416 | 717.9227 | 2363.0416
3284 | 745.7978 | 2326.7189 | 745.7978 | 2326.7189
3285 | 772.287 | 2280.3289 | 772.287 | 2280.3289
3286 | 785.7682 | 2233.7818 | 785.7682 | 2233.7818
3287 | 872.4698 | 2184.9197 | 872.4698 | 2184.9197
3288 | 872.4113 | 2143.2427 | 872.4113 | 2143.2427
3289 | 853.6753 | 2106.1786 | 853.6753 | 2106.1786
3290 | 850.007 | 2069.3049 | 850.007 | 2069.3049
3291 | 879.8694 | 2037.0334 | 879.8694 | 2037.0334
3292 | 936.7743 | 2007.57 | 936.7743 | 2007.57
3293 | 951.6944 | 1977.7766 | 951.6944 | 1977.7766
3294 | 916.8867 | 1942.5462 | 916.8867 | 1942.5462
3295 | 886.8762 | 1912.4698 | 886.8762 | 1912.4698
3296 | 849.5109 | 1899.4696 | 849.5109 | 1899.4696
3297 | 819.9021 | 1896.4884 | 819.9021 | 1896.4884
3298 | 781.3449 | 1914.9916 | 781.3449 | 1914.9916
3299 | 730.6348 | 1919.5573 | 730.6348 | 1919.5573
3300 | 693.524 | 1925.7256 | 693.524 | 1925.7256
3301 | 664.0198 | 1940.8754 | 664.0198 | 1940.8754
3302 | 643.5141 | 1960.7246 | 643.5141 | 1960.7246
3303 | 642.2181 | 1973.4368 | 642.2181 | 1973.4368
3304 | 644.9643 | 2000.5535 | 644.9643 | 2000.5535
3305 | 652.1648 | 2056.1235 | 652.1648 | 2056.1235
3306 | 674.3596 | 2125.5898 | 674.3596 | 2125.5898
3307 | 715.588 | 2163.3969 | 715.588 | 2163.3969
3308 | 753.7649 | 2198.7177 | 753.7649 | 2198.7177
3309 | 792.3612 | 2218.5879 | 792.3612 | 2218.5879
3310 | 827.8199 | 2236.2408 | 827.8199 | 2236.2408
3311 | 878.5174 | 2253.0409 | 878.5174 | 2253.0409
3312 | 878.5243 | 2287.3272 | 878.5243 | 2287.3272
3313 | 847.9901 | 2323.5016 | 847.9901 | 2323.5016
3314 | 847.6597 | 2334.2794 | 847.6597 | 2334.2794
3315 | 886.4462 | 2260.0055 | 886.4462 | 2260.0055
3316 | 937.613 | 2173.9849 | 937.613 | 2173.9849
3317 | 948.3856 | 2107.5058 | 948.3856 | 2107.5058
3318 | 922.4942 | 2035.5896 | 922.4942 | 2035.5896
3319 | 883.6693 | 1979.9927 | 883.6693 | 1979.9927
3320 | 864.5556 | 1960.9447 | 864.5556 | 1960.9447
3321 | 835.2482 | 2017.1126 | 835.2482 | 2017.1126
3322 | 791.0059 | 2119.5544 | 791.0059 | 2119.5544
3323 | 739.6546 | 2093.9473 | 739.6546 | 2093.9473
3324 | 700.3595 | 2076.7219 | 700.3595 | 2076.7219
3325 | 678.6228 | 2079.7095 | 678.6228 | 2079.7095
3326 | 666.0715 | 2099.2929 | 666.0715 | 2099.2929
3327 | 659.4241 | 2103.3653 | 659.4241 | 2103.3653
3328 | 667.2468 | 2106.6231 | 667.2468 | 2106.6231
3329 | 679.6217 | 2129.1627 | 679.6217 | 2129.1627
3330 | 707.1254 | 2160.5475 | 707.1254 | 2160.5475
3331 | 753.8832 | 2160.8714 | 753.8832 | 2160.8714
3332 | 813.3819 | 2162.4307 | 813.3819 | 2162.4307
3333 | 851.7063 | 2153.6569 | 851.7063 | 2153.6569
3334 | 882.1945 | 2133.4277 | 882.1945 | 2133.4277
3335 | 939.7474 | 2107.4278 | 939.7474 | 2107.4278
3336 | 920.5607 | 2087.2837 | 920.5607 | 2087.2837
3337 | 888.6233 | 2068.0973 | 888.6233 | 2068.0973
3338 | 898.8426 | 2044.8478 | 898.8426 | 2044.8478
3339 | 933.378 | 1997.357 | 933.378 | 1997.357
3340 | 980.4748 | 1935.9265 | 980.4748 | 1935.9265
3341 | 996.8523 | 1871.0424 | 996.8523 | 1871.0424
3342 | 959.8324 | 1802.3164 | 959.8324 | 1802.3164
3343 | 919.951 | 1743.3965 | 919.951 | 1743.3965
3344 | 889.3577 | 1713.0503 | 889.3577 | 1713.0503
3345 | 856.5648 | 1705.9487 | 856.5648 | 1705.9487
3346 | 814.8618 | 1727.7749 | 814.8618 | 1727.7749
3347 | 759.0544 | 1719.5803 | 759.0544 | 1719.5803
3348 | 721.0209 | 1720.6312 | 721.0209 | 1720.6312
3349 | 697.7862 | 1732.3916 | 697.7862 | 1732.3916
3350 | 677.7093 | 1744.332 | 677.7093 | 1744.332
3351 | 672.5809 | 1747.3411 | 672.5809 | 1747.3411
3352 | 674.3172 | 1757.9759 | 674.3172 | 1757.9759
3353 | 684.7731 | 1792.1459 | 684.7731 | 1792.1459
3354 | 720.1861 | 1840.4115 | 720.1861 | 1840.4115
3355 | 758.7585 | 1851.5019 | 758.7585 | 1851.5019
3356 | 812.5617 | 1861.8339 | 812.5617 | 1861.8339
3357 | 848.0025 | 1862.2314 | 848.0025 | 1862.2314
3358 | 892.1993 | 1862.1396 | 892.1993 | 1862.1396
3359 | 942.3613 | 1861.3279 | 942.3613 | 1861.3279
3360 | 920.0217 | 1867.3689 | 920.0217 | 1867.3689
3361 | 883.0232 | 1870.1805 | 883.0232 | 1870.1805
3362 | 882.1252 | 1862.4826 | 882.1252 | 1862.4826
3363 | 921.3328 | 1838.3856 | 921.3328 | 1838.3856
3364 | 972.9476 | 1802.9408 | 972.9476 | 1802.9408
3365 | 983.6671 | 1768.4952 | 983.6671 | 1768.4952
3366 | 956.2826 | 1734.3282 | 956.2826 | 1734.3282
3367 | 922.3121 | 1699.1344 | 922.3121 | 1699.1344
3368 | 888.5172 | 1676.7634 | 888.5172 | 1676.7634
3369 | 845.0826 | 1663.0822 | 845.0826 | 1663.0822
3370 | 803.1263 | 1668.2935 | 803.1263 | 1668.2935
3371 | 748.6501 | 1649.7312 | 748.6501 | 1649.7312
3372 | 713.7058 | 1634.8983 | 713.7058 | 1634.8983
3373 | 687.0284 | 1633.699 | 687.0284 | 1633.699
3374 | 672.9665 | 1646.437 | 672.9665 | 1646.437
3375 | 665.5994 | 1660.8107 | 665.5994 | 1660.8107
3376 | 661.845 | 1688.4591 | 661.845 | 1688.4591
3377 | 669.1138 | 1759.8466 | 669.1138 | 1759.8466
3378 | 702.9448 | 1860.4823 | 702.9448 | 1860.4823
3379 | 750.0261 | 1937.3013 | 750.0261 | 1937.3013
3380 | 805.3651 | 2016.3525 | 805.3651 | 2016.3525
3381 | 843.2496 | 2066.8606 | 843.2496 | 2066.8606
3382 | 873.2634 | 2102.2582 | 873.2634 | 2102.2582
3383 | 940.0761 | 2108.5576 | 940.0761 | 2108.5576
3384 | 929.0303 | 2113.7347 | 929.0303 | 2113.7347
3385 | 892.2324 | 2113.8215 | 892.2324 | 2113.8215
3386 | 897.4179 | 2123.6689 | 897.4179 | 2123.6689
3387 | 946.9691 | 2124.4278 | 946.9691 | 2124.4278
3388 | 986.1885 | 2125.137 | 986.1885 | 2125.137
3389 | 997.3072 | 2126.3803 | 997.3072 | 2126.3803
3390 | 973.0106 | 2121.1896 | 973.0106 | 2121.1896
3391 | 926.5316 | 2121.4188 | 926.5316 | 2121.4188
3392 | 880.4365 | 2130.4168 | 880.4365 | 2130.4168
3393 | 853.0776 | 2140.794 | 853.0776 | 2140.794
3394 | 820.4012 | 2160.1612 | 820.4012 | 2160.1612
3395 | 762.0001 | 2152.897 | 762.0001 | 2152.897
3396 | 723.9676 | 2141.2541 | 723.9676 | 2141.2541
3397 | 684.6547 | 2137.2636 | 684.6547 | 2137.2636
3398 | 666.0937 | 2144.286 | 666.0937 | 2144.286
3399 | 662.0599 | 2159.4572 | 662.0599 | 2159.4572
3400 | 667.1706 | 2197.8057 | 667.1706 | 2197.8057
3401 | 676.7614 | 2263.7434 | 676.7614 | 2263.7434
3402 | 703.8759 | 2350.3562 | 703.8759 | 2350.3562
3403 | 742.442 | 2417.2062 | 742.442 | 2417.2062
3404 | 792.6302 | 2509.0841 | 792.6302 | 2509.0841
3405 | 823.6982 | 2602.7245 | 823.6982 | 2602.7245
3406 | 851.4721 | 2685.5743 | 851.4721 | 2685.5743
3407 | 912.121 | 2750.3582 | 912.121 | 2750.3582
3408 | 904.0036 | 2800.1296 | 904.0036 | 2800.1296
3409 | 878.5675 | 2820.8854 | 878.5675 | 2820.8854
3410 | 889.8458 | 2825.549 | 889.8458 | 2825.549
3411 | 929.2026 | 2807.1011 | 929.2026 | 2807.1011
3412 | 971.1829 | 2720.6152 | 971.1829 | 2720.6152
3413 | 980.3465 | 2637.7206 | 980.3465 | 2637.7206
3414 | 948.8001 | 2576.1057 | 948.8001 | 2576.1057
3415 | 908.4368 | 2535.6616 | 908.4368 | 2535.6616
3416 | 871.2909 | 2531.7664 | 871.2909 | 2531.7664
3417 | 851.8045 | 2558.2933 | 851.8045 | 2558.2933
3418 | 823.7621 | 2607.5674 | 823.7621 | 2607.5674
3419 | 776.2653 | 2596.2492 | 776.2653 | 2596.2492
3420 | 727.5354 | 2546.3255 | 727.5354 | 2546.3255
3421 | 696.0466 | 2489.4996 | 696.0466 | 2489.4996
3422 | 678.5383 | 2434.5817 | 678.5383 | 2434.5817
3423 | 673.8493 | 2381.5653 | 673.8493 | 2381.5653
3424 | 669.401 | 2357.7075 | 669.401 | 2357.7075
3425 | 679.0953 | 2355.1254 | 679.0953 | 2355.1254
3426 | 703.9374 | 2350.0904 | 703.9374 | 2350.0904
3427 | 734.1769 | 2308.4783 | 734.1769 | 2308.4783
3428 | 773.6016 | 2277.6717 | 773.6016 | 2277.6717
3429 | 805.0091 | 2240.719 | 805.0091 | 2240.719
3430 | 836.1328 | 2190.9153 | 836.1328 | 2190.9153
3431 | 884.8888 | 2135.7396 | 884.8888 | 2135.7396
3432 | 880.1198 | 2092.8663 | 880.1198 | 2092.8663
3433 | 856.9478 | 2056.0016 | 856.9478 | 2056.0016
3434 | 860.4914 | 2019.1279 | 860.4914 | 2019.1279
3435 | 897.3116 | 1985.9924 | 897.3116 | 1985.9924
3436 | 938.7499 | 1955.4656 | 938.7499 | 1955.4656
3437 | 949.6989 | 1932.1188 | 949.6989 | 1932.1188
3438 | 925.6564 | 1903.2021 | 925.6564 | 1903.2021
3439 | 884.3915 | 1869.2045 | 884.3915 | 1869.2045
3440 | 853.677 | 1838.5926 | 853.677 | 1838.5926
3441 | 829.2653 | 1817.2686 | 829.2653 | 1817.2686
3442 | 803.0053 | 1816.7643 | 803.0053 | 1816.7643
3443 | 760.3066 | 1788.9641 | 760.3066 | 1788.9641
3444 | 727.3867 | 1755.3896 | 727.3867 | 1755.3896
3445 | 693.2866 | 1731.0624 | 693.2866 | 1731.0624
3446 | 677.7145 | 1706.3171 | 677.7145 | 1706.3171
3447 | 667.6647 | 1675.4983 | 667.6647 | 1675.4983
3448 | 668.9759 | 1671.9107 | 668.9759 | 1671.9107
3449 | 684.8344 | 1704.6851 | 684.8344 | 1704.6851
3450 | 702.8424 | 1763.119 | 702.8424 | 1763.119
3451 | 724.2068 | 1796.8056 | 724.2068 | 1796.8056
3452 | 758.9221 | 1834.7184 | 758.9221 | 1834.7184
3453 | 791.7922 | 1850.9998 | 791.7922 | 1850.9998
3454 | 821.9816 | 1864.9309 | 821.9816 | 1864.9309
3455 | 862.3773 | 1882.3291 | 862.3773 | 1882.3291
3456 | 863.8119 | 1906.1813 | 863.8119 | 1906.1813
3457 | 841.0983 | 1926.6048 | 841.0983 | 1926.6048
3458 | 856.4256 | 1940.5062 | 856.4256 | 1940.5062
3459 | 895.5374 | 1934.4862 | 895.5374 | 1934.4862
3460 | 943.7932 | 1900.8358 | 943.7932 | 1900.8358
3461 | 958.7401 | 1856.2884 | 958.7401 | 1856.2884
3462 | 937.3814 | 1816.5387 | 937.3814 | 1816.5387
3463 | 902.2496 | 1787.1269 | 902.2496 | 1787.1269
3464 | 874.7749 | 1774.592 | 874.7749 | 1774.592
3465 | 848.0537 | 1773.8704 | 848.0537 | 1773.8704
3466 | 825.1056 | 1795.4308 | 825.1056 | 1795.4308
3467 | 770.9276 | 1836.5492 | 770.9276 | 1836.5492
3468 | 728.8543 | 1942.8057 | 728.8543 | 1942.8057
3469 | 691.1576 | 1981.881 | 691.1576 | 1981.881
3470 | 677.5875 | 1895.6606 | 677.5875 | 1895.6606
3471 | 668.3606 | 1812.538 | 668.3606 | 1812.538
3472 | 670.378 | 1818.6535 | 670.378 | 1818.6535
3473 | 673.7968 | 1864.1217 | 673.7968 | 1864.1217
3474 | 700.7436 | 1918.1028 | 700.7436 | 1918.1028
3475 | 740.4361 | 1935.1081 | 740.4361 | 1935.1081
3476 | 783.0586 | 1951.9531 | 783.0586 | 1951.9531
3477 | 805.4918 | 1969.7631 | 805.4918 | 1969.7631
3478 | 851.0193 | 2000.8408 | 851.0193 | 2000.8408
3479 | 899.3437 | 2037.1136 | 899.3437 | 2037.1136
3480 | 888.2619 | 2072.0645 | 888.2619 | 2072.0645
3481 | 857.2621 | 2091.624 | 857.2621 | 2091.624
3482 | 866.2511 | 2096.2211 | 866.2511 | 2096.2211
3483 | 913.0316 | 2063.7502 | 913.0316 | 2063.7502
3484 | 960.8459 | 1999.1296 | 960.8459 | 1999.1296
3485 | 979.8237 | 1941.2238 | 979.8237 | 1941.2238
3486 | 952.8415 | 1889.2455 | 952.8415 | 1889.2455
3487 | 905.4657 | 1848.3362 | 905.4657 | 1848.3362
3488 | 874.6429 | 1835.8013 | 874.6429 | 1835.8013
3489 | 853.6316 | 1854.6189 | 853.6316 | 1854.6189
3490 | 813.1462 | 1890.468 | 813.1462 | 1890.468
3491 | 763.5892 | 1911.6486 | 763.5892 | 1911.6486
3492 | 718.0831 | 1942.407 | 718.0831 | 1942.407
3493 | 684.6303 | 1972.8425 | 684.6303 | 1972.8425
3494 | 668.1545 | 1986.9761 | 668.1545 | 1986.9761
3495 | 660.1272 | 1984.6684 | 660.1272 | 1984.6684
3496 | 660.0883 | 1985.733 | 660.0883 | 1985.733
3497 | 674.7187 | 2007.8074 | 674.7187 | 2007.8074
3498 | 709.1707 | 2056.7376 | 709.1707 | 2056.7376
3499 | 765.9166 | 2071.882 | 765.9166 | 2071.882
3500 | 820.5028 | 2093.1798 | 820.5028 | 2093.1798
3501 | 858.2515 | 2118.6991 | 858.2515 | 2118.6991
3502 | 897.2182 | 2141.0706 | 897.2182 | 2141.0706
3503 | 949.9448 | 2149.4303 | 949.9448 | 2149.4303
3504 | 942.7701 | 2151.4173 | 942.7701 | 2151.4173
3505 | 895.4304 | 2144.7917 | 895.4304 | 2144.7917
3506 | 907.7554 | 2150.8509 | 907.7554 | 2150.8509
3507 | 959.5427 | 2111.4682 | 959.5427 | 2111.4682
3508 | 1002.0576 | 2026.9762 | 1002.0576 | 2026.9762
3509 | 1018.0822 | 1950.9934 | 1018.0822 | 1950.9934
3510 | 992.4215 | 1890.3754 | 992.4215 | 1890.3754
3511 | 947.1263 | 1850.9946 | 947.1263 | 1850.9946
3512 | 914.5651 | 1862.7174 | 914.5651 | 1862.7174
3513 | 889.1405 | 1931.1139 | 889.1405 | 1931.1139
3514 | 846.1371 | 2034.5525 | 846.1371 | 2034.5525
3515 | 782.948 | 2076.9337 | 782.948 | 2076.9337
3516 | 738.1831 | 2090.4125 | 738.1831 | 2090.4125
3517 | 703.1684 | 2102.04 | 703.1684 | 2102.04
3518 | 686.4963 | 2116.9711 | 686.4963 | 2116.9711
3519 | 673.5616 | 2122.7051 | 673.5616 | 2122.7051
3520 | 673.1482 | 2134.2703 | 673.1482 | 2134.2703
3521 | 681.6613 | 2171.0322 | 681.6613 | 2171.0322
3522 | 711.0066 | 2215.0444 | 711.0066 | 2215.0444
3523 | 770.3783 | 2221.0839 | 770.3783 | 2221.0839
3524 | 821.5487 | 2230.4854 | 821.5487 | 2230.4854
3525 | 856.2525 | 2231.8799 | 856.2525 | 2231.8799
3526 | 880.2612 | 2238.1016 | 880.2612 | 2238.1016
3527 | 933.2876 | 2236.0937 | 933.2876 | 2236.0937
3528 | 932.191 | 2222.3297 | 932.191 | 2222.3297
3529 | 888.2168 | 2207.1308 | 888.2168 | 2207.1308
3530 | 904.8835 | 2194.0496 | 904.8835 | 2194.0496
3531 | 949.316 | 2164.9682 | 949.316 | 2164.9682
3532 | 996.2162 | 2067.6495 | 996.2162 | 2067.6495
3533 | 1010.0524 | 1984.0902 | 1010.0524 | 1984.0902
3534 | 988.085 | 1944.8722 | 988.085 | 1944.8722
3535 | 941.1764 | 1915.7263 | 941.1764 | 1915.7263
3536 | 906.2486 | 1912.695 | 906.2486 | 1912.695
3537 | 874.0648 | 1967.5338 | 874.0648 | 1967.5338
3538 | 841.3303 | 2049.9047 | 841.3303 | 2049.9047
3539 | 786.9359 | 2090.2256 | 786.9359 | 2090.2256
3540 | 743.5429 | 2099.1187 | 743.5429 | 2099.1187
3541 | 707.561 | 2081.8363 | 707.561 | 2081.8363
3542 | 690.1704 | 2079.2885 | 690.1704 | 2079.2885
3543 | 683.7577 | 2082.4305 | 683.7577 | 2082.4305
3544 | 684.5883 | 2082.7641 | 684.5883 | 2082.7641
3545 | 698.124 | 2113.744 | 698.124 | 2113.744
3546 | 725.5796 | 2176.0326 | 725.5796 | 2176.0326
3547 | 778.4187 | 2206.2634 | 778.4187 | 2206.2634
3548 | 842.219 | 2235.6028 | 842.219 | 2235.6028
3549 | 880.0865 | 2246.0358 | 880.0865 | 2246.0358
3550 | 901.1926 | 2243.6842 | 901.1926 | 2243.6842
3551 | 953.4618 | 2244.2017 | 953.4618 | 2244.2017
3552 | 941.2158 | 2246.3881 | 941.2158 | 2246.3881
3553 | 902.5432 | 2249.8643 | 902.5432 | 2249.8643
3554 | 910.3865 | 2226.2161 | 910.3865 | 2226.2161
3555 | 952.9893 | 2084.9508 | 952.9893 | 2084.9508
3556 | 988.7457 | 1954.7346 | 988.7457 | 1954.7346
3557 | 1003.5891 | 1884.4008 | 1003.5891 | 1884.4008
3558 | 987.7135 | 1831.4257 | 987.7135 | 1831.4257
3559 | 935.8581 | 1802.5455 | 935.8581 | 1802.5455
3560 | 902.8239 | 1794.9286 | 902.8239 | 1794.9286
3561 | 871.7511 | 1802.3151 | 871.7511 | 1802.3151
3562 | 842.562 | 1815.701 | 842.562 | 1815.701
3563 | 791.5803 | 1789.6952 | 791.5803 | 1789.6952
3564 | 748.0818 | 1774.1312 | 748.0818 | 1774.1312
3565 | 714.0723 | 1779.445 | 714.0723 | 1779.445
3566 | 696.7932 | 1802.2184 | 696.7932 | 1802.2184
3567 | 686.1555 | 1824.8995 | 686.1555 | 1824.8995
3568 | 682.2411 | 1866.7703 | 682.2411 | 1866.7703
3569 | 691.1211 | 1936.7621 | 691.1211 | 1936.7621
3570 | 714.6318 | 2019.6531 | 714.6318 | 2019.6531
3571 | 760.2505 | 2067.5621 | 760.2505 | 2067.5621
3572 | 810.0371 | 2117.504 | 810.0371 | 2117.504
3573 | 838.9473 | 2166.7494 | 838.9473 | 2166.7494
3574 | 872.7404 | 2202.0141 | 872.7404 | 2202.0141
3575 | 929.8139 | 2209.8421 | 929.8139 | 2209.8421
3576 | 921.091 | 2220.6682 | 921.091 | 2220.6682
3577 | 891.2412 | 2233.8476 | 891.2412 | 2233.8476
3578 | 905.9079 | 2257.6515 | 905.9079 | 2257.6515
3579 | 952.539 | 2271.3036 | 952.539 | 2271.3036
3580 | 989.8087 | 2243.9668 | 989.8087 | 2243.9668
3581 | 993.2251 | 2207.461 | 993.2251 | 2207.461
3582 | 969.4904 | 2164.5213 | 969.4904 | 2164.5213
3583 | 936.3112 | 2127.5995 | 936.3112 | 2127.5995
3584 | 899.0916 | 2116.3938 | 899.0916 | 2116.3938
3585 | 864.9147 | 2126.4387 | 864.9147 | 2126.4387
3586 | 835.1662 | 2149.727 | 835.1662 | 2149.727
3587 | 793.0187 | 2149.7734 | 793.0187 | 2149.7734
3588 | 756.561 | 2153.4163 | 756.561 | 2153.4163
3589 | 723.6096 | 2177.8039 | 723.6096 | 2177.8039
3590 | 704.9438 | 2216.6606 | 704.9438 | 2216.6606
3591 | 695.5047 | 2269.4479 | 695.5047 | 2269.4479
3592 | 693.0514 | 2342.8206 | 693.0514 | 2342.8206
3593 | 704.7923 | 2440.1272 | 704.7923 | 2440.1272
3594 | 727.3264 | 2528.468 | 727.3264 | 2528.468
3595 | 759.1948 | 2532.9789 | 759.1948 | 2532.9789
3596 | 797.591 | 2546.2351 | 797.591 | 2546.2351
3597 | 819.0214 | 2552.4146 | 819.0214 | 2552.4146
3598 | 856.1949 | 2538.9643 | 856.1949 | 2538.9643
3599 | 903.1318 | 2505.8533 | 903.1318 | 2505.8533
3600 | 907.8876 | 2502.3905 | 907.8876 | 2502.3905
3601 | 877.214 | 2510.7184 | 877.214 | 2510.7184
3602 | 889.2844 | 2516.5117 | 889.2844 | 2516.5117
3603 | 931.7883 | 2491.8166 | 931.7883 | 2491.8166
3604 | 968.8253 | 2427.7941 | 968.8253 | 2427.7941
3605 | 975.6492 | 2361.0492 | 975.6492 | 2361.0492
3606 | 954.0484 | 2315.1853 | 954.0484 | 2315.1853
3607 | 912.9691 | 2278.7287 | 912.9691 | 2278.7287
3608 | 890.0414 | 2265.1969 | 890.0414 | 2265.1969
3609 | 857.3241 | 2310.0667 | 857.3241 | 2310.0667
3610 | 826.854 | 2418.2239 | 826.854 | 2418.2239
3611 | 786.0987 | 2432.5591 | 786.0987 | 2432.5591
3612 | 748.1369 | 2389.0821 | 748.1369 | 2389.0821
3613 | 716.4489 | 2341.1617 | 716.4489 | 2341.1617
3614 | 701.0766 | 2319.4071 | 701.0766 | 2319.4071
3615 | 688.0452 | 2296.8957 | 688.0452 | 2296.8957
3616 | 679.4903 | 2283.5386 | 679.4903 | 2283.5386
3617 | 687.4228 | 2304.3502 | 687.4228 | 2304.3502
3618 | 707.2801 | 2348.6283 | 707.2801 | 2348.6283
3619 | 739.1401 | 2366.7633 | 739.1401 | 2366.7633
3620 | 773.2963 | 2389.3239 | 773.2963 | 2389.3239
3621 | 799.9833 | 2409.46 | 799.9833 | 2409.46
3622 | 834.0525 | 2430.901 | 834.0525 | 2430.901
3623 | 889.8179 | 2443.8464 | 889.8179 | 2443.8464
3624 | 890.7908 | 2467.8315 | 890.7908 | 2467.8315
3625 | 864.4326 | 2503.873 | 864.4326 | 2503.873
3626 | 876.4701 | 2537.38 | 876.4701 | 2537.38
3627 | 917.3734 | 2525.5116 | 917.3734 | 2525.5116
3628 | 963.2439 | 2470.2618 | 963.2439 | 2470.2618
3629 | 978.7952 | 2412.0902 | 978.7952 | 2412.0902
3630 | 945.5576 | 2353.8648 | 945.5576 | 2353.8648
3631 | 906.3701 | 2303.9169 | 906.3701 | 2303.9169
3632 | 886.4139 | 2276.2956 | 886.4139 | 2276.2956
3633 | 857.7797 | 2278.299 | 857.7797 | 2278.299
3634 | 827.5584 | 2316.4078 | 827.5584 | 2316.4078
3635 | 778.5295 | 2327.6194 | 778.5295 | 2327.6194
3636 | 742.9736 | 2125.0455 | 742.9736 | 2125.0455
3637 | 718.0285 | 2119.6952 | 718.0285 | 2119.6952
3638 | 696.9763 | 2108.0764 | 696.9763 | 2108.0764
3639 | 692.147 | 2124.2823 | 692.147 | 2124.2823
3640 | 688.7728 | 2169.7787 | 688.7728 | 2169.7787
3641 | 703.4377 | 2222.2347 | 703.4377 | 2222.2347
3642 | 722.553 | 2289.9626 | 722.553 | 2289.9626
3643 | 764.6244 | 2326.7445 | 764.6244 | 2326.7445
3644 | 811.5555 | 2364.6991 | 811.5555 | 2364.6991
3645 | 847.0762 | 2389.1485 | 847.0762 | 2389.1485
3646 | 878.0246 | 2414.7468 | 878.0246 | 2414.7468
3647 | 935.1078 | 2429.2336 | 935.1078 | 2429.2336
3648 | 921.0116 | 2432.9786 | 921.0116 | 2432.9786
3649 | 895.1246 | 2440.2977 | 895.1246 | 2440.2977
3650 | 912.3512 | 2422.9553 | 912.3512 | 2422.9553
3651 | 955.8318 | 2395.6302 | 955.8318 | 2395.6302
3652 | 990.744 | 2343.0497 | 990.744 | 2343.0497
3653 | 1009.1168 | 2287.4958 | 1009.1168 | 2287.4958
3654 | 982.0481 | 2217.911 | 982.0481 | 2217.911
3655 | 940.6986 | 2150.4559 | 940.6986 | 2150.4559
3656 | 912.9486 | 2101.2716 | 912.9486 | 2101.2716
3657 | 883.4263 | 2063.992 | 883.4263 | 2063.992
3658 | 843.0382 | 2039.2923 | 843.0382 | 2039.2923
3659 | 793.3527 | 2006.3882 | 793.3527 | 2006.3882
3660 | 746.198 | 1984.1616 | 746.198 | 1984.1616
3661 | 712.6701 | 1981.7199 | 712.6701 | 1981.7199
3662 | 696.0801 | 1979.2509 | 696.0801 | 1979.2509
3663 | 691.1366 | 1997.6989 | 691.1366 | 1997.6989
3664 | 688.9608 | 2019.6843 | 688.9608 | 2019.6843
3665 | 705.2442 | 2047.3569 | 705.2442 | 2047.3569
3666 | 732.6246 | 2101.875 | 732.6246 | 2101.875
3667 | 783.9941 | 2110.1165 | 783.9941 | 2110.1165
3668 | 843.0101 | 2105.0486 | 843.0101 | 2105.0486
3669 | 877.3339 | 2088.2931 | 877.3339 | 2088.2931
3670 | 912.0492 | 2081.0489 | 912.0492 | 2081.0489
3671 | 965.6454 | 2072.8125 | 965.6454 | 2072.8125
3672 | 954.5832 | 2067.8923 | 954.5832 | 2067.8923
3673 | 910.4391 | 2080.2408 | 910.4391 | 2080.2408
3674 | 929.3888 | 2084.7127 | 929.3888 | 2084.7127
3675 | 975.9038 | 2072.4152 | 975.9038 | 2072.4152
3676 | 1006.7919 | 1999.8989 | 1006.7919 | 1999.8989
3677 | 1024.7242 | 1941.7394 | 1024.7242 | 1941.7394
3678 | 1007.4736 | 1903.1793 | 1007.4736 | 1903.1793
3679 | 957.5931 | 1874.5052 | 957.5931 | 1874.5052
3680 | 924.7778 | 1870.1007 | 924.7778 | 1870.1007
3681 | 893.1595 | 1903.8994 | 893.1595 | 1903.8994
3682 | 850.3178 | 1962.4575 | 850.3178 | 1962.4575
3683 | 797.1308 | 1962.4566 | 797.1308 | 1962.4566
3684 | 750.8848 | 1952.6521 | 750.8848 | 1952.6521
3685 | 718.9015 | 1956.5123 | 718.9015 | 1956.5123
3686 | 702.3621 | 1971.0099 | 702.3621 | 1971.0099
3687 | 695.5721 | 2014.1808 | 695.5721 | 2014.1808
3688 | 695.3789 | 2051.8603 | 695.3789 | 2051.8603
3689 | 710.1281 | 2089.7129 | 710.1281 | 2089.7129
3690 | 738.7297 | 2158.5315 | 738.7297 | 2158.5315
3691 | 789.4326 | 2188.8903 | 789.4326 | 2188.8903
3692 | 848.5112 | 2204.0006 | 848.5112 | 2204.0006
3693 | 890.8989 | 2200.6367 | 890.8989 | 2200.6367
3694 | 916.7296 | 2202.4817 | 916.7296 | 2202.4817
3695 | 971.8876 | 2193.5788 | 971.8876 | 2193.5788
3696 | 963.874 | 2177.8121 | 963.874 | 2177.8121
3697 | 924.0817 | 2193.9174 | 924.0817 | 2193.9174
3698 | 944.2015 | 2193.2993 | 944.2015 | 2193.2993
3699 | 983.875 | 2189.7276 | 983.875 | 2189.7276
3700 | 1005.0533 | 2159.9309 | 1005.0533 | 2159.9309
3701 | 1021.1506 | 2125.3429 | 1021.1506 | 2125.3429
3702 | 1006.5333 | 2089.2067 | 1006.5333 | 2089.2067
3703 | 962.1989 | 2058.3512 | 962.1989 | 2058.3512
3704 | 927.9844 | 2051.4017 | 927.9844 | 2051.4017
3705 | 898.9714 | 2070.5363 | 898.9714 | 2070.5363
3706 | 851.5013 | 2092.7372 | 851.5013 | 2092.7372
3707 | 799.8393 | 2048.8048 | 799.8393 | 2048.8048
3708 | 754.2053 | 1996.7048 | 754.2053 | 1996.7048
3709 | 719.0556 | 1953.3613 | 719.0556 | 1953.3613
3710 | 701.1559 | 1897.2655 | 701.1559 | 1897.2655
3711 | 716.9016 | 1832.3345 | 716.9016 | 1832.3345
3712 | 716.7858 | 1791.725 | 716.7858 | 1791.725
3713 | 731.0603 | 1758.257 | 731.0603 | 1758.257
3714 | 760.5701 | 1770.722 | 760.5701 | 1770.722
3715 | 809.6843 | 1790.7191 | 809.6843 | 1790.7191
3716 | 868.7507 | 1822.796 | 868.7507 | 1822.796
3717 | 889.4127 | 1854.6379 | 889.4127 | 1854.6379
3718 | 916.6443 | 1911.3822 | 916.6443 | 1911.3822
3719 | 965.0133 | 1961.0749 | 965.0133 | 1961.0749
3720 | 952.2374 | 2002.6313 | 952.2374 | 2002.6313
3721 | 926.1557 | 2060.3049 | 926.1557 | 2060.3049
3722 | 934.3643 | 2096.4681 | 934.3643 | 2096.4681
3723 | 981.361 | 2122.5275 | 981.361 | 2122.5275
3724 | 1007.4016 | 2107.0313 | 1007.4016 | 2107.0313
3725 | 1011.4718 | 2110.6183 | 1011.4718 | 2110.6183
3726 | 999.1958 | 2105.325 | 999.1958 | 2105.325
3727 | 955.3276 | 2098.0411 | 955.3276 | 2098.0411
3728 | 911.6288 | 2106.9069 | 911.6288 | 2106.9069
3729 | 883.2309 | 2124.1631 | 883.2309 | 2124.1631
3730 | 849.9663 | 2172.117 | 849.9663 | 2172.117
3731 | 802.1635 | 2197.3238 | 802.1635 | 2197.3238
3732 | 761.6994 | 2205.516 | 761.6994 | 2205.516
3733 | 727.5324 | 2215.0115 | 727.5324 | 2215.0115
3734 | 710.2809 | 2202.3625 | 710.2809 | 2202.3625
3735 | 700.6424 | 2188.998 | 700.6424 | 2188.998
3736 | 698.7666 | 2169.6575 | 698.7666 | 2169.6575
3737 | 711.3885 | 2166.6083 | 711.3885 | 2166.6083
3738 | 734.0245 | 2205.7958 | 734.0245 | 2205.7958
3739 | 775.5982 | 2210.4622 | 775.5982 | 2210.4622
3740 | 827.8437 | 2208.1816 | 827.8437 | 2208.1816
3741 | 860.4074 | 2203.4241 | 860.4074 | 2203.4241
3742 | 894.3424 | 2212.7223 | 894.3424 | 2212.7223
3743 | 947.1102 | 2222.3615 | 947.1102 | 2222.3615
3744 | 939.5629 | 2232.3478 | 939.5629 | 2232.3478
3745 | 909.8856 | 2255.9064 | 909.8856 | 2255.9064
3746 | 925.0692 | 2262.1355 | 925.0692 | 2262.1355
3747 | 977.071 | 2285.6498 | 977.071 | 2285.6498
3748 | 1000.5337 | 2312.8733 | 1000.5337 | 2312.8733
3749 | 1013.8747 | 2359.4829 | 1013.8747 | 2359.4829
3750 | 989.2567 | 2404.6049 | 989.2567 | 2404.6049
3751 | 939.4825 | 2442.7068 | 939.4825 | 2442.7068
3752 | 905.6397 | 2480.9007 | 905.6397 | 2480.9007
3753 | 877.8274 | 2512.8815 | 877.8274 | 2512.8815
3754 | 844.1634 | 2561.3808 | 844.1634 | 2561.3808
3755 | 799.7521 | 2615.2491 | 799.7521 | 2615.2491
3756 | 758.4764 | 2709.123 | 758.4764 | 2709.123
3757 | 730.1495 | 2806.9058 | 730.1495 | 2806.9058
3758 | 709.3156 | 2848.6107 | 709.3156 | 2848.6107
3759 | 701.0777 | 2873.9059 | 701.0777 | 2873.9059
3760 | 696.9467 | 2903.7081 | 696.9467 | 2903.7081
3761 | 708.2982 | 2937.2585 | 708.2982 | 2937.2585
3762 | 723.9072 | 3008.6826 | 723.9072 | 3008.6826
3763 | 758.4591 | 3042.1924 | 758.4591 | 3042.1924
3764 | 794.1263 | 3063.9075 | 794.1263 | 3063.9075
3765 | 826.7634 | 3065.6337 | 826.7634 | 3065.6337
3766 | 862.0624 | 3071.0538 | 862.0624 | 3071.0538
3767 | 907.5305 | 3067.362 | 907.5305 | 3067.362
3768 | 896.5683 | 3050.2623 | 896.5683 | 3050.2623
3769 | 881.1604 | 3024.7387 | 881.1604 | 3024.7387
3770 | 895.163 | 2979.1589 | 895.163 | 2979.1589
3771 | 934.5535 | 2953.6517 | 934.5535 | 2953.6517
3772 | 974.8369 | 2895.7995 | 974.8369 | 2895.7995
3773 | 983.3313 | 2826.1874 | 983.3313 | 2826.1874
3774 | 947.146 | 2755.3907 | 947.146 | 2755.3907
3775 | 922.5084 | 2685.633 | 922.5084 | 2685.633
3776 | 889.0579 | 2605.2421 | 889.0579 | 2605.2421
3777 | 863.3538 | 2517.002 | 863.3538 | 2517.002
3778 | 834.5992 | 2443.6442 | 834.5992 | 2443.6442
3779 | 793.1057 | 2372.3228 | 793.1057 | 2372.3228
3780 | 750.5846 | 2313.9209 | 750.5846 | 2313.9209
3781 | 718.6721 | 2295.8456 | 718.6721 | 2295.8456
3782 | 700.7923 | 2335.5509 | 700.7923 | 2335.5509
3783 | 696.1602 | 2436.6507 | 696.1602 | 2436.6507
3784 | 693.253 | 2501.9011 | 693.253 | 2501.9011
3785 | 702.4589 | 2567.3852 | 702.4589 | 2567.3852
3786 | 720.1877 | 2676.9843 | 720.1877 | 2676.9843
3787 | 758.4952 | 2738.1255 | 758.4952 | 2738.1255
3788 | 800.4656 | 2751.1149 | 800.4656 | 2751.1149
3789 | 827.1925 | 2697.5176 | 827.1925 | 2697.5176
3790 | 859.4473 | 2617.1955 | 859.4473 | 2617.1955
3791 | 909.6924 | 2546.6672 | 909.6924 | 2546.6672
3792 | 906.7853 | 2489.3928 | 906.7853 | 2489.3928
3793 | 887.0045 | 2457.0825 | 887.0045 | 2457.0825
3794 | 898.2572 | 2391.8093 | 898.2572 | 2391.8093
3795 | 948.2746 | 2353.5771 | 948.2746 | 2353.5771
3796 | 985.4898 | 2322.205 | 985.4898 | 2322.205
3797 | 994.4519 | 2301.1297 | 994.4519 | 2301.1297
3798 | 966.8766 | 2270.0835 | 966.8766 | 2270.0835
3799 | 923.4323 | 2238.5008 | 923.4323 | 2238.5008
3800 | 900.9994 | 2231.9755 | 900.9994 | 2231.9755
3801 | 879.4462 | 2258.0179 | 879.4462 | 2258.0179
3802 | 843.341 | 2309.7288 | 843.341 | 2309.7288
3803 | 798.3305 | 2356.568 | 798.3305 | 2356.568
3804 | 756.4231 | 2408.51 | 756.4231 | 2408.51
3805 | 720.7129 | 2461.1494 | 720.7129 | 2461.1494
3806 | 704.2941 | 2494.674 | 704.2941 | 2494.674
3807 | 695.0633 | 2539.7232 | 695.0633 | 2539.7232
3808 | 694.3263 | 2600.9744 | 694.3263 | 2600.9744
3809 | 706.645 | 2686.9396 | 706.645 | 2686.9396
3810 | 729.2017 | 2810.1121 | 729.2017 | 2810.1121
3811 | 772.1819 | 2892.401 | 772.1819 | 2892.401
3812 | 823.5277 | 2959.199 | 823.5277 | 2959.199
3813 | 856.3276 | 3003.5841 | 856.3276 | 3003.5841
3814 | 891.6378 | 3052.5116 | 891.6378 | 3052.5116
3815 | 938.4735 | 3094.0845 | 938.4735 | 3094.0845
3816 | 932.2709 | 3127.5818 | 932.2709 | 3127.5818
3817 | 901.2333 | 3173.803 | 901.2333 | 3173.803
3818 | 915.659 | 3193.969 | 915.659 | 3193.969
3819 | 963.0993 | 3209.4848 | 963.0993 | 3209.4848
3820 | 996.8775 | 3191.0194 | 996.8775 | 3191.0194
3821 | 1003.6744 | 3151.705 | 1003.6744 | 3151.705
3822 | 981.7489 | 3101.0259 | 981.7489 | 3101.0259
3823 | 939.4063 | 3062.7172 | 939.4063 | 3062.7172
3824 | 913.4126 | 3068.3109 | 913.4126 | 3068.3109
3825 | 880.714 | 3100.7764 | 880.714 | 3100.7764
3826 | 840.2689 | 3129.8247 | 840.2689 | 3129.8247
3827 | 793.1607 | 3129.642 | 793.1607 | 3129.642
3828 | 747.2703 | 3131.6535 | 747.2703 | 3131.6535
3829 | 715.962 | 3150.9655 | 715.962 | 3150.9655
3830 | 700.855 | 3159.8884 | 700.855 | 3159.8884
3831 | 691.9377 | 3165.3084 | 691.9377 | 3165.3084
3832 | 694.0086 | 3165.6007 | 694.0086 | 3165.6007
3833 | 705.1983 | 3180.4271 | 705.1983 | 3180.4271
3834 | 727.5324 | 3236.1572 | 727.5324 | 3236.1572
3835 | 773.7696 | 3254.4575 | 773.7696 | 3254.4575
3836 | 837.5593 | 3262.9629 | 837.5593 | 3262.9629
3837 | 871.7753 | 3263.7195 | 871.7753 | 3263.7195
3838 | 902.1493 | 3272.5329 | 902.1493 | 3272.5329
3839 | 950.5248 | 3282.7781 | 950.5248 | 3282.7781
3840 | 941.8767 | 3318.3356 | 941.8767 | 3318.3356
3841 | 907.9963 | 3400.5503 | 907.9963 | 3400.5503
3842 | 926.7078 | 3445.6816 | 926.7078 | 3445.6816
3843 | 972.7956 | 3445.1396 | 972.7956 | 3445.1396
3844 | 1000.5736 | 3348.0823 | 1000.5736 | 3348.0823
3845 | 1018.0501 | 3242.0525 | 1018.0501 | 3242.0525
3846 | 997.3007 | 3151.9865 | 997.3007 | 3151.9865
3847 | 954.3815 | 3107.8606 | 954.3815 | 3107.8606
3848 | 927.8492 | 3129.0879 | 927.8492 | 3129.0879
3849 | 894.352 | 3210.3326 | 894.352 | 3210.3326
3850 | 850.5182 | 3280.222 | 850.5182 | 3280.222
3851 | 794.836 | 3298.4603 | 794.836 | 3298.4603
3852 | 751.6615 | 3321.4378 | 751.6615 | 3321.4378
3853 | 716.2925 | 3349.5967 | 716.2925 | 3349.5967
3854 | 695.1417 | 3362.5795 | 695.1417 | 3362.5795
3855 | 688.5631 | 3381.9364 | 688.5631 | 3381.9364
3856 | 686.9767 | 3402.2251 | 686.9767 | 3402.2251
3857 | 698.5052 | 3441.6532 | 698.5052 | 3441.6532
3858 | 730.1023 | 3513.6833 | 730.1023 | 3513.6833
3859 | 783.1614 | 3542.7696 | 783.1614 | 3542.7696
3860 | 844.9396 | 3555.5773 | 844.9396 | 3555.5773
3861 | 881.6849 | 3550.6379 | 881.6849 | 3550.6379
3862 | 905.3401 | 3545.3327 | 905.3401 | 3545.3327
3863 | 955.6082 | 3539.6413 | 955.6082 | 3539.6413
3864 | 946.6082 | 3536.1754 | 946.6082 | 3536.1754
3865 | 914.7156 | 3546.0395 | 914.7156 | 3546.0395
3866 | 920.8685 | 3534.393 | 920.8685 | 3534.393
3867 | 959.5497 | 3520.5201 | 959.5497 | 3520.5201
3868 | 992.8081 | 3460.85 | 992.8081 | 3460.85
3869 | 1005.2702 | 3391.4803 | 1005.2702 | 3391.4803
3870 | 984.5299 | 3317.2297 | 984.5299 | 3317.2297
3871 | 941.9085 | 3238.0192 | 941.9085 | 3238.0192
3872 | 915.0214 | 3191.6222 | 915.0214 | 3191.6222
3873 | 884.3845 | 3153.0701 | 884.3845 | 3153.0701
3874 | 839.9378 | 3102.9204 | 839.9378 | 3102.9204
3875 | 783.6319 | 3034.2045 | 783.6319 | 3034.2045
3876 | 739.5532 | 2975.6814 | 739.5532 | 2975.6814
3877 | 706.3607 | 2940.4577 | 706.3607 | 2940.4577
3878 | 687.3758 | 2899.0259 | 687.3758 | 2899.0259
3879 | 675.8465 | 2872.5729 | 675.8465 | 2872.5729
3880 | 677.1476 | 2853.7171 | 677.1476 | 2853.7171
3881 | 689.0419 | 2843.5176 | 689.0419 | 2843.5176
3882 | 714.6811 | 2871.495 | 714.6811 | 2871.495
3883 | 763.9459 | 2869.7384 | 763.9459 | 2869.7384
3884 | 825.3685 | 2859.338 | 825.3685 | 2859.338
3885 | 858.3802 | 2854.4593 | 858.3802 | 2854.4593
3886 | 885.9993 | 2865.5147 | 885.9993 | 2865.5147
3887 | 937.1057 | 2879.7592 | 937.1057 | 2879.7592
3888 | 930.63 | 2889.9879 | 930.63 | 2889.9879
3889 | 898.5643 | 2909.9107 | 898.5643 | 2909.9107
3890 | 916.2629 | 2907.293 | 916.2629 | 2907.293
3891 | 957.434 | 2916.2644 | 957.434 | 2916.2644
3892 | 987.4087 | 2916.7048 | 987.4087 | 2916.7048
3893 | 989.129 | 2923.9275 | 989.129 | 2923.9275
3894 | 966.001 | 2917.0588 | 966.001 | 2917.0588
3895 | 923.7776 | 2903.2911 | 923.7776 | 2903.2911
3896 | 900.225 | 2899.1896 | 900.225 | 2899.1896
3897 | 870.8106 | 2900.8728 | 870.8106 | 2900.8728
3898 | 829.9632 | 2905.5617 | 829.9632 | 2905.5617
3899 | 782.6353 | 2894.2901 | 782.6353 | 2894.2901
3900 | 738.6073 | 2897.2106 | 738.6073 | 2897.2106
3901 | 706.1748 | 2914.3411 | 706.1748 | 2914.3411
3902 | 684.8025 | 2920.5373 | 684.8025 | 2920.5373
3903 | 674.9516 | 2931.229 | 674.9516 | 2931.229
3904 | 674.4029 | 2946.6702 | 674.4029 | 2946.6702
3905 | 685.2058 | 2969.9799 | 685.2058 | 2969.9799
3906 | 718.2149 | 3023.2861 | 718.2149 | 3023.2861
3907 | 763.3766 | 3028.0737 | 763.3766 | 3028.0737
3908 | 812.7837 | 3020.279 | 812.7837 | 3020.279
3909 | 843.1049 | 3001.4027 | 843.1049 | 3001.4027
3910 | 866.7893 | 2994.1584 | 866.7893 | 2994.1584
3911 | 918.2022 | 2990.7697 | 918.2022 | 2990.7697
3912 | 917.9207 | 2994.5752 | 917.9207 | 2994.5752
3913 | 889.8465 | 3027.3443 | 889.8465 | 3027.3443
3914 | 902.7229 | 3047.5103 | 902.7229 | 3047.5103
3915 | 949.3648 | 3064.1774 | 949.3648 | 3064.1774
3916 | 982.126 | 3038.1377 | 982.126 | 3038.1377
3917 | 988.2585 | 3009.9728 | 988.2585 | 3009.9728
3918 | 958.0238 | 2979.4719 | 958.0238 | 2979.4719
3919 | 916.3781 | 2953.8275 | 916.3781 | 2953.8275
3920 | 885.6316 | 2953.1193 | 885.6316 | 2953.1193
3921 | 855.3088 | 2971.4662 | 855.3088 | 2971.4662
3922 | 825.6649 | 2981.0028 | 825.6649 | 2981.0028
3923 | 785.2696 | 2970.1554 | 785.2696 | 2970.1554
3924 | 744.5039 | 2986.528 | 744.5039 | 2986.528
3925 | 713.9705 | 3050.9834 | 713.9705 | 3050.9834
3926 | 692.4107 | 3132.1358 | 692.4107 | 3132.1358
3927 | 680.4614 | 3224.3888 | 680.4614 | 3224.3888
3928 | 675.5912 | 3308.7267 | 675.5912 | 3308.7267
3929 | 688.6447 | 3391.0562 | 688.6447 | 3391.0562
3930 | 712.6161 | 3492.8386 | 712.6161 | 3492.8386
3931 | 749.4673 | 3547.3749 | 749.4673 | 3547.3749
3932 | 786.8645 | 3589.0864 | 786.8645 | 3589.0864
3933 | 806.3504 | 3616.2019 | 806.3504 | 3616.2019
3934 | 838.96 | 3643.0728 | 838.96 | 3643.0728
3935 | 883.1598 | 3661.5589 | 883.1598 | 3661.5589
3936 | 884.8999 | 3677.1199 | 884.8999 | 3677.1199
3937 | 865.9459 | 3708.2529 | 865.9459 | 3708.2529
3938 | 881.2375 | 3715.391 | 881.2375 | 3715.391
3939 | 929.5843 | 3688.5507 | 929.5843 | 3688.5507
3940 | 965.0154 | 3557.4388 | 965.0154 | 3557.4388
3941 | 951.9499 | 3428.0193 | 951.9499 | 3428.0193
3942 | 915.8996 | 3324.38 | 915.8996 | 3324.38
3943 | 883.1421 | 3270.377 | 883.1421 | 3270.377
3944 | 861.8377 | 3269.6083 | 861.8377 | 3269.6083
3945 | 848.2381 | 3359.8211 | 848.2381 | 3359.8211
3946 | 813.5023 | 3462.3107 | 813.5023 | 3462.3107
3947 | 778.031 | 3473.0958 | 778.031 | 3473.0958
3948 | 738.5045 | 3475.3497 | 738.5045 | 3475.3497
3949 | 706.1316 | 3509.4469 | 706.1316 | 3509.4469
3950 | 689.4526 | 3541.396 | 689.4526 | 3541.396
3951 | 679.2271 | 3575.2352 | 679.2271 | 3575.2352
3952 | 679.4648 | 3600.3715 | 679.4648 | 3600.3715
3953 | 685.3737 | 3631.6193 | 685.3737 | 3631.6193
3954 | 703.7641 | 3692.4999 | 703.7641 | 3692.4999
3955 | 745.3139 | 3710.982 | 745.3139 | 3710.982
3956 | 782.0512 | 3715.3669 | 782.0512 | 3715.3669
3957 | 810.6159 | 3708.7309 | 810.6159 | 3708.7309
3958 | 842.5402 | 3714.3934 | 842.5402 | 3714.3934
3959 | 897.1797 | 3717.3065 | 897.1797 | 3717.3065
3960 | 892.456 | 3719.173 | 892.456 | 3719.173
3961 | 871.3126 | 3738.2476 | 871.3126 | 3738.2476
3962 | 890.0361 | 3730.661 | 890.0361 | 3730.661
3963 | 943.2574 | 3690.7321 | 943.2574 | 3690.7321
3964 | 966.9431 | 3565.195 | 966.9431 | 3565.195
3965 | 978.6469 | 3448.6217 | 978.6469 | 3448.6217
3966 | 949.6662 | 3363.5245 | 949.6662 | 3363.5245
3967 | 913.5369 | 3294.3728 | 913.5369 | 3294.3728
3968 | 884.3938 | 3273.1834 | 884.3938 | 3273.1834
3969 | 859.8473 | 3313.7081 | 859.8473 | 3313.7081
3970 | 828.0764 | 3361.5408 | 828.0764 | 3361.5408
3971 | 785.2926 | 3360.3887 | 785.2926 | 3360.3887
3972 | 746.3929 | 3362.0366 | 746.3929 | 3362.0366
3973 | 713.0327 | 3366.2604 | 713.0327 | 3366.2604
3974 | 693.2966 | 3346.1582 | 693.2966 | 3346.1582
3975 | 682.2164 | 3331.2182 | 682.2164 | 3331.2182
3976 | 680.9414 | 3323.1483 | 680.9414 | 3323.1483
3977 | 690.5265 | 3327.4918 | 690.5265 | 3327.4918
3978 | 713.2699 | 3369.1637 | 713.2699 | 3369.1637
3979 | 755.4641 | 3373.7695 | 755.4641 | 3373.7695
3980 | 803.6123 | 3371.9131 | 803.6123 | 3371.9131
3981 | 833.3712 | 3373.1545 | 833.3712 | 3373.1545
3982 | 862.2054 | 3385.6642 | 862.2054 | 3385.6642
3983 | 914.8955 | 3380.5788 | 914.8955 | 3380.5788
3984 | 908.0638 | 3372.6895 | 908.0638 | 3372.6895
3985 | 879.4122 | 3395.1573 | 879.4122 | 3395.1573
3986 | 885.3252 | 3399.0839 | 885.3252 | 3399.0839
3987 | 939.1864 | 3381.8176 | 939.1864 | 3381.8176
3988 | 976.4293 | 3288.8201 | 976.4293 | 3288.8201
3989 | 988.1518 | 3167.6416 | 988.1518 | 3167.6416
3990 | 958.8989 | 3040.2489 | 958.8989 | 3040.2489
3991 | 918.9072 | 2927.2262 | 918.9072 | 2927.2262
3992 | 891.7405 | 2855.1974 | 891.7405 | 2855.1974
3993 | 871.9107 | 2826.2194 | 871.9107 | 2826.2194
3994 | 832.3872 | 2807.5186 | 832.3872 | 2807.5186
3995 | 789.8441 | 2766.4342 | 789.8441 | 2766.4342
3996 | 743.8334 | 2731.1191 | 743.8334 | 2731.1191
3997 | 715.9315 | 2715.8917 | 715.9315 | 2715.8917
3998 | 692.9291 | 2703.1216 | 692.9291 | 2703.1216
3999 | 685.0816 | 2713.8133 | 685.0816 | 2713.8133
4000 | 684.1732 | 2755.7346 | 684.1732 | 2755.7346
4001 | 694.3124 | 2848.1835 | 694.3124 | 2848.1835
4002 | 722.3727 | 2983.475 | 722.3727 | 2983.475
4003 | 771.7239 | 3043.8285 | 771.7239 | 3043.8285
4004 | 834.0862 | 3042.4568 | 834.0862 | 3042.4568
4005 | 868.2201 | 2977.104 | 868.2201 | 2977.104
4006 | 884.8413 | 2896.9637 | 884.8413 | 2896.9637
4007 | 935.1353 | 2818.255 | 935.1353 | 2818.255
4008 | 925.7981 | 2774.4327 | 925.7981 | 2774.4327
4009 | 893.2483 | 2783.3879 | 893.2483 | 2783.3879
4010 | 897.19 | 2802.2814 | 897.19 | 2802.2814
4011 | 950.8366 | 2819.2515 | 950.8366 | 2819.2515
4012 | 978.5812 | 2795.6355 | 978.5812 | 2795.6355
4013 | 982.7863 | 2775.651 | 982.7863 | 2775.651
4014 | 959.7378 | 2745.7561 | 959.7378 | 2745.7561
4015 | 910.3329 | 2710.1135 | 910.3329 | 2710.1135
4016 | 890.932 | 2686.1367 | 890.932 | 2686.1367
4017 | 879.901 | 2676.7916 | 879.901 | 2676.7916
4018 | 842.7178 | 2661.9083 | 842.7178 | 2661.9083
4019 | 792.5302 | 2627.8529 | 792.5302 | 2627.8529
4020 | 749.0624 | 2622.1688 | 749.0624 | 2622.1688
4021 | 716.3022 | 2643.6622 | 716.3022 | 2643.6622
4022 | 697.4065 | 2640.1025 | 697.4065 | 2640.1025
4023 | 689.3361 | 2650.6125 | 689.3361 | 2650.6125
4024 | 688.892 | 2685.6865 | 688.892 | 2685.6865
4025 | 700.5181 | 2738.4455 | 700.5181 | 2738.4455
4026 | 729.5357 | 2828.2906 | 729.5357 | 2828.2906
4027 | 774.624 | 2875.3737 | 774.624 | 2875.3737
4028 | 835.3149 | 2909.0261 | 835.3149 | 2909.0261
4029 | 862.5065 | 2927.2947 | 862.5065 | 2927.2947
4030 | 892.4772 | 2942.3495 | 892.4772 | 2942.3495
4031 | 945.8861 | 2947.8682 | 945.8861 | 2947.8682
4032 | 938.3683 | 2951.4314 | 938.3683 | 2951.4314
4033 | 895.359 | 2974.2023 | 895.359 | 2974.2023
4034 | 915.2262 | 2980.492 | 915.2262 | 2980.492
4035 | 965.7055 | 3000.7342 | 965.7055 | 3000.7342
4036 | 1002.4254 | 3012.2635 | 1002.4254 | 3012.2635
4037 | 999.6411 | 3025.7275 | 999.6411 | 3025.7275
4038 | 968.4875 | 3027.4027 | 968.4875 | 3027.4027
4039 | 931.2173 | 3028.5415 | 931.2173 | 3028.5415
4040 | 910.5128 | 3042.4973 | 910.5128 | 3042.4973
4041 | 890.3652 | 3064.1769 | 890.3652 | 3064.1769
4042 | 851.5303 | 3117.8874 | 851.5303 | 3117.8874
4043 | 796.7859 | 3194.6607 | 796.7859 | 3194.6607
4044 | 754.8653 | 3262.5998 | 754.8653 | 3262.5998
4045 | 719.6722 | 3327.1159 | 719.6722 | 3327.1159
4046 | 697.87 | 3375.971 | 697.87 | 3375.971
4047 | 685.1518 | 3424.0501 | 685.1518 | 3424.0501
4048 | 684.1683 | 3478.8175 | 684.1683 | 3478.8175
4049 | 697.4123 | 3542.2413 | 697.4123 | 3542.2413
4050 | 724.6882 | 3629.9656 | 724.6882 | 3629.9656
4051 | 769.491 | 3662.93 | 769.491 | 3662.93
4052 | 835.4478 | 3665.8606 | 835.4478 | 3665.8606
4053 | 863.2105 | 3628.1392 | 863.2105 | 3628.1392
4054 | 880.4712 | 3545.7568 | 880.4712 | 3545.7568
4055 | 931.012 | 3448.5667 | 931.012 | 3448.5667
4056 | 932.3411 | 3406.5016 | 932.3411 | 3406.5016
4057 | 890.1661 | 3402.0652 | 890.1661 | 3402.0652
4058 | 896.8654 | 3366.1201 | 896.8654 | 3366.1201
4059 | 941.7097 | 3298.7416 | 941.7097 | 3298.7416
4060 | 970.9999 | 3129.1517 | 970.9999 | 3129.1517
4061 | 970.047 | 2960.7088 | 970.047 | 2960.7088
4062 | 947.9887 | 2821.6213 | 947.9887 | 2821.6213
4063 | 906.7227 | 2726.1713 | 906.7227 | 2726.1713
4064 | 879.1128 | 2668.6853 | 879.1128 | 2668.6853
4065 | 860.1201 | 2632.9812 | 860.1201 | 2632.9812
4066 | 828.8309 | 2607.7967 | 828.8309 | 2607.7967
4067 | 785.9027 | 2563.319 | 785.9027 | 2563.319
4068 | 739.1902 | 2523.4592 | 739.1902 | 2523.4592
4069 | 707.6585 | 2500.1121 | 707.6585 | 2500.1121
4070 | 684.8412 | 2472.0113 | 684.8412 | 2472.0113
4071 | 674.917 | 2461.4948 | 674.917 | 2461.4948
4072 | 670.0643 | 2485.601 | 670.0643 | 2485.601
4073 | 678.2626 | 2563.0829 | 678.2626 | 2563.0829
4074 | 704.5624 | 2699.5864 | 704.5624 | 2699.5864
4075 | 741.4857 | 2774.5433 | 741.4857 | 2774.5433
4076 | 798.2148 | 2820.7995 | 798.2148 | 2820.7995
4077 | 823.248 | 2848.7633 | 823.248 | 2848.7633
4078 | 851.4394 | 2877.3914 | 851.4394 | 2877.3914
4079 | 891.9653 | 2886.6065 | 891.9653 | 2886.6065
4080 | 892.7747 | 2874.9602 | 892.7747 | 2874.9602
4081 | 864.1073 | 2877.3105 | 864.1073 | 2877.3105
4082 | 879.4911 | 2877.5407 | 879.4911 | 2877.5407
4083 | 927.3235 | 2902.2063 | 927.3235 | 2902.2063
4084 | 959.5915 | 2881.3172 | 959.5915 | 2881.3172
4085 | 963.8793 | 2838.0641 | 963.8793 | 2838.0641
4086 | 928.2304 | 2801.8067 | 928.2304 | 2801.8067
4087 | 891.6596 | 2783.0702 | 891.6596 | 2783.0702
4088 | 863.69 | 2793.7539 | 863.69 | 2793.7539
4089 | 846.9779 | 2819.7963 | 846.9779 | 2819.7963
4090 | 822.3014 | 2842.6033 | 822.3014 | 2842.6033
4091 | 781.1729 | 2859.4479 | 781.1729 | 2859.4479
4092 | 742.0124 | 2915.0256 | 742.0124 | 2915.0256
4093 | 709.5477 | 3018.6255 | 709.5477 | 3018.6255
4094 | 687.9906 | 3068.3896 | 687.9906 | 3068.3896
4095 | 680.4951 | 3002.0043 | 680.4951 | 3002.0043
4096 | 675.9756 | 2926.9161 | 675.9756 | 2926.9161
4097 | 687.1396 | 2874.0576 | 687.1396 | 2874.0576
4098 | 705.4927 | 2933.2416 | 705.4927 | 2933.2416
4099 | 736.4201 | 2963.8428 | 736.4201 | 2963.8428
4100 | 768.498 | 2965.0161 | 768.498 | 2965.0161
4101 | 787.5251 | 2934.0208 | 787.5251 | 2934.0208
4102 | 816.2738 | 2907.5072 | 816.2738 | 2907.5072
4103 | 857.8852 | 2885.6975 | 857.8852 | 2885.6975
4104 | 868.7188 | 2858.1754 | 868.7188 | 2858.1754
4105 | 853.552 | 2848.2248 | 853.552 | 2848.2248
4106 | 867.569 | 2812.219 | 867.569 | 2812.219
4107 | 911.7619 | 2777.1984 | 911.7619 | 2777.1984
4108 | 940.1516 | 2689.3515 | 940.1516 | 2689.3515
4109 | 929.6504 | 2545.8739 | 929.6504 | 2545.8739
4110 | 912.4663 | 2411.2098 | 912.4663 | 2411.2098
4111 | 882.2347 | 2339.5737 | 882.2347 | 2339.5737
4112 | 868.5074 | 2294.3886 | 868.5074 | 2294.3886
4113 | 841.545 | 2249.6558 | 841.545 | 2249.6558
4114 | 817.8319 | 2209.3831 | 817.8319 | 2209.3831
4115 | 780.1213 | 2162.2391 | 780.1213 | 2162.2391
4116 | 745.8071 | 2117.7741 | 745.8071 | 2117.7741
4117 | 714.7296 | 2080.0054 | 714.7296 | 2080.0054
4118 | 697.8785 | 2036.9376 | 697.8785 | 2036.9376
4119 | 686.8008 | 2010.848 | 686.8008 | 2010.848
4120 | 680.1889 | 1997.567 | 680.1889 | 1997.567
4121 | 683.5571 | 2003.1829 | 683.5571 | 2003.1829
4122 | 699.8147 | 2046.4303 | 699.8147 | 2046.4303
4123 | 726.3202 | 2047.7034 | 726.3202 | 2047.7034
4124 | 760.3322 | 2035.6064 | 760.3322 | 2035.6064
4125 | 783.4392 | 2014.7911 | 783.4392 | 2014.7911
4126 | 814.0136 | 1998.7605 | 814.0136 | 1998.7605
4127 | 856.8966 | 1978.7687 | 856.8966 | 1978.7687
4128 | 862.271 | 1959.6086 | 862.271 | 1959.6086
4129 | 845.3813 | 1962.686 | 845.3813 | 1962.686
4130 | 854.7493 | 1952.0697 | 854.7493 | 1952.0697
4131 | 898.7725 | 1955.224 | 898.7725 | 1955.224
4132 | 929.491 | 1942.5758 | 929.491 | 1942.5758
4133 | 938.4217 | 1944.5268 | 938.4217 | 1944.5268
4134 | 911.0855 | 1945.4748 | 911.0855 | 1945.4748
4135 | 884.133 | 1948.0073 | 884.133 | 1948.0073
4136 | 864.9658 | 1975.0517 | 864.9658 | 1975.0517
4137 | 848.6404 | 2025.6958 | 848.6404 | 2025.6958
4138 | 825.3988 | 2083.5874 | 825.3988 | 2083.5874
4139 | 787.9653 | 2120.186 | 787.9653 | 2120.186
4140 | 752.4036 | 2154.0706 | 752.4036 | 2154.0706
4141 | 722.6842 | 2197.7419 | 722.6842 | 2197.7419
4142 | 701.8735 | 2237.932 | 701.8735 | 2237.932
4143 | 694.8298 | 2295.5244 | 694.8298 | 2295.5244
4144 | 686.6904 | 2355.6243 | 686.6904 | 2355.6243
4145 | 689.4423 | 2395.9007 | 689.4423 | 2395.9007
4146 | 703.5179 | 2461.2047 | 703.5179 | 2461.2047
4147 | 729.3146 | 2492.8966 | 729.3146 | 2492.8966
4148 | 767.837 | 2508.8552 | 767.837 | 2508.8552
4149 | 795.4711 | 2507.3698 | 795.4711 | 2507.3698
4150 | 825.3989 | 2493.0964 | 825.3989 | 2493.0964
4151 | 881.0076 | 2429.779 | 881.0076 | 2429.779
4152 | 873.769 | 2350.4479 | 873.769 | 2350.4479
4153 | 850.0894 | 2318.7436 | 850.0894 | 2318.7436
4154 | 864.7443 | 2281.223 | 864.7443 | 2281.223
4155 | 916.4999 | 2273.046 | 916.4999 | 2273.046
4156 | 946.9102 | 2238.6442 | 946.9102 | 2238.6442
4157 | 954.0495 | 2229.5667 | 954.0495 | 2229.5667
4158 | 929.4146 | 2203.4287 | 929.4146 | 2203.4287
4159 | 893.6742 | 2174.694 | 893.6742 | 2174.694
4160 | 866.2762 | 2157.201 | 866.2762 | 2157.201
4161 | 848.7309 | 2145.3108 | 848.7309 | 2145.3108
4162 | 827.4182 | 2134.3662 | 827.4182 | 2134.3662
4163 | 797.0991 | 2106.8551 | 797.0991 | 2106.8551
4164 | 758.5577 | 2083.9014 | 758.5577 | 2083.9014
4165 | 730.8126 | 2074.8548 | 730.8126 | 2074.8548
4166 | 709.4882 | 2056.9946 | 709.4882 | 2056.9946
4167 | 695.4355 | 2057.264 | 695.4355 | 2057.264
4168 | 688.6344 | 2081.6732 | 688.6344 | 2081.6732
4169 | 693.7773 | 2134.917 | 693.7773 | 2134.917
4170 | 718.4664 | 2243.6678 | 718.4664 | 2243.6678
4171 | 750.1445 | 2316.8675 | 750.1445 | 2316.8675
4172 | 790.5909 | 2376.1516 | 790.5909 | 2376.1516
4173 | 821.4243 | 2412.6594 | 821.4243 | 2412.6594
4174 | 849.102 | 2438.6213 | 849.102 | 2438.6213
4175 | 895.2976 | 2448.3817 | 895.2976 | 2448.3817
4176 | 908.7891 | 2443.9463 | 908.7891 | 2443.9463
4177 | 879.6262 | 2446.6602 | 879.6262 | 2446.6602
4178 | 883.8041 | 2409.7455 | 883.8041 | 2409.7455
4179 | 930.7653 | 2348.2447 | 930.7653 | 2348.2447
4180 | 962.9754 | 2284.333 | 962.9754 | 2284.333
4181 | 961.5505 | 2211.9335 | 961.5505 | 2211.9335
4182 | 947.9019 | 2153.7406 | 947.9019 | 2153.7406
4183 | 908.2788 | 2131.6714 | 908.2788 | 2131.6714
4184 | 873.1569 | 2138.477 | 873.1569 | 2138.477
4185 | 851.0625 | 2158.0358 | 851.0625 | 2158.0358
4186 | 836.1224 | 2165.8151 | 836.1224 | 2165.8151
4187 | 801.8712 | 2144.3635 | 801.8712 | 2144.3635
4188 | 769.8223 | 2130.8627 | 769.8223 | 2130.8627
4189 | 737.7385 | 2152.2955 | 737.7385 | 2152.2955
4190 | 711.619 | 2152.7956 | 711.619 | 2152.7956
4191 | 695.9528 | 2128.0392 | 695.9528 | 2128.0392
4192 | 687.8065 | 2081.0067 | 687.8065 | 2081.0067
4193 | 694.5651 | 2051.6591 | 694.5651 | 2051.6591
4194 | 719.1604 | 2080.909 | 719.1604 | 2080.909
4195 | 744.918 | 2081.3944 | 744.918 | 2081.3944
4196 | 783.1241 | 2071.3576 | 783.1241 | 2071.3576
4197 | 816.1169 | 2038.605 | 816.1169 | 2038.605
4198 | 842.2163 | 2011.6673 | 842.2163 | 2011.6673
4199 | 880.1149 | 1991.2513 | 880.1149 | 1991.2513
4200 | 892.0953 | 1983.5438 | 892.0953 | 1983.5438
4201 | 868.4161 | 1983.8944 | 868.4161 | 1983.8944
4202 | 874.0221 | 1955.2207 | 874.0221 | 1955.2207
4203 | 920.0174 | 1920.9271 | 920.0174 | 1920.9271
4204 | 951.3323 | 1857.9849 | 951.3323 | 1857.9849
4205 | 948.6389 | 1818.0039 | 948.6389 | 1818.0039
4206 | 926.3577 | 1769.4457 | 926.3577 | 1769.4457
4207 | 894.4778 | 1756.4051 | 894.4778 | 1756.4051
4208 | 862.1976 | 1816.7163 | 862.1976 | 1816.7163
4209 | 841.3199 | 1885.9026 | 841.3199 | 1885.9026
4210 | 813.3747 | 1919.6167 | 813.3747 | 1919.6167
4211 | 793.2681 | 1930.22 | 793.2681 | 1930.22
4212 | 768.8589 | 1952.3491 | 768.8589 | 1952.3491
4213 | 747.9226 | 1983.4165 | 747.9226 | 1983.4165
4214 | 725.9867 | 1977.433 | 725.9867 | 1977.433
4215 | 705.0292 | 1997.8807 | 705.0292 | 1997.8807
4216 | 694.3111 | 2013.0188 | 694.3111 | 2013.0188
4217 | 694.578 | 2027.1181 | 694.578 | 2027.1181
4218 | 712.4602 | 2094.3006 | 712.4602 | 2094.3006
4219 | 736.3985 | 2138.6569 | 736.3985 | 2138.6569
4220 | 759.3436 | 2185.3978 | 759.3436 | 2185.3978
4221 | 773.745 | 2220.8149 | 773.745 | 2220.8149
4222 | 797.5927 | 2250.8367 | 797.5927 | 2250.8367
4223 | 829.7606 | 2276.1701 | 829.7606 | 2276.1701
4224 | 833.7963 | 2300.7598 | 833.7963 | 2300.7598
4225 | 820.8602 | 2339.7702 | 820.8602 | 2339.7702
4226 | 834.0267 | 2358.1184 | 834.0267 | 2358.1184
4227 | 869.1436 | 2370.9679 | 869.1436 | 2370.9679
4228 | 896.2045 | 2311.1161 | 896.2045 | 2311.1161
4229 | 891.6658 | 2232.2935 | 891.6658 | 2232.2935
4230 | 867.7602 | 2163.3753 | 867.7602 | 2163.3753
4231 | 847.4704 | 2124.9453 | 847.4704 | 2124.9453
4232 | 824.7389 | 2152.2927 | 824.7389 | 2152.2927
4233 | 810.242 | 2201.8461 | 810.242 | 2201.8461
4234 | 789.4224 | 2241.3774 | 789.4224 | 2241.3774
4235 | 774.5837 | 2233.7415 | 774.5837 | 2233.7415
4236 | 756.6429 | 2222.3615 | 756.6429 | 2222.3615
4237 | 737.9901 | 2226.6458 | 737.9901 | 2226.6458
4238 | 717.618 | 2221.2683 | 717.618 | 2221.2683
4239 | 698.5063 | 2221.4771 | 698.5063 | 2221.4771
4240 | 690.6166 | 2216.8612 | 690.6166 | 2216.8612
4241 | 692.1606 | 2218.8414 | 692.1606 | 2218.8414
4242 | 706.5169 | 2250.2121 | 706.5169 | 2250.2121
4243 | 725.4904 | 2238.639 | 725.4904 | 2238.639
4244 | 749.8726 | 2219.21 | 749.8726 | 2219.21
4245 | 771.3819 | 2187.4875 | 771.3819 | 2187.4875
4246 | 804.1727 | 2160.6104 | 804.1727 | 2160.6104
4247 | 851.3722 | 2131.5293 | 851.3722 | 2131.5293
4248 | 871.0928 | 2100.432 | 871.0928 | 2100.432
4249 | 863.0444 | 2089.0877 | 863.0444 | 2089.0877
4250 | 879.051 | 2061.2623 | 879.051 | 2061.2623
4251 | 920.7545 | 2046.1775 | 920.7545 | 2046.1775
4252 | 953.2336 | 2005.8979 | 953.2336 | 2005.8979
4253 | 961.5689 | 1987.913 | 961.5689 | 1987.913
4254 | 925.803 | 1970.6218 | 925.803 | 1970.6218
4255 | 886.5307 | 1953.8244 | 886.5307 | 1953.8244
4256 | 854.5068 | 1948.6928 | 854.5068 | 1948.6928
4257 | 828.8721 | 1949.6488 | 828.8721 | 1949.6488
4258 | 811.4744 | 1950.702 | 811.4744 | 1950.702
4259 | 793.6221 | 1915.3135 | 793.6221 | 1915.3135
4260 | 774.9006 | 1878.6653 | 774.9006 | 1878.6653
4261 | 755.1653 | 1855.7424 | 755.1653 | 1855.7424
4262 | 732.7627 | 1822.794 | 732.7627 | 1822.794
4263 | 708.4804 | 1799.9766 | 708.4804 | 1799.9766
4264 | 695.1589 | 1796.815 | 695.1589 | 1796.815
4265 | 694.6983 | 1816.1861 | 694.6983 | 1816.1861
4266 | 707.2092 | 1871.8555 | 707.2092 | 1871.8555
4267 | 729.7794 | 1891.4889 | 729.7794 | 1891.4889
4268 | 751.6036 | 1906.0538 | 751.6036 | 1906.0538
4269 | 774.0903 | 1911.1733 | 774.0903 | 1911.1733
4270 | 806.6696 | 1922.9559 | 806.6696 | 1922.9559
4271 | 857.893 | 1937.7457 | 857.893 | 1937.7457
4272 | 873.9118 | 1951.7313 | 873.9118 | 1951.7313
4273 | 867.0305 | 1981.8947 | 867.0305 | 1981.8947
4274 | 875.5441 | 1990.5477 | 875.5441 | 1990.5477
4275 | 921.7086 | 2002.5489 | 921.7086 | 2002.5489
4276 | 952.4851 | 2001.4744 | 952.4851 | 2001.4744
4277 | 950.3276 | 1993.7907 | 950.3276 | 1993.7907
4278 | 925.6489 | 1978.0145 | 925.6489 | 1978.0145
4279 | 888.6191 | 1963.6408 | 888.6191 | 1963.6408
4280 | 859.7841 | 1967.7197 | 859.7841 | 1967.7197
4281 | 829.7866 | 1986.0665 | 829.7866 | 1986.0665
4282 | 808.5944 | 2001.1173 | 808.5944 | 2001.1173
4283 | 787.2453 | 1987.9672 | 787.2453 | 1987.9672
4284 | 771.8987 | 1979.7987 | 771.8987 | 1979.7987
4285 | 747.8549 | 1989.9002 | 747.8549 | 1989.9002
4286 | 723.9843 | 1991.0064 | 723.9843 | 1991.0064
4287 | 708.4657 | 2009.3938 | 708.4657 | 2009.3938
4288 | 696.7303 | 2042.4075 | 696.7303 | 2042.4075
4289 | 695.2402 | 2081.5326 | 695.2402 | 2081.5326
4290 | 706.0315 | 2156.7137 | 706.0315 | 2156.7137
4291 | 729.1652 | 2194.7681 | 729.1652 | 2194.7681
4292 | 749.6278 | 2222.9063 | 749.6278 | 2222.9063
4293 | 764.2081 | 2216.9368 | 764.2081 | 2216.9368
4294 | 796.1377 | 2216.4186 | 796.1377 | 2216.4186
4295 | 841.0794 | 2219.9983 | 841.0794 | 2219.9983
4296 | 864.3818 | 2221.8648 | 864.3818 | 2221.8648
4297 | 857.7296 | 2250.9981 | 857.7296 | 2250.9981
4298 | 874.1508 | 2277.0419 | 874.1508 | 2277.0419
4299 | 919.0732 | 2307.4035 | 919.0732 | 2307.4035
4300 | 943.9321 | 2261.6097 | 943.9321 | 2261.6097
4301 | 959.2921 | 2196.7847 | 959.2921 | 2196.7847
4302 | 930.0776 | 2131.1386 | 930.0776 | 2131.1386
4303 | 891.2799 | 2098.0411 | 891.2799 | 2098.0411
4304 | 864.0558 | 2097.0299 | 864.0558 | 2097.0299
4305 | 843.0641 | 2133.1311 | 843.0641 | 2133.1311
4306 | 823.0255 | 2185.7509 | 823.0255 | 2185.7509
4307 | 801.7026 | 2199.1416 | 801.7026 | 2199.1416
4308 | 780.7226 | 2211.9391 | 780.7226 | 2211.9391
4309 | 757.0322 | 2231.7964 | 757.0322 | 2231.7964
4310 | 736.8579 | 2224.3586 | 736.8579 | 2224.3586
4311 | 721.0635 | 2224.1433 | 721.0635 | 2224.1433
4312 | 712.7392 | 2247.7647 | 712.7392 | 2247.7647
4313 | 714.353 | 2319.9142 | 714.353 | 2319.9142
4314 | 724.5364 | 2420.8483 | 724.5364 | 2420.8483
4315 | 747.6507 | 2418.5463 | 747.6507 | 2418.5463
4316 | 774.5417 | 2388.9372 | 774.5417 | 2388.9372
4317 | 791.55 | 2367.9401 | 791.55 | 2367.9401
4318 | 827.5157 | 2351.546 | 827.5157 | 2351.546
4319 | 870.945 | 2323.9797 | 870.945 | 2323.9797
4320 | 891.549 | 2325.4827 | 891.549 | 2325.4827
4321 | 884.9434 | 2341.3456 | 884.9434 | 2341.3456
4322 | 889.2233 | 2330.3657 | 889.2233 | 2330.3657
4323 | 928.8243 | 2329.3996 | 928.8243 | 2329.3996
4324 | 968.0508 | 2309.1164 | 968.0508 | 2309.1164
4325 | 973.8159 | 2294.5248 | 973.8159 | 2294.5248
4326 | 948.4307 | 2264.8723 | 948.4307 | 2264.8723
4327 | 910.9738 | 2234.3803 | 910.9738 | 2234.3803
4328 | 873.6948 | 2226.5219 | 873.6948 | 2226.5219
4329 | 842.7821 | 2242.8085 | 842.7821 | 2242.8085
4330 | 828.9472 | 2265.1307 | 828.9472 | 2265.1307
4331 | 802.9762 | 2256.8889 | 802.9762 | 2256.8889
4332 | 782.9354 | 2266.596 | 782.9354 | 2266.596
4333 | 761.4897 | 2307.2981 | 761.4897 | 2307.2981
4334 | 740.787 | 2325.9768 | 740.787 | 2325.9768
4335 | 727.0983 | 2345.3943 | 727.0983 | 2345.3943
4336 | 714.0273 | 2365.1983 | 714.0273 | 2365.1983
4337 | 718.0614 | 2388.9322 | 718.0614 | 2388.9322
4338 | 733.1713 | 2421.7572 | 733.1713 | 2421.7572
4339 | 757.2363 | 2389.8241 | 757.2363 | 2389.8241
4340 | 788.333 | 2346.46 | 788.333 | 2346.46
4341 | 809.6757 | 2322.1907 | 809.6757 | 2322.1907
4342 | 836.6759 | 2322.2179 | 836.6759 | 2322.2179
4343 | 881.6759 | 2304.2257 | 881.6759 | 2304.2257
4344 | 898.7874 | 2281.4905 | 898.7874 | 2281.4905
4345 | 888.8359 | 2270.9946 | 888.8359 | 2270.9946
4346 | 902.5543 | 2241.109 | 902.5543 | 2241.109
4347 | 936.6346 | 2254.5039 | 936.6346 | 2254.5039
4348 | 974.3415 | 2266.2756 | 974.3415 | 2266.2756
4349 | 984.84 | 2222.9013 | 984.84 | 2222.9013
4350 | 960.0037 | 2179.5542 | 960.0037 | 2179.5542
4351 | 915.8623 | 2173.3003 | 915.8623 | 2173.3003
4352 | 879.4152 | 2223.1892 | 879.4152 | 2223.1892
4353 | 845.2676 | 2330.8534 | 845.2676 | 2330.8534
4354 | 824.5275 | 2393.229 | 824.5275 | 2393.229
4355 | 802.4372 | 2338.0259 | 802.4372 | 2338.0259
4356 | 754.5461 | 2246.1148 | 754.5461 | 2246.1148
4357 | 738.9848 | 2215.8599 | 738.9848 | 2215.8599
4358 | 722.8384 | 2186.0624 | 722.8384 | 2186.0624
4359 | 707.3231 | 2176.273 | 707.3231 | 2176.273
4360 | 694.9797 | 2186.503 | 694.9797 | 2186.503
4361 | 696.3673 | 2217.3265 | 696.3673 | 2217.3265
4362 | 712.4991 | 2282.7517 | 712.4991 | 2282.7517
4363 | 732.121 | 2311.8987 | 732.121 | 2311.8987
4364 | 760.2 | 2334.2197 | 760.2 | 2334.2197
4365 | 780.2104 | 2357.336 | 780.2104 | 2357.336
4366 | 811.3577 | 2383.0555 | 811.3577 | 2383.0555
4367 | 858.2993 | 2392.4523 | 858.2993 | 2392.4523
4368 | 872.3083 | 2390.6831 | 872.3083 | 2390.6831
4369 | 858.277 | 2401.8197 | 858.277 | 2401.8197
4370 | 874.7902 | 2405.928 | 874.7902 | 2405.928
4371 | 908.5557 | 2406.1738 | 908.5557 | 2406.1738
4372 | 937.084 | 2340.2624 | 937.084 | 2340.2624
4373 | 945.7185 | 2305.0078 | 945.7185 | 2305.0078
4374 | 913.0427 | 2280.9906 | 913.0427 | 2280.9906
4375 | 870.1046 | 2260.7393 | 870.1046 | 2260.7393
4376 | 841.167 | 2263.3638 | 841.167 | 2263.3638
4377 | 809.4785 | 2282.862 | 809.4785 | 2282.862
4378 | 783.6553 | 2313.1827 | 783.6553 | 2313.1827
4379 | 764.3745 | 2324.9979 | 764.3745 | 2324.9979
4380 | 753.7663 | 2755.9396 | 753.7663 | 2755.9396
4381 | 753.0943 | 2759.0837 | 753.0943 | 2759.0837
4382 | 737.881 | 2761.7159 | 737.881 | 2761.7159
4383 | 711.7956 | 2767.5855 | 711.7956 | 2767.5855
4384 | 698.4723 | 2779.5347 | 698.4723 | 2779.5347
4385 | 696.4187 | 2810.4151 | 696.4187 | 2810.4151
4386 | 701.7778 | 2878.629 | 701.7778 | 2878.629
4387 | 708.8947 | 2900.0315 | 708.8947 | 2900.0315
4388 | 714.1252 | 2912.7363 | 714.1252 | 2912.7363
4389 | 713.814 | 2911.4917 | 713.814 | 2911.4917
4390 | 722.3946 | 2903.8174 | 722.3946 | 2903.8174
4391 | 758.6775 | 2891.5607 | 758.6775 | 2891.5607
4392 | 776.8834 | 2880.1849 | 776.8834 | 2880.1849
4393 | 773.596 | 2868.2272 | 773.596 | 2868.2272
4394 | 793.9762 | 2855.9993 | 793.9762 | 2855.9993
4395 | 844.6472 | 2826.1206 | 844.6472 | 2826.1206
4396 | 875.5743 | 2754.7046 | 875.5743 | 2754.7046
4397 | 883.2439 | 2674.4091 | 883.2439 | 2674.4091
4398 | 865.0145 | 2590.6808 | 865.0145 | 2590.6808
4399 | 844.7188 | 2524.9886 | 844.7188 | 2524.9886
4400 | 828.4342 | 2501.2603 | 828.4342 | 2501.2603
4401 | 803.6862 | 2479.0298 | 803.6862 | 2479.0298
4402 | 784.8462 | 2428.4125 | 784.8462 | 2428.4125
4403 | 774.9421 | 2355.5062 | 774.9421 | 2355.5062
4404 | 761.0718 | 2289.6784 | 761.0718 | 2289.6784
4405 | 745.6372 | 2239.3862 | 745.6372 | 2239.3862
4406 | 729.8441 | 2199.6449 | 729.8441 | 2199.6449
4407 | 709.9739 | 2172.2246 | 709.9739 | 2172.2246
4408 | 695.7858 | 2154.3347 | 695.7858 | 2154.3347
4409 | 696.4246 | 2156.4924 | 696.4246 | 2156.4924
4410 | 704.0726 | 2199.2823 | 704.0726 | 2199.2823
4411 | 720.2211 | 2198.7621 | 720.2211 | 2198.7621
4412 | 740.0126 | 2195.0757 | 740.0126 | 2195.0757
4413 | 755.4507 | 2184.6967 | 755.4507 | 2184.6967
4414 | 776.8563 | 2176.8702 | 776.8563 | 2176.8702
4415 | 821.1556 | 2179.8375 | 821.1556 | 2179.8375
4416 | 841.4986 | 2204.3904 | 841.4986 | 2204.3904
4417 | 842.9175 | 2231.0002 | 842.9175 | 2231.0002
4418 | 864.2801 | 2249.4741 | 864.2801 | 2249.4741
4419 | 903.3985 | 2251.2614 | 903.3985 | 2251.2614
4420 | 939.328 | 2228.004 | 939.328 | 2228.004
4421 | 947.8432 | 2204.0375 | 947.8432 | 2204.0375
4422 | 924.3234 | 2172.0708 | 924.3234 | 2172.0708
4423 | 886.4842 | 2145.4029 | 886.4842 | 2145.4029
4424 | 863.2158 | 2138.9284 | 863.2158 | 2138.9284
4425 | 842.3765 | 2168.4597 | 842.3765 | 2168.4597
4426 | 818.3082 | 2208.3239 | 818.3082 | 2208.3239
4427 | 796.9176 | 2194.3852 | 796.9176 | 2194.3852
4428 | 779.5714 | 2155.91 | 779.5714 | 2155.91
4429 | 757.9016 | 2125.9672 | 757.9016 | 2125.9672
4430 | 738.1347 | 2097.238 | 738.1347 | 2097.238
4431 | 717.455 | 2061.5967 | 717.455 | 2061.5967
4432 | 704.2133 | 2056.4442 | 704.2133 | 2056.4442
4433 | 701.0256 | 2068.3453 | 701.0256 | 2068.3453
4434 | 710.444 | 2107.6336 | 710.444 | 2107.6336
4435 | 726.5644 | 2100.2119 | 726.5644 | 2100.2119
4436 | 745.1511 | 2085.9702 | 745.1511 | 2085.9702
4437 | 760.6964 | 2063.9194 | 760.6964 | 2063.9194
4438 | 787.1828 | 2058.681 | 787.1828 | 2058.681
4439 | 829.6799 | 2058.1975 | 829.6799 | 2058.1975
4440 | 849.1111 | 2049.1561 | 849.1111 | 2049.1561
4441 | 841.4468 | 2031.87 | 841.4468 | 2031.87
4442 | 865.6221 | 2018.4241 | 865.6221 | 2018.4241
4443 | 907.2312 | 1998.3903 | 907.2312 | 1998.3903
4444 | 944.9019 | 1956.3567 | 944.9019 | 1956.3567
4445 | 950.05 | 1904.6824 | 950.05 | 1904.6824
4446 | 933.7051 | 1854.3454 | 933.7051 | 1854.3454
4447 | 901.7279 | 1812.5042 | 901.7279 | 1812.5042
4448 | 874.3071 | 1789.7908 | 874.3071 | 1789.7908
4449 | 846.4306 | 1771.9246 | 846.4306 | 1771.9246
4450 | 816.1443 | 1733.5372 | 816.1443 | 1733.5372
4451 | 802.6179 | 1669.3593 | 802.6179 | 1669.3593
4452 | 776.4687 | 1610.6361 | 776.4687 | 1610.6361
4453 | 753.975 | 1563.6425 | 753.975 | 1563.6425
4454 | 729.7592 | 1512.5846 | 729.7592 | 1512.5846
4455 | 712.0803 | 1458.0148 | 712.0803 | 1458.0148
4456 | 699.2509 | 1423.7337 | 699.2509 | 1423.7337
4457 | 700.8828 | 1428.0735 | 700.8828 | 1428.0735
4458 | 706.4498 | 1473.6544 | 706.4498 | 1473.6544
4459 | 721.3063 | 1472.4746 | 721.3063 | 1472.4746
4460 | 736.4171 | 1462.6986 | 736.4171 | 1462.6986
4461 | 750.9099 | 1441.2568 | 750.9099 | 1441.2568
4462 | 777.6419 | 1424.9556 | 777.6419 | 1424.9556
4463 | 824.1562 | 1414.1705 | 824.1562 | 1414.1705
4464 | 840.567 | 1411.0157 | 840.567 | 1411.0157
4465 | 834.21 | 1406.8222 | 834.21 | 1406.8222
4466 | 843.6893 | 1399.7705 | 843.6893 | 1399.7705
4467 | 887.4085 | 1397.4473 | 887.4085 | 1397.4473
4468 | 926.0667 | 1401.5424 | 926.0667 | 1401.5424
4469 | 943.7405 | 1439.4869 | 943.7405 | 1439.4869
4470 | 924.7342 | 1502.1629 | 924.7342 | 1502.1629
4471 | 892.1711 | 1572.3198 | 892.1711 | 1572.3198
4472 | 873.3413 | 1644.0461 | 873.3413 | 1644.0461
4473 | 859.0573 | 1701.0821 | 859.0573 | 1701.0821
4474 | 835.1583 | 1744.803 | 835.1583 | 1744.803
4475 | 807.5525 | 1771.5633 | 807.5525 | 1771.5633
4476 | 776.8926 | 1794.4408 | 776.8926 | 1794.4408
4477 | 744.9035 | 1819.6091 | 744.9035 | 1819.6091
4478 | 723.9444 | 1847.0565 | 723.9444 | 1847.0565
4479 | 706.9072 | 1876.777 | 706.9072 | 1876.777
4480 | 692.9691 | 1909.8876 | 692.9691 | 1909.8876
4481 | 695.335 | 1959.9502 | 695.335 | 1959.9502
4482 | 701.3472 | 2036.7404 | 701.3472 | 2036.7404
4483 | 722.1867 | 2059.6145 | 722.1867 | 2059.6145
4484 | 743.7708 | 2072.1163 | 743.7708 | 2072.1163
4485 | 762.9178 | 2069.3493 | 762.9178 | 2069.3493
4486 | 790.6446 | 2068.2214 | 790.6446 | 2068.2214
4487 | 836.2368 | 2073.4216 | 836.2368 | 2073.4216
4488 | 847.7486 | 2078.1833 | 847.7486 | 2078.1833
4489 | 843.0326 | 2075.6644 | 843.0326 | 2075.6644
4490 | 849.9801 | 2073.0784 | 849.9801 | 2073.0784
4491 | 893.9849 | 2071.4149 | 893.9849 | 2071.4149
4492 | 931.6687 | 2064.8025 | 931.6687 | 2064.8025
4493 | 943.1764 | 2063.5197 | 943.1764 | 2063.5197
4494 | 926.3558 | 2065.4011 | 926.3558 | 2065.4011
4495 | 896.2634 | 2072.9365 | 896.2634 | 2072.9365
4496 | 881.5021 | 2091.4802 | 881.5021 | 2091.4802
4497 | 868.6979 | 2125.2235 | 868.6979 | 2125.2235
4498 | 838.8065 | 2163.2608 | 838.8065 | 2163.2608
4499 | 808.1284 | 2179.9224 | 808.1284 | 2179.9224
4500 | 776.1274 | 2219.7494 | 776.1274 | 2219.7494
4501 | 746.3755 | 2280.9478 | 746.3755 | 2280.9478
4502 | 723.2174 | 2323.9745 | 723.2174 | 2323.9745
4503 | 708.0465 | 2345.5755 | 708.0465 | 2345.5755
4504 | 697.2364 | 2350.2172 | 697.2364 | 2350.2172
4505 | 697.3246 | 2358.2615 | 697.3246 | 2358.2615
4506 | 710.4088 | 2406.3798 | 710.4088 | 2406.3798
4507 | 737.9423 | 2415.0955 | 737.9423 | 2415.0955
4508 | 775.5282 | 2431.2004 | 775.5282 | 2431.2004
4509 | 788.4289 | 2439.5469 | 788.4289 | 2439.5469
4510 | 816.7699 | 2447.4519 | 816.7699 | 2447.4519
4511 | 874.4081 | 2448.846 | 874.4081 | 2448.846
4512 | 874.46 | 2449.8525 | 874.46 | 2449.8525
4513 | 854.8195 | 2448.5516 | 854.8195 | 2448.5516
4514 | 874.3634 | 2444.3924 | 874.3634 | 2444.3924
4515 | 918.8123 | 2425.8302 | 918.8123 | 2425.8302
4516 | 959.3716 | 2378.8234 | 959.3716 | 2378.8234
4517 | 963.6386 | 2320.4505 | 963.6386 | 2320.4505
4518 | 940.0792 | 2269.4538 | 940.0792 | 2269.4538
4519 | 907.8119 | 2217.311 | 907.8119 | 2217.311
4520 | 890.5862 | 2189.32 | 890.5862 | 2189.32
4521 | 868.4053 | 2179.9792 | 868.4053 | 2179.9792
4522 | 841.1148 | 2161.5354 | 841.1148 | 2161.5354
4523 | 808.6869 | 2114.8143 | 808.6869 | 2114.8143
4524 | 771.6116 | 2066.0882 | 771.6116 | 2066.0882
4525 | 737.5577 | 2027.2141 | 737.5577 | 2027.2141
4526 | 721.6521 | 1996.4549 | 721.6521 | 1996.4549
4527 | 706.304 | 1971.0137 | 706.304 | 1971.0137
4528 | 694.7758 | 1947.9984 | 694.7758 | 1947.9984
4529 | 699.2069 | 1945.0307 | 699.2069 | 1945.0307
4530 | 714.3599 | 1980.3608 | 714.3599 | 1980.3608
4531 | 746.6598 | 1969.4883 | 746.6598 | 1969.4883
4532 | 797.8521 | 1951.2883 | 797.8521 | 1951.2883
4533 | 827.5728 | 1916.1956 | 827.5728 | 1916.1956
4534 | 859.2675 | 1872.8464 | 859.2675 | 1872.8464
4535 | 914.6924 | 1825.3207 | 914.6924 | 1825.3207
4536 | 913.0503 | 1782.4312 | 913.0503 | 1782.4312
4537 | 886.7596 | 1740.2284 | 886.7596 | 1740.2284
4538 | 900.2328 | 1700.9525 | 900.2328 | 1700.9525
4539 | 939.8811 | 1670.4648 | 939.8811 | 1670.4648
4540 | 981.4479 | 1643.3 | 981.4479 | 1643.3
4541 | 991.0991 | 1626.6409 | 991.0991 | 1626.6409
4542 | 970.6582 | 1608.7311 | 970.6582 | 1608.7311
4543 | 926.551 | 1587.7975 | 926.551 | 1587.7975
4544 | 904.9578 | 1575.8425 | 904.9578 | 1575.8425
4545 | 884.4687 | 1571.2719 | 884.4687 | 1571.2719
4546 | 859.9826 | 1569.5237 | 859.9826 | 1569.5237
4547 | 811.4914 | 1557.412 | 811.4914 | 1557.412
4548 | 769.6367 | 1551.8714 | 769.6367 | 1551.8714
4549 | 738.9095 | 1553.7976 | 738.9095 | 1553.7976
4550 | 720.6544 | 1557.4955 | 720.6544 | 1557.4955
4551 | 705.1513 | 1561.4367 | 705.1513 | 1561.4367
4552 | 693.0346 | 1562.3231 | 693.0346 | 1562.3231
4553 | 698.9177 | 1582.4959 | 698.9177 | 1582.4959
4554 | 716.5772 | 1641.8799 | 716.5772 | 1641.8799
4555 | 753.1888 | 1655.9748 | 753.1888 | 1655.9748
4556 | 807.4699 | 1662.6408 | 807.4699 | 1662.6408
4557 | 829.3106 | 1660.838 | 829.3106 | 1660.838
4558 | 858.7794 | 1661.4862 | 858.7794 | 1661.4862
4559 | 917.1825 | 1655.0653 | 917.1825 | 1655.0653
4560 | 906.7638 | 1648.9165 | 906.7638 | 1648.9165
4561 | 879.9508 | 1640.8663 | 879.9508 | 1640.8663
4562 | 894.7649 | 1637.722 | 894.7649 | 1637.722
4563 | 935.364 | 1641.6914 | 935.364 | 1641.6914
4564 | 973.7852 | 1653.1956 | 973.7852 | 1653.1956
4565 | 982.3962 | 1683.9848 | 982.3962 | 1683.9848
4566 | 970.389 | 1713.0664 | 970.389 | 1713.0664
4567 | 923.3934 | 1735.6736 | 923.3934 | 1735.6736
4568 | 901.9654 | 1764.9756 | 901.9654 | 1764.9756
4569 | 884.5019 | 1798.2114 | 884.5019 | 1798.2114
4570 | 856.0467 | 1830.971 | 856.0467 | 1830.971
4571 | 812.5654 | 1851.8954 | 812.5654 | 1851.8954
4572 | 771.0213 | 1879.0864 | 771.0213 | 1879.0864
4573 | 739.2935 | 1916.3324 | 739.2935 | 1916.3324
4574 | 717.6521 | 1957.2277 | 717.6521 | 1957.2277
4575 | 704.7342 | 1995.4737 | 704.7342 | 1995.4737
4576 | 695.3876 | 2026.0469 | 695.3876 | 2026.0469
4577 | 703.3597 | 2069.7155 | 703.3597 | 2069.7155
4578 | 720.3737 | 2146.2012 | 720.3737 | 2146.2012
4579 | 758.263 | 2175.2156 | 758.263 | 2175.2156
4580 | 811.9568 | 2198.019 | 811.9568 | 2198.019
4581 | 842.4812 | 2218.4433 | 842.4812 | 2218.4433
4582 | 866.0058 | 2245.4798 | 866.0058 | 2245.4798
4583 | 927.0787 | 2264.3308 | 927.0787 | 2264.3308
4584 | 921.3724 | 2281.8807 | 921.3724 | 2281.8807
4585 | 893.1701 | 2297.0218 | 893.1701 | 2297.0218
4586 | 903.2401 | 2313.5673 | 903.2401 | 2313.5673
4587 | 943.4681 | 2325.7577 | 943.4681 | 2325.7577
4588 | 985.8137 | 2321.8348 | 985.8137 | 2321.8348
4589 | 993.7866 | 2319.9431 | 993.7866 | 2319.9431
4590 | 973.5555 | 2313.4513 | 973.5555 | 2313.4513
4591 | 932.5369 | 2307.1328 | 932.5369 | 2307.1328
4592 | 906.9889 | 2321.16 | 906.9889 | 2321.16
4593 | 880.5796 | 2376.9274 | 880.5796 | 2376.9274
4594 | 852.058 | 2465.0009 | 852.058 | 2465.0009
4595 | 809.2858 | 2520.2809 | 809.2858 | 2520.2809
4596 | 771.1303 | 2569.699 | 771.1303 | 2569.699
4597 | 739.104 | 2621.763 | 739.104 | 2621.763
4598 | 719.2014 | 2677.0704 | 719.2014 | 2677.0704
4599 | 705.4569 | 2730.1851 | 705.4569 | 2730.1851
4600 | 694.7442 | 2771.5167 | 694.7442 | 2771.5167
4601 | 698.8921 | 2811.4807 | 698.8921 | 2811.4807
4602 | 712.6636 | 2880.7604 | 712.6636 | 2880.7604
4603 | 746.5452 | 2897.8494 | 746.5452 | 2897.8494
4604 | 790.7292 | 2912.6348 | 790.7292 | 2912.6348
4605 | 822.6814 | 2920.1187 | 822.6814 | 2920.1187
4606 | 851.4906 | 2916.0981 | 851.4906 | 2916.0981
4607 | 903.7482 | 2907.8504 | 903.7482 | 2907.8504
4608 | 909.3702 | 2900.4836 | 909.3702 | 2900.4836
4609 | 890.1917 | 2881.4721 | 890.1917 | 2881.4721
4610 | 901.1601 | 2887.2593 | 901.1601 | 2887.2593
4611 | 940.28 | 2884.7839 | 940.28 | 2884.7839
4612 | 984.9943 | 2733.2895 | 984.9943 | 2733.2895
4613 | 998.5126 | 2586.7188 | 998.5126 | 2586.7188
4614 | 980.0405 | 2512.886 | 980.0405 | 2512.886
4615 | 940.9673 | 2460.388 | 940.9673 | 2460.388
4616 | 915.6048 | 2441.988 | 915.6048 | 2441.988
4617 | 890.0826 | 2453.7072 | 890.0826 | 2453.7072
4618 | 859.8218 | 2486.1623 | 859.8218 | 2486.1623
4619 | 821.8881 | 2508.9644 | 821.8881 | 2508.9644
4620 | 788.9516 | 2540.5196 | 788.9516 | 2540.5196
4621 | 755.3592 | 2588.0164 | 755.3592 | 2588.0164
4622 | 730.8764 | 2633.4282 | 730.8764 | 2633.4282
4623 | 714.2072 | 2641.6828 | 714.2072 | 2641.6828
4624 | 704.4844 | 2640.5901 | 704.4844 | 2640.5901
4625 | 708.7213 | 2679.3362 | 708.7213 | 2679.3362
4626 | 718.6927 | 2756.4309 | 718.6927 | 2756.4309
4627 | 743.6974 | 2799.0454 | 743.6974 | 2799.0454
4628 | 781.0231 | 2827.2788 | 781.0231 | 2827.2788
4629 | 804.597 | 2847.1448 | 804.597 | 2847.1448
4630 | 830.4116 | 2875.8052 | 830.4116 | 2875.8052
4631 | 881.4127 | 2900.4921 | 881.4127 | 2900.4921
4632 | 881.1963 | 2917.636 | 881.1963 | 2917.636
4633 | 867.3891 | 2923.3889 | 867.3891 | 2923.3889
4634 | 880.4617 | 2918.3671 | 880.4617 | 2918.3671
4635 | 918.2169 | 2853.4731 | 918.2169 | 2853.4731
4636 | 957.7849 | 2727.8596 | 957.7849 | 2727.8596
4637 | 970.4864 | 2674.8659 | 970.4864 | 2674.8659
4638 | 948.3285 | 2642.1887 | 948.3285 | 2642.1887
4639 | 912.1763 | 2611.3088 | 912.1763 | 2611.3088
4640 | 890.4216 | 2605.4433 | 890.4216 | 2605.4433
4641 | 869.2242 | 2651.4166 | 869.2242 | 2651.4166
4642 | 843.4636 | 2722.8959 | 843.4636 | 2722.8959
4643 | 805.1913 | 2731.7426 | 805.1913 | 2731.7426
4644 | 771.4116 | 2702.757 | 771.4116 | 2702.757
4645 | 739.8678 | 2642.1125 | 739.8678 | 2642.1125
4646 | 721.0103 | 2584.8128 | 721.0103 | 2584.8128
4647 | 707.3209 | 2573.3269 | 707.3209 | 2573.3269
4648 | 696.5791 | 2587.2045 | 696.5791 | 2587.2045
4649 | 697.1342 | 2586.5711 | 697.1342 | 2586.5711
4650 | 706.0204 | 2601.704 | 706.0204 | 2601.704
4651 | 733.3838 | 2577.3836 | 733.3838 | 2577.3836
4652 | 764.273 | 2513.0549 | 764.273 | 2513.0549
4653 | 784.6464 | 2427.8752 | 784.6464 | 2427.8752
4654 | 823.6403 | 2356.4122 | 823.6403 | 2356.4122
4655 | 873.4975 | 2286.3549 | 873.4975 | 2286.3549
4656 | 875.7281 | 2230.4743 | 875.7281 | 2230.4743
4657 | 860.1155 | 2189.0834 | 860.1155 | 2189.0834
4658 | 874.0889 | 2157.2673 | 874.0889 | 2157.2673
4659 | 909.872 | 2120.3348 | 909.872 | 2120.3348
4660 | 950.3041 | 2044.7068 | 950.3041 | 2044.7068
4661 | 969.1396 | 1985.6235 | 969.1396 | 1985.6235
4662 | 945.8452 | 1942.6955 | 945.8452 | 1942.6955
4663 | 903.1594 | 1900.6005 | 903.1594 | 1900.6005
4664 | 887.0593 | 1865.8602 | 887.0593 | 1865.8602
4665 | 866.6832 | 1825.9191 | 866.6832 | 1825.9191
4666 | 831.6412 | 1782.1019 | 831.6412 | 1782.1019
4667 | 790.9435 | 1731.4226 | 790.9435 | 1731.4226
4668 | 756.1961 | 1683.407 | 756.1961 | 1683.407
4669 | 723.1436 | 1636.0581 | 723.1436 | 1636.0581
4670 | 702.3912 | 1584.7972 | 702.3912 | 1584.7972
4671 | 689.4768 | 1546.0604 | 689.4768 | 1546.0604
4672 | 679.877 | 1526.4959 | 679.877 | 1526.4959
4673 | 681.0754 | 1532.3073 | 681.0754 | 1532.3073
4674 | 696.3768 | 1579.1062 | 696.3768 | 1579.1062
4675 | 727.7902 | 1587.3145 | 727.7902 | 1587.3145
4676 | 768.5343 | 1594.2849 | 768.5343 | 1594.2849
4677 | 783.6578 | 1598.0135 | 783.6578 | 1598.0135
4678 | 809.3883 | 1603.7364 | 809.3883 | 1603.7364
4679 | 863.147 | 1610.6619 | 863.147 | 1610.6619
4680 | 869.2565 | 1622.4774 | 869.2565 | 1622.4774
4681 | 844.4269 | 1642.3887 | 844.4269 | 1642.3887
4682 | 851.8059 | 1669.5402 | 851.8059 | 1669.5402
4683 | 892.4089 | 1683.2023 | 892.4089 | 1683.2023
4684 | 930.1428 | 1689.0228 | 930.1428 | 1689.0228
4685 | 951.4231 | 1706.2626 | 951.4231 | 1706.2626
4686 | 928.8672 | 1719.765 | 928.8672 | 1719.765
4687 | 887.901 | 1729.5332 | 887.901 | 1729.5332
4688 | 871.571 | 1750.462 | 871.571 | 1750.462
4689 | 851.9612 | 1781.8709 | 851.9612 | 1781.8709
4690 | 823.4334 | 1826.6068 | 823.4334 | 1826.6068
4691 | 785.449 | 1870.8239 | 785.449 | 1870.8239
4692 | 746.8103 | 1917.6032 | 746.8103 | 1917.6032
4693 | 712.2034 | 1963.3239 | 712.2034 | 1963.3239
4694 | 692.1585 | 1999.8549 | 692.1585 | 1999.8549
4695 | 675.0115 | 2034.6502 | 675.0115 | 2034.6502
4696 | 668.4914 | 2071.8205 | 668.4914 | 2071.8205
4697 | 672.9446 | 2128.0235 | 672.9446 | 2128.0235
4698 | 692.6784 | 2218.7183 | 692.6784 | 2218.7183
4699 | 737.9688 | 2260.9776 | 737.9688 | 2260.9776
4700 | 799.9814 | 2293.2199 | 799.9814 | 2293.2199
4701 | 827.8516 | 2321.5607 | 827.8516 | 2321.5607
4702 | 851.8657 | 2350.6271 | 851.8657 | 2350.6271
4703 | 909.797 | 2374.6543 | 909.797 | 2374.6543
4704 | 904.0776 | 2396.3146 | 904.0776 | 2396.3146
4705 | 871.187 | 2415.0587 | 871.187 | 2415.0587
4706 | 889.9851 | 2438.3028 | 889.9851 | 2438.3028
4707 | 917.22 | 2448.0066 | 917.22 | 2448.0066
4708 | 967.0569 | 2412.2655 | 967.0569 | 2412.2655
4709 | 989.2384 | 2363.839 | 989.2384 | 2363.839
4710 | 976.1282 | 2323.1946 | 976.1282 | 2323.1946
4711 | 923.3922 | 2289.5744 | 923.3922 | 2289.5744
4712 | 905.3078 | 2286.906 | 905.3078 | 2286.906
4713 | 890.6363 | 2348.1032 | 890.6363 | 2348.1032
4714 | 843.0122 | 2428.2095 | 843.0122 | 2428.2095
4715 | 799.4445 | 2411.2261 | 799.4445 | 2411.2261
4716 | 758.2251 | 2342.9625 | 758.2251 | 2342.9625
4717 | 723.3224 | 2279.0702 | 723.3224 | 2279.0702
4718 | 706.4187 | 2236.0303 | 706.4187 | 2236.0303
4719 | 696.1761 | 2216.831 | 696.1761 | 2216.831
4720 | 684.6825 | 2212.0845 | 684.6825 | 2212.0845
4721 | 691.656 | 2229.4662 | 691.656 | 2229.4662
4722 | 715.9676 | 2291.8443 | 715.9676 | 2291.8443
4723 | 757.8093 | 2315.2766 | 757.8093 | 2315.2766
4724 | 830.7678 | 2337.9786 | 830.7678 | 2337.9786
4725 | 848.2979 | 2351.1461 | 848.2979 | 2351.1461
4726 | 872.0687 | 2363.3645 | 872.0687 | 2363.3645
4727 | 930.1674 | 2375.2632 | 930.1674 | 2375.2632
4728 | 926.0002 | 2397.1773 | 926.0002 | 2397.1773
4729 | 892.342 | 2432.6678 | 892.342 | 2432.6678
4730 | 901.8038 | 2492.5511 | 901.8038 | 2492.5511
4731 | 934.8672 | 2572.7928 | 934.8672 | 2572.7928
4732 | 989.5075 | 2637.7333 | 989.5075 | 2637.7333
4733 | 1014.5097 | 2684.7615 | 1014.5097 | 2684.7615
4734 | 999.6056 | 2712.7775 | 999.6056 | 2712.7775
4735 | 950.7737 | 2724.5248 | 950.7737 | 2724.5248
4736 | 923.7538 | 2744.7432 | 923.7538 | 2744.7432
4737 | 901.3705 | 2774.3252 | 901.3705 | 2774.3252
4738 | 866.0619 | 2807.0848 | 866.0619 | 2807.0848
4739 | 822.3143 | 2821.0569 | 822.3143 | 2821.0569
4740 | 772.6757 | 2834.9523 | 772.6757 | 2834.9523
4741 | 738.062 | 2850.9861 | 738.062 | 2850.9861
4742 | 725.0124 | 2855.9019 | 725.0124 | 2855.9019
4743 | 712.8022 | 2862.1775 | 712.8022 | 2862.1775
4744 | 709.0848 | 2874.3296 | 709.0848 | 2874.3296
4745 | 714.8138 | 2892.6755 | 714.8138 | 2892.6755
4746 | 738.4871 | 2937.4445 | 738.4871 | 2937.4445
4747 | 781.4796 | 2928.1452 | 781.4796 | 2928.1452
4748 | 838.4035 | 2910.4527 | 838.4035 | 2910.4527
4749 | 863.4433 | 2892.6139 | 863.4433 | 2892.6139
4750 | 888.8158 | 2878.4948 | 888.8158 | 2878.4948
4751 | 933.6666 | 2859.844 | 933.6666 | 2859.844
4752 | 921.6976 | 2838.1159 | 921.6976 | 2838.1159
4753 | 895.0951 | 2812.1013 | 895.0951 | 2812.1013
4754 | 909.7989 | 2786.7807 | 909.7989 | 2786.7807
4755 | 938.8528 | 2739.6989 | 938.8528 | 2739.6989
4756 | 988.0918 | 2688.2771 | 988.0918 | 2688.2771
4757 | 1009.4423 | 2638.4804 | 1009.4423 | 2638.4804
4758 | 985.7715 | 2591.6957 | 985.7715 | 2591.6957
4759 | 937.8189 | 2548.7381 | 937.8189 | 2548.7381
4760 | 918.55 | 2522.9291 | 918.55 | 2522.9291
4761 | 904.1498 | 2512.3705 | 904.1498 | 2512.3705
4762 | 861.4513 | 2508.8969 | 861.4513 | 2508.8969
4763 | 816.5901 | 2494.2986 | 816.5901 | 2494.2986
4764 | 774.7559 | 2500.8357 | 774.7559 | 2500.8357
4765 | 745.2609 | 2539.807 | 745.2609 | 2539.807
4766 | 728.0091 | 2593.5412 | 728.0091 | 2593.5412
4767 | 715.7121 | 2653.7098 | 715.7121 | 2653.7098
4768 | 707.756 | 2713.7161 | 707.756 | 2713.7161
4769 | 712.8686 | 2775.0446 | 712.8686 | 2775.0446
4770 | 732.1565 | 2861.1214 | 732.1565 | 2861.1214
4771 | 768.3655 | 2897.1389 | 768.3655 | 2897.1389
4772 | 814.4512 | 2928.1126 | 814.4512 | 2928.1126
4773 | 841.7175 | 2954.9817 | 841.7175 | 2954.9817
4774 | 870.8666 | 2985.469 | 870.8666 | 2985.469
4775 | 924.4918 | 3003.8125 | 924.4918 | 3003.8125
4776 | 926.624 | 3012.3802 | 926.624 | 3012.3802
4777 | 902.3839 | 3008.6435 | 902.3839 | 3008.6435
4778 | 914.8029 | 3000.1201 | 914.8029 | 3000.1201
4779 | 945.5465 | 2969.531 | 945.5465 | 2969.531
4780 | 995.5455 | 2911.918 | 995.5455 | 2911.918
4781 | 1020.8339 | 2874.7066 | 1020.8339 | 2874.7066
4782 | 999.3101 | 2843.6533 | 999.3101 | 2843.6533
4783 | 961.9195 | 2816.4779 | 961.9195 | 2816.4779
4784 | 931.102 | 2803.3049 | 931.102 | 2803.3049
4785 | 911.2851 | 2796.9075 | 911.2851 | 2796.9075
4786 | 882.9179 | 2793.3832 | 882.9179 | 2793.3832
4787 | 830.8405 | 2778.5819 | 830.8405 | 2778.5819
4788 | 787.8631 | 2771.6711 | 787.8631 | 2771.6711
4789 | 757.5326 | 2779.4839 | 757.5326 | 2779.4839
4790 | 737.6731 | 2796.4775 | 737.6731 | 2796.4775
4791 | 724.491 | 2820.6666 | 724.491 | 2820.6666
4792 | 716.4588 | 2856.7712 | 716.4588 | 2856.7712
4793 | 721.7714 | 2918.8609 | 721.7714 | 2918.8609
4794 | 737.912 | 3015.1886 | 737.912 | 3015.1886
4795 | 766.1896 | 3059.5793 | 766.1896 | 3059.5793
4796 | 800.0971 | 3093.75 | 800.0971 | 3093.75
4797 | 822.6906 | 3114.7832 | 822.6906 | 3114.7832
4798 | 849.7061 | 3130.9092 | 849.7061 | 3130.9092
4799 | 905.3581 | 3140.2705 | 905.3581 | 3140.2705
4800 | 913.2585 | 3149.295 | 913.2585 | 3149.295
4801 | 892.0764 | 3157.4837 | 892.0764 | 3157.4837
4802 | 889.3021 | 3164.1336 | 889.3021 | 3164.1336
4803 | 915.6632 | 3131.5653 | 915.6632 | 3131.5653
4804 | 969.7365 | 3052.0298 | 969.7365 | 3052.0298
4805 | 991.7793 | 2958.8954 | 991.7793 | 2958.8954
4806 | 973.9817 | 2887.1941 | 973.9817 | 2887.1941
4807 | 937.2003 | 2841.2931 | 937.2003 | 2841.2931
4808 | 908.6094 | 2822.8932 | 908.6094 | 2822.8932
4809 | 890.805 | 2857.9558 | 890.805 | 2857.9558
4810 | 863.186 | 2934.9666 | 863.186 | 2934.9666
4811 | 822.3949 | 2945.4372 | 822.3949 | 2945.4372
4812 | 785.1201 | 2958.4699 | 785.1201 | 2958.4699
4813 | 752.0159 | 2983.5366 | 752.0159 | 2983.5366
4814 | 734.1205 | 3012.9124 | 734.1205 | 3012.9124
4815 | 721.881 | 3049.433 | 721.881 | 3049.433
4816 | 712.5478 | 3080.6659 | 712.5478 | 3080.6659
4817 | 714.842 | 3125.7046 | 714.842 | 3125.7046
4818 | 727.6859 | 3201.6321 | 727.6859 | 3201.6321
4819 | 753.1838 | 3229.8346 | 753.1838 | 3229.8346
4820 | 784.6292 | 3258.9814 | 784.6292 | 3258.9814
4821 | 806.5379 | 3283.8714 | 806.5379 | 3283.8714
4822 | 839.6989 | 3306.0869 | 839.6989 | 3306.0869
4823 | 889.717 | 3314.1289 | 889.717 | 3314.1289
4824 | 892.9912 | 3318.9921 | 892.9912 | 3318.9921
4825 | 865.1137 | 3327.8406 | 865.1137 | 3327.8406
4826 | 882.9482 | 3339.6159 | 882.9482 | 3339.6159
4827 | 912.9725 | 3271.3219 | 912.9725 | 3271.3219
4828 | 966.019 | 3161.1861 | 966.019 | 3161.1861
4829 | 985.9641 | 3079.622 | 985.9641 | 3079.622
4830 | 960.2696 | 2978.589 | 960.2696 | 2978.589
4831 | 923.1582 | 2892.3443 | 923.1582 | 2892.3443
4832 | 902.1823 | 2857.9592 | 902.1823 | 2857.9592
4833 | 884.6166 | 2886.983 | 884.6166 | 2886.983
4834 | 855.4776 | 2954.2504 | 855.4776 | 2954.2504
4835 | 814.7101 | 2948.9895 | 814.7101 | 2948.9895
4836 | 772.2831 | 2942.1294 | 772.2831 | 2942.1294
4837 | 739.3348 | 2942.787 | 739.3348 | 2942.787
4838 | 722.7465 | 2935.3206 | 722.7465 | 2935.3206
4839 | 708.7018 | 2920.9929 | 708.7018 | 2920.9929
4840 | 702.9654 | 2914.1151 | 702.9654 | 2914.1151
4841 | 708.4509 | 2934.2371 | 708.4509 | 2934.2371
4842 | 722.6139 | 2982.7106 | 722.6139 | 2982.7106
4843 | 762.2461 | 2974.8322 | 762.2461 | 2974.8322
4844 | 804.5397 | 2956.0233 | 804.5397 | 2956.0233
4845 | 821.7504 | 2927.5784 | 821.7504 | 2927.5784
4846 | 846.107 | 2903.9189 | 846.107 | 2903.9189
4847 | 903.43 | 2882.4263 | 903.43 | 2882.4263
4848 | 898.3799 | 2866.737 | 898.3799 | 2866.737
4849 | 863.4392 | 2849.9584 | 863.4392 | 2849.9584
4850 | 872.0527 | 2828.5961 | 872.0527 | 2828.5961
4851 | 905.7439 | 2775.7291 | 905.7439 | 2775.7291
4852 | 958.6831 | 2676.7576 | 958.6831 | 2676.7576
4853 | 979.0847 | 2575.047 | 979.0847 | 2575.047
4854 | 966.4729 | 2493.9067 | 966.4729 | 2493.9067
4855 | 927.2414 | 2436.3847 | 927.2414 | 2436.3847
4856 | 906.2772 | 2419.7102 | 906.2772 | 2419.7102
4857 | 885.225 | 2441.528 | 885.225 | 2441.528
4858 | 855.5399 | 2474.6936 | 855.5399 | 2474.6936
4859 | 813.2727 | 2488.7164 | 813.2727 | 2488.7164
4860 | 770.278 | 2503.17 | 770.278 | 2503.17
4861 | 739.9221 | 2518.8994 | 739.9221 | 2518.8994
4862 | 721.5831 | 2530.26 | 721.5831 | 2530.26
4863 | 704.1959 | 2540.0371 | 704.1959 | 2540.0371
4864 | 701.0099 | 2545.7444 | 701.0099 | 2545.7444
4865 | 706.2635 | 2557.4932 | 706.2635 | 2557.4932
4866 | 729.0623 | 2578.9187 | 729.0623 | 2578.9187
4867 | 777.8167 | 2531.3563 | 777.8167 | 2531.3563
4868 | 835.9363 | 2480.4754 | 835.9363 | 2480.4754
4869 | 863.2362 | 2431.8334 | 863.2362 | 2431.8334
4870 | 885.3626 | 2378.7408 | 885.3626 | 2378.7408
4871 | 934.6649 | 2319.5433 | 934.6649 | 2319.5433
4872 | 923.872 | 2260.2626 | 923.872 | 2260.2626
4873 | 892.4088 | 2197.7611 | 892.4088 | 2197.7611
4874 | 904.0194 | 2161.6315 | 904.0194 | 2161.6315
4875 | 930.3917 | 2130.5349 | 930.3917 | 2130.5349
4876 | 989.3899 | 2099.564 | 989.3899 | 2099.564
4877 | 1011.5177 | 2080.7229 | 1011.5177 | 2080.7229
4878 | 991.9354 | 2055.6578 | 991.9354 | 2055.6578
4879 | 953.6839 | 2024.2196 | 953.6839 | 2024.2196
4880 | 930.0354 | 2001.151 | 930.0354 | 2001.151
4881 | 911.6148 | 1983.2341 | 911.6148 | 1983.2341
4882 | 874.4253 | 1968.5962 | 874.4253 | 1968.5962
4883 | 816.8324 | 1942.3261 | 816.8324 | 1942.3261
4884 | 774.8913 | 1921.0032 | 774.8913 | 1921.0032
4885 | 742.5535 | 1909.0756 | 742.5535 | 1909.0756
4886 | 724.1488 | 1904.3496 | 724.1488 | 1904.3496
4887 | 707.9824 | 1908.5445 | 707.9824 | 1908.5445
4888 | 702.5218 | 1924.0459 | 702.5218 | 1924.0459
4889 | 706.547 | 1971.1653 | 706.547 | 1971.1653
4890 | 724.3161 | 2074.9527 | 724.3161 | 2074.9527
4891 | 773.6377 | 2134.6182 | 773.6377 | 2134.6182
4892 | 828.385 | 2162.3441 | 828.385 | 2162.3441
4893 | 854.6461 | 2171.5026 | 854.6461 | 2171.5026
4894 | 874.7259 | 2186.5628 | 874.7259 | 2186.5628
4895 | 926.0965 | 2193.0317 | 926.0965 | 2193.0317
4896 | 921.1625 | 2193.1754 | 921.1625 | 2193.1754
4897 | 884.6074 | 2182.3341 | 884.6074 | 2182.3341
4898 | 896.4559 | 2170.2584 | 896.4559 | 2170.2584
4899 | 923.0876 | 2151.3918 | 923.0876 | 2151.3918
4900 | 981.2738 | 2134.1733 | 981.2738 | 2134.1733
4901 | 1009.8814 | 2124.4666 | 1009.8814 | 2124.4666
4902 | 995.3865 | 2105.6433 | 995.3865 | 2105.6433
4903 | 952.288 | 2091.2561 | 952.288 | 2091.2561
4904 | 924.5836 | 2094.525 | 924.5836 | 2094.525
4905 | 895.0528 | 2117.2055 | 895.0528 | 2117.2055
4906 | 861.8076 | 2151.0815 | 861.8076 | 2151.0815
4907 | 810.6842 | 2173.8328 | 810.6842 | 2173.8328
4908 | 771.3449 | 2168.5459 | 771.3449 | 2168.5459
4909 | 736.5955 | 2154.2332 | 736.5955 | 2154.2332
4910 | 723.0542 | 2142.6056 | 723.0542 | 2142.6056
4911 | 710.3416 | 2144.5676 | 710.3416 | 2144.5676
4912 | 701.6425 | 2166.8691 | 701.6425 | 2166.8691
4913 | 709.9116 | 2204.3973 | 709.9116 | 2204.3973
4914 | 730.2726 | 2253.3276 | 730.2726 | 2253.3276
4915 | 772.8052 | 2272.3449 | 772.8052 | 2272.3449
4916 | 826.4555 | 2295.2498 | 826.4555 | 2295.2498
4917 | 853.7717 | 2314.7099 | 853.7717 | 2314.7099
4918 | 874.4607 | 2343.9285 | 874.4607 | 2343.9285
4919 | 925.2044 | 2362.4243 | 925.2044 | 2362.4243
4920 | 925.4126 | 2360.183 | 925.4126 | 2360.183
4921 | 889.8981 | 2340.3595 | 889.8981 | 2340.3595
4922 | 899.8337 | 2323.1584 | 899.8337 | 2323.1584
4923 | 928.416 | 2307.0321 | 928.416 | 2307.0321
4924 | 977.2606 | 2299.8614 | 977.2606 | 2299.8614
4925 | 1000.3432 | 2305.9877 | 1000.3432 | 2305.9877
4926 | 980.9528 | 2309.1378 | 980.9528 | 2309.1378
4927 | 936.0057 | 2307.8432 | 936.0057 | 2307.8432
4928 | 911.4227 | 2316.3391 | 911.4227 | 2316.3391
4929 | 889.2967 | 2334.5538 | 889.2967 | 2334.5538
4930 | 850.2225 | 2367.6179 | 850.2225 | 2367.6179
4931 | 810.6481 | 2394.1245 | 810.6481 | 2394.1245
4932 | 774.2486 | 2423.3961 | 774.2486 | 2423.3961
4933 | 743.6087 | 2468.7108 | 743.6087 | 2468.7108
4934 | 722.5282 | 2526.86 | 722.5282 | 2526.86
4935 | 708.6672 | 2594.7421 | 708.6672 | 2594.7421
4936 | 701.3256 | 2671.6471 | 701.3256 | 2671.6471
4937 | 706.1695 | 2768.143 | 706.1695 | 2768.143
4938 | 720.2671 | 2900.4502 | 720.2671 | 2900.4502
4939 | 755.7452 | 2980.3636 | 755.7452 | 2980.3636
4940 | 800.7882 | 3045.845 | 800.7882 | 3045.845
4941 | 830.3824 | 3092.6069 | 830.3824 | 3092.6069
4942 | 855.2839 | 3134.8674 | 855.2839 | 3134.8674
4943 | 903.3541 | 3170.5664 | 903.3541 | 3170.5664
4944 | 901.4924 | 3208.9732 | 901.4924 | 3208.9732
4945 | 876.4652 | 3245.9861 | 876.4652 | 3245.9861
4946 | 882.089 | 3275.0152 | 882.089 | 3275.0152
4947 | 910.9377 | 3232.0439 | 910.9377 | 3232.0439
4948 | 958.3151 | 3145.2516 | 958.3151 | 3145.2516
4949 | 978.7534 | 3062.977 | 978.7534 | 3062.977
4950 | 973.4681 | 2998.5832 | 973.4681 | 2998.5832
4951 | 925.5062 | 2952.4792 | 925.5062 | 2952.4792
4952 | 898.006 | 2930.1211 | 898.006 | 2930.1211
4953 | 874.1266 | 2970.9181 | 874.1266 | 2970.9181
4954 | 844.3485 | 3109.231 | 844.3485 | 3109.231
4955 | 803.9659 | 3152.078 | 803.9659 | 3152.078
4956 | 762.3061 | 3117.4594 | 762.3061 | 3117.4594
4957 | 728.83 | 3082.0361 | 728.83 | 3082.0361
4958 | 708.6711 | 3101.3132 | 708.6711 | 3101.3132
4959 | 695.7338 | 3148.0339 | 695.7338 | 3148.0339
4960 | 687.7764 | 3190.3296 | 687.7764 | 3190.3296
4961 | 694.7845 | 3239.1236 | 694.7845 | 3239.1236
4962 | 707.0418 | 3308.454 | 707.0418 | 3308.454
4963 | 740.6618 | 3308.5428 | 740.6618 | 3308.5428
4964 | 768.4453 | 3281.8174 | 768.4453 | 3281.8174
4965 | 795.8516 | 3247.8919 | 795.8516 | 3247.8919
4966 | 824.3125 | 3191.5008 | 824.3125 | 3191.5008
4967 | 868.789 | 3124.5391 | 868.789 | 3124.5391
4968 | 872.9979 | 3090.3272 | 872.9979 | 3090.3272
4969 | 853.1167 | 3074.868 | 853.1167 | 3074.868
4970 | 868.0805 | 3056.6012 | 868.0805 | 3056.6012
4971 | 890.7129 | 2994.0924 | 890.7129 | 2994.0924
4972 | 936.7863 | 2913.6942 | 936.7863 | 2913.6942
4973 | 963.4055 | 2843.5988 | 963.4055 | 2843.5988
4974 | 946.836 | 2788.9483 | 946.836 | 2788.9483
4975 | 914.4321 | 2737.0593 | 914.4321 | 2737.0593
4976 | 891.4769 | 2704.095 | 891.4769 | 2704.095
4977 | 872.1779 | 2688.208 | 872.1779 | 2688.208
4978 | 844.9912 | 2691.8897 | 844.9912 | 2691.8897
4979 | 801.9856 | 2704.4916 | 801.9856 | 2704.4916
4980 | 760.0155 | 2757.665 | 760.0155 | 2757.665
4981 | 733.633 | 2834.6457 | 733.633 | 2834.6457
4982 | 716.1063 | 2912.789 | 716.1063 | 2912.789
4983 | 699.7207 | 2981.0771 | 699.7207 | 2981.0771
4984 | 695.8582 | 3048.188 | 695.8582 | 3048.188
4985 | 697.3159 | 3136.057 | 697.3159 | 3136.057
4986 | 708.8168 | 3242.4833 | 708.8168 | 3242.4833
4987 | 742.8661 | 3280.1754 | 742.8661 | 3280.1754
4988 | 768.0677 | 3294.1489 | 768.0677 | 3294.1489
4989 | 792.7948 | 3279.7609 | 792.7948 | 3279.7609
4990 | 828.011 | 3284.8241 | 828.011 | 3284.8241
4991 | 876.2134 | 3295.2511 | 876.2134 | 3295.2511
4992 | 874.0255 | 3302.1442 | 874.0255 | 3302.1442
4993 | 862.3286 | 3301.2493 | 862.3286 | 3301.2493
4994 | 869.0422 | 3292.3706 | 869.0422 | 3292.3706
4995 | 893.067 | 3231.3842 | 893.067 | 3231.3842
4996 | 940.6859 | 3126.8813 | 940.6859 | 3126.8813
4997 | 976.0256 | 3040.75 | 976.0256 | 3040.75
4998 | 957.8146 | 2978.386 | 957.8146 | 2978.386
4999 | 911.5542 | 2940.1985 | 911.5542 | 2940.1985
5000 | 886.5095 | 2925.7568 | 886.5095 | 2925.7568
5001 | 876.2664 | 2938.8969 | 876.2664 | 2938.8969
5002 | 849.0948 | 3041.8393 | 849.0948 | 3041.8393
5003 | 808.5279 | 3130.0031 | 808.5279 | 3130.0031
5004 | 766.3896 | 3167.648 | 766.3896 | 3167.648
5005 | 733.5124 | 3191.3953 | 733.5124 | 3191.3953
5006 | 712.6936 | 3213.2606 | 712.6936 | 3213.2606
5007 | 702.0344 | 3238.2109 | 702.0344 | 3238.2109
5008 | 695.4688 | 3256.4527 | 695.4688 | 3256.4527
5009 | 699.7954 | 3293.2197 | 699.7954 | 3293.2197
5010 | 714.7128 | 3376.5562 | 714.7128 | 3376.5562
5011 | 744.9128 | 3415.72 | 744.9128 | 3415.72
5012 | 780.5736 | 3426.0904 | 780.5736 | 3426.0904
5013 | 805.122 | 3406.0696 | 805.122 | 3406.0696
5014 | 830.3536 | 3390.2758 | 830.3536 | 3390.2758
5015 | 874.0281 | 3378.8818 | 874.0281 | 3378.8818
5016 | 871.3035 | 3372.4284 | 871.3035 | 3372.4284
5017 | 849.0536 | 3362.2469 | 849.0536 | 3362.2469
5018 | 852.7064 | 3323.9859 | 852.7064 | 3323.9859
5019 | 875.033 | 3193.0197 | 875.033 | 3193.0197
5020 | 929.0089 | 3045.4327 | 929.0089 | 3045.4327
5021 | 966.85 | 2902.1098 | 966.85 | 2902.1098
5022 | 951.7359 | 2790.8767 | 951.7359 | 2790.8767
5023 | 906.27 | 2706.7634 | 906.27 | 2706.7634
5024 | 888.174 | 2676.2351 | 888.174 | 2676.2351
5025 | 871.3208 | 2725.5576 | 871.3208 | 2725.5576
5026 | 842.2624 | 2862.8047 | 842.2624 | 2862.8047
5027 | 804.815 | 2882.9679 | 804.815 | 2882.9679
5028 | 761.4168 | 2847.4867 | 761.4168 | 2847.4867
5029 | 730.9561 | 2847.5353 | 730.9561 | 2847.5353
5030 | 716.535 | 2846.1585 | 716.535 | 2846.1585
5031 | 699.4882 | 2825.995 | 699.4882 | 2825.995
5032 | 691.5086 | 2797.3975 | 691.5086 | 2797.3975
5033 | 701.0158 | 2786.5133 | 701.0158 | 2786.5133
5034 | 719.5284 | 2792.867 | 719.5284 | 2792.867
5035 | 761.2378 | 2748.7047 | 761.2378 | 2748.7047
5036 | 811.0961 | 2684.7311 | 811.0961 | 2684.7311
5037 | 835.9482 | 2611.2232 | 835.9482 | 2611.2232
5038 | 858.1949 | 2560.5156 | 858.1949 | 2560.5156
5039 | 912.2004 | 2517.7601 | 912.2004 | 2517.7601
5040 | 906.2272 | 2484.6647 | 906.2272 | 2484.6647
5041 | 875.1812 | 2457.1278 | 875.1812 | 2457.1278
5042 | 876.9023 | 2431.655 | 876.9023 | 2431.655
5043 | 909.7061 | 2399.2389 | 909.7061 | 2399.2389
5044 | 960.704 | 2368.1158 | 960.704 | 2368.1158
5045 | 999.0993 | 2349.021 | 999.0993 | 2349.021
5046 | 991.005 | 2351.7651 | 991.005 | 2351.7651
5047 | 935.0628 | 2377.214 | 935.0628 | 2377.214
5048 | 913.5957 | 2422.3491 | 913.5957 | 2422.3491
5049 | 889.733 | 2476.6955 | 889.733 | 2476.6955
5050 | 859.281 | 2535.8434 | 859.281 | 2535.8434
5051 | 808.0749 | 2575.1889 | 808.0749 | 2575.1889
5052 | 767.8477 | 2609.8397 | 767.8477 | 2609.8397
5053 | 730.5251 | 2644.7513 | 730.5251 | 2644.7513
5054 | 714.9746 | 2680.4704 | 714.9746 | 2680.4704
5055 | 703.5292 | 2719.8328 | 703.5292 | 2719.8328
5056 | 696.7275 | 2766.848 | 696.7275 | 2766.848
5057 | 702.9913 | 2868.6216 | 702.9913 | 2868.6216
5058 | 725.6839 | 3056.6487 | 725.6839 | 3056.6487
5059 | 764.9461 | 3181.8789 | 764.9461 | 3181.8789
5060 | 821.1401 | 3262.9396 | 821.1401 | 3262.9396
5061 | 844.5472 | 3312.5433 | 844.5472 | 3312.5433
5062 | 866.897 | 3351.2008 | 866.897 | 3351.2008
5063 | 917.9272 | 3377.8668 | 917.9272 | 3377.8668
5064 | 907.6419 | 3406.2258 | 907.6419 | 3406.2258
5065 | 874.4589 | 3425.5788 | 874.4589 | 3425.5788
5066 | 879.7246 | 3432.4317 | 879.7246 | 3432.4317
5067 | 903.524 | 3321.5612 | 903.524 | 3321.5612
5068 | 953.6218 | 3193.7148 | 953.6218 | 3193.7148
5069 | 994.6557 | 3104.6909 | 994.6557 | 3104.6909
5070 | 974.4861 | 3008.3773 | 974.4861 | 3008.3773
5071 | 929.9672 | 2959.4315 | 929.9672 | 2959.4315
5072 | 907.7764 | 2945.3958 | 907.7764 | 2945.3958
5073 | 882.482 | 2967.8733 | 882.482 | 2967.8733
5074 | 848.8624 | 3087.3084 | 848.8624 | 3087.3084
5075 | 801.2374 | 3184.5051 | 801.2374 | 3184.5051
5076 | 756.1204 | 3232.6038 | 756.1204 | 3232.6038
5077 | 726.1848 | 3250.2108 | 726.1848 | 3250.2108
5078 | 706.209 | 3266.5954 | 706.209 | 3266.5954
5079 | 696.3597 | 3279.6202 | 696.3597 | 3279.6202
5080 | 687.3253 | 3295.4262 | 687.3253 | 3295.4262
5081 | 694.2584 | 3325.6976 | 694.2584 | 3325.6976
5082 | 713.7344 | 3378.789 | 713.7344 | 3378.789
5083 | 755.9364 | 3377.1524 | 755.9364 | 3377.1524
5084 | 808.6128 | 3353.1674 | 808.6128 | 3353.1674
5085 | 835.3763 | 3310.8687 | 835.3763 | 3310.8687
5086 | 860.0905 | 3295.1256 | 860.0905 | 3295.1256
5087 | 913.8779 | 3309.0542 | 913.8779 | 3309.0542
5088 | 907.6955 | 3328.1773 | 907.6955 | 3328.1773
5089 | 879.6561 | 3334.2347 | 879.6561 | 3334.2347
5090 | 886.1863 | 3306.5797 | 886.1863 | 3306.5797
5091 | 911.4161 | 3195.76 | 911.4161 | 3195.76
5092 | 954.4242 | 3086.2839 | 954.4242 | 3086.2839
5093 | 985.0464 | 2995.4331 | 985.0464 | 2995.4331
5094 | 974.7083 | 2933.8811 | 974.7083 | 2933.8811
5095 | 932.8515 | 2885.4935 | 932.8515 | 2885.4935
5096 | 910.138 | 2864.3533 | 910.138 | 2864.3533
5097 | 881.5891 | 2863.4872 | 881.5891 | 2863.4872
5098 | 853.0227 | 2909.0858 | 853.0227 | 2909.0858
5099 | 807.2764 | 2941.9864 | 807.2764 | 2941.9864
5100 | 768.9397 | 2972.2222 | 768.9397 | 2972.2222
5101 | 734.3667 | 3025.4027 | 734.3667 | 3025.4027
5102 | 719.2814 | 3076.7518 | 719.2814 | 3076.7518
5103 | 703.243 | 3116.2664 | 703.243 | 3116.2664
5104 | 693.9477 | 3143.6934 | 693.9477 | 3143.6934
5105 | 698.989 | 3186.144 | 698.989 | 3186.144
5106 | 718.1669 | 3262.2238 | 718.1669 | 3262.2238
5107 | 748.8987 | 3290.5785 | 748.8987 | 3290.5785
5108 | 789.0407 | 3312.2147 | 789.0407 | 3312.2147
5109 | 823.1322 | 3325.1285 | 823.1322 | 3325.1285
5110 | 845.7348 | 3336.9917 | 845.7348 | 3336.9917
5111 | 894.0523 | 3343.3083 | 894.0523 | 3343.3083
5112 | 899.8589 | 3347.3088 | 899.8589 | 3347.3088
5113 | 873.0235 | 3340.4258 | 873.0235 | 3340.4258
5114 | 881.4836 | 3309.0663 | 881.4836 | 3309.0663
5115 | 899.2716 | 3214.3333 | 899.2716 | 3214.3333
5116 | 943.3198 | 3123.6335 | 943.3198 | 3123.6335
5117 | 978.7151 | 3028.114 | 978.7151 | 3028.114
5118 | 970.2447 | 2919.672 | 970.2447 | 2919.672
5119 | 935.045 | 2827.084 | 935.045 | 2827.084
5120 | 911.3864 | 2789.857 | 911.3864 | 2789.857
5121 | 891.2065 | 2800.6628 | 891.2065 | 2800.6628
5122 | 861.6691 | 2921.468 | 861.6691 | 2921.468
5123 | 816.1329 | 2981.2136 | 816.1329 | 2981.2136
5124 | 773.8227 | 2906.1569 | 773.8227 | 2906.1569
5125 | 741.091 | 2875.0439 | 741.091 | 2875.0439
5126 | 725.0436 | 2860.3348 | 725.0436 | 2860.3348
5127 | 710.3775 | 2853.4914 | 710.3775 | 2853.4914
5128 | 701.6089 | 2835.8332 | 701.6089 | 2835.8332
5129 | 705.2127 | 2825.2267 | 705.2127 | 2825.2267
5130 | 720.1067 | 2828.4195 | 720.1067 | 2828.4195
5131 | 742.584 | 2773.7381 | 742.584 | 2773.7381
5132 | 774.5147 | 2712.5117 | 774.5147 | 2712.5117
5133 | 801.5697 | 2638.3335 | 801.5697 | 2638.3335
5134 | 833.0177 | 2561.3259 | 833.0177 | 2561.3259
5135 | 883.0374 | 2482.5738 | 883.0374 | 2482.5738
5136 | 890.2157 | 2421.6268 | 890.2157 | 2421.6268
5137 | 870.6733 | 2377.3199 | 870.6733 | 2377.3199
5138 | 868.8783 | 2356.0083 | 868.8783 | 2356.0083
5139 | 893.4085 | 2328.3402 | 893.4085 | 2328.3402
5140 | 937.7074 | 2288.4679 | 937.7074 | 2288.4679
5141 | 973.0382 | 2265.3507 | 973.0382 | 2265.3507
5142 | 960.446 | 2248.0443 | 960.446 | 2248.0443
5143 | 926.6129 | 2238.1323 | 926.6129 | 2238.1323
5144 | 905.7404 | 2252.1538 | 905.7404 | 2252.1538
5145 | 884.5506 | 2265.7761 | 884.5506 | 2265.7761
5146 | 861.5454 | 2288.6714 | 861.5454 | 2288.6714
5147 | 823.3477 | 2315.3453 | 823.3477 | 2315.3453
5148 | 784.1965 | 2350.6678 | 784.1965 | 2350.6678
5149 | 751.3847 | 2387.084 | 751.3847 | 2387.084
5150 | 732.215 | 2425.2456 | 732.215 | 2425.2456
5151 | 717.352 | 2471.8194 | 717.352 | 2471.8194
5152 | 712.9425 | 2516.4232 | 712.9425 | 2516.4232
5153 | 711.7924 | 2588.0543 | 711.7924 | 2588.0543
5154 | 723.9144 | 2697.7338 | 723.9144 | 2697.7338
5155 | 750.2241 | 2761.713 | 750.2241 | 2761.713
5156 | 783.4307 | 2821.8803 | 783.4307 | 2821.8803
5157 | 808.4645 | 2870.8846 | 808.4645 | 2870.8846
5158 | 835.2219 | 2909.9538 | 835.2219 | 2909.9538
5159 | 885.3085 | 2945.0921 | 885.3085 | 2945.0921
5160 | 885.2611 | 2978.1594 | 885.2611 | 2978.1594
5161 | 873.8832 | 2993.481 | 873.8832 | 2993.481
5162 | 873.708 | 2990.3064 | 873.708 | 2990.3064
5163 | 887.7959 | 2913.8424 | 887.7959 | 2913.8424
5164 | 934.0736 | 2819.0124 | 934.0736 | 2819.0124
5165 | 979.9959 | 2749.6832 | 979.9959 | 2749.6832
5166 | 963.8345 | 2702.3638 | 963.8345 | 2702.3638
5167 | 930.7663 | 2659.0598 | 930.7663 | 2659.0598
5168 | 902.4385 | 2633.7265 | 902.4385 | 2633.7265
5169 | 885.7745 | 2603.174 | 885.7745 | 2603.174
5170 | 858.2807 | 2574.441 | 858.2807 | 2574.441
5171 | 816.0942 | 2535.0266 | 816.0942 | 2535.0266
5172 | 779.7757 | 2502.6211 | 779.7757 | 2502.6211
5173 | 749.6493 | 2481.148 | 749.6493 | 2481.148
5174 | 728.9831 | 2469.2713 | 728.9831 | 2469.2713
5175 | 715.387 | 2466.9 | 715.387 | 2466.9
5176 | 710.0604 | 2465.1924 | 710.0604 | 2465.1924
5177 | 712.9841 | 2486.9343 | 712.9841 | 2486.9343
5178 | 728.583 | 2539.7182 | 728.583 | 2539.7182
5179 | 757.3518 | 2542.4292 | 757.3518 | 2542.4292
5180 | 795.8605 | 2545.055 | 795.8605 | 2545.055
5181 | 829.067 | 2541.2384 | 829.067 | 2541.2384
5182 | 857.7522 | 2533.9465 | 857.7522 | 2533.9465
5183 | 903.8741 | 2527.5436 | 903.8741 | 2527.5436
5184 | 902.2717 | 2522.9456 | 902.2717 | 2522.9456
5185 | 869.8365 | 2507.7075 | 869.8365 | 2507.7075
5186 | 871.7463 | 2497.9738 | 871.7463 | 2497.9738
5187 | 891.6177 | 2485.511 | 891.6177 | 2485.511
5188 | 937.5748 | 2471.5771 | 937.5748 | 2471.5771
5189 | 987.2788 | 2469.3299 | 987.2788 | 2469.3299
5190 | 975.8539 | 2466.6324 | 975.8539 | 2466.6324
5191 | 938.4402 | 2457.7143 | 938.4402 | 2457.7143
5192 | 917.0576 | 2463.7355 | 917.0576 | 2463.7355
5193 | 895.3326 | 2471.5938 | 895.3326 | 2471.5938
5194 | 864.9946 | 2517.6448 | 864.9946 | 2517.6448
5195 | 815.0945 | 2587.5493 | 815.0945 | 2587.5493
5196 | 772.4773 | 2641.2573 | 772.4773 | 2641.2573
5197 | 743.2682 | 2682.9904 | 743.2682 | 2682.9904
5198 | 724.6076 | 2729.9472 | 724.6076 | 2729.9472
5199 | 713.2751 | 2767.9245 | 713.2751 | 2767.9245
5200 | 706.2027 | 2799.4101 | 706.2027 | 2799.4101
5201 | 715.2337 | 2858.3205 | 715.2337 | 2858.3205
5202 | 738.7365 | 2952.6456 | 738.7365 | 2952.6456
5203 | 779.1251 | 2991.9784 | 779.1251 | 2991.9784
5204 | 830.7025 | 3022.3315 | 830.7025 | 3022.3315
5205 | 861.2199 | 3038.4407 | 861.2199 | 3038.4407
5206 | 885.7693 | 3047.4969 | 885.7693 | 3047.4969
5207 | 940.1662 | 3053.616 | 940.1662 | 3053.616
5208 | 929.4496 | 3059.9995 | 929.4496 | 3059.9995
5209 | 894.4169 | 3057.9792 | 894.4169 | 3057.9792
5210 | 896.0629 | 3029.3631 | 896.0629 | 3029.3631
5211 | 920.0983 | 2915.9294 | 920.0983 | 2915.9294
5212 | 965.2284 | 2774.9867 | 965.2284 | 2774.9867
5213 | 1013.9278 | 2683.5453 | 1013.9278 | 2683.5453
5214 | 1005.8617 | 2603.8774 | 1005.8617 | 2603.8774
5215 | 959.4384 | 2549.1943 | 959.4384 | 2549.1943
5216 | 931.2845 | 2522.0721 | 931.2845 | 2522.0721
5217 | 904.4454 | 2518.0543 | 904.4454 | 2518.0543
5218 | 870.6221 | 2613.0504 | 870.6221 | 2613.0504
5219 | 822.5535 | 2695.1291 | 822.5535 | 2695.1291
5220 | 781.2289 | 2685.5315 | 781.2289 | 2685.5315
5221 | 745.1091 | 2663.1143 | 745.1091 | 2663.1143
5222 | 727.6793 | 2691.5862 | 727.6793 | 2691.5862
5223 | 717.8081 | 2732.8431 | 717.8081 | 2732.8431
5224 | 710.6834 | 2760.4528 | 710.6834 | 2760.4528
5225 | 715.0066 | 2807.4375 | 715.0066 | 2807.4375
5226 | 736.2803 | 2877.0168 | 736.2803 | 2877.0168
5227 | 779.0083 | 2882.9576 | 779.0083 | 2882.9576
5228 | 828.4302 | 2883.7946 | 828.4302 | 2883.7946
5229 | 859.9306 | 2885.1458 | 859.9306 | 2885.1458
5230 | 881.048 | 2879.9905 | 881.048 | 2879.9905
5231 | 943.0913 | 2878.2585 | 943.0913 | 2878.2585
5232 | 932.5521 | 2876.5425 | 932.5521 | 2876.5425
5233 | 900.5661 | 2827.8629 | 900.5661 | 2827.8629
5234 | 901.3267 | 2729.1833 | 901.3267 | 2729.1833
5235 | 919.9134 | 2600.3952 | 919.9134 | 2600.3952
5236 | 964.4459 | 2502.8323 | 964.4459 | 2502.8323
5237 | 1009.6423 | 2424.9066 | 1009.6423 | 2424.9066
5238 | 998.582 | 2357.6614 | 998.582 | 2357.6614
5239 | 954.0299 | 2296.9161 | 954.0299 | 2296.9161
5240 | 927.5801 | 2254.688 | 927.5801 | 2254.688
5241 | 903.5733 | 2225.9244 | 903.5733 | 2225.9244
5242 | 873.4871 | 2239.9251 | 873.4871 | 2239.9251
5243 | 824.5919 | 2255.8161 | 824.5919 | 2255.8161
5244 | 778.8125 | 2234.8395 | 778.8125 | 2234.8395
5245 | 751.6196 | 2217.59 | 751.6196 | 2217.59
5246 | 730.0877 | 2214.9557 | 730.0877 | 2214.9557
5247 | 721.0664 | 2229.032 | 721.0664 | 2229.032
5248 | 712.3999 | 2249.2875 | 712.3999 | 2249.2875
5249 | 718.4185 | 2322.9063 | 718.4185 | 2322.9063
5250 | 744.5902 | 2462.2509 | 744.5902 | 2462.2509
5251 | 778.6198 | 2540.541 | 778.6198 | 2540.541
5252 | 830.4992 | 2593.1057 | 830.4992 | 2593.1057
5253 | 861.9263 | 2631.7246 | 861.9263 | 2631.7246
5254 | 886.9396 | 2686.6948 | 886.9396 | 2686.6948
5255 | 936.7504 | 2755.6226 | 936.7504 | 2755.6226
5256 | 929.6648 | 2819.8955 | 929.6648 | 2819.8955
5257 | 898.5978 | 2856.6336 | 898.5978 | 2856.6336
5258 | 902.2453 | 2838.5519 | 902.2453 | 2838.5519
5259 | 920.1906 | 2683.7758 | 920.1906 | 2683.7758
5260 | 965.2772 | 2545.1686 | 965.2772 | 2545.1686
5261 | 1007.429 | 2441.2548 | 1007.429 | 2441.2548
5262 | 1008.7731 | 2374.8046 | 1008.7731 | 2374.8046
5263 | 956.4269 | 2332.7926 | 956.4269 | 2332.7926
5264 | 920.4508 | 2316.8507 | 920.4508 | 2316.8507
5265 | 897.9356 | 2323.0692 | 897.9356 | 2323.0692
5266 | 868.2051 | 2435.3575 | 868.2051 | 2435.3575
5267 | 821.568 | 2558.5798 | 821.568 | 2558.5798
5268 | 779.8842 | 2613.0829 | 779.8842 | 2613.0829
5269 | 749.5661 | 2642.6418 | 749.5661 | 2642.6418
5270 | 729.2491 | 2674.5424 | 729.2491 | 2674.5424
5271 | 719.8154 | 2716.0974 | 719.8154 | 2716.0974
5272 | 713.9013 | 2756.0304 | 713.9013 | 2756.0304
5273 | 717.3612 | 2813.8972 | 717.3612 | 2813.8972
5274 | 733.4854 | 2899.2284 | 733.4854 | 2899.2284
5275 | 764.6783 | 2924.0516 | 764.6783 | 2924.0516
5276 | 803.7169 | 2927.6215 | 803.7169 | 2927.6215
5277 | 837.7114 | 2897.3199 | 837.7114 | 2897.3199
5278 | 871.3191 | 2847.3936 | 871.3191 | 2847.3936
5279 | 917.9532 | 2801.8347 | 917.9532 | 2801.8347
5280 | 918.09 | 2769.2609 | 918.09 | 2769.2609
5281 | 886.7575 | 2739.0661 | 886.7575 | 2739.0661
5282 | 892.0166 | 2685.1576 | 892.0166 | 2685.1576
5283 | 902.4726 | 2536.3443 | 902.4726 | 2536.3443
5284 | 954.2268 | 2405.5882 | 954.2268 | 2405.5882
5285 | 1000.8359 | 2319.2648 | 1000.8359 | 2319.2648
5286 | 988.0615 | 2234.3298 | 988.0615 | 2234.3298
5287 | 946.3251 | 2176.4665 | 946.3251 | 2176.4665
5288 | 921.061 | 2152.4251 | 921.061 | 2152.4251
5289 | 902.1956 | 2142.5936 | 902.1956 | 2142.5936
5290 | 872.8487 | 2185.9613 | 872.8487 | 2185.9613
5291 | 828.0953 | 2249.2073 | 828.0953 | 2249.2073
5292 | 784.8044 | 2285.0268 | 784.8044 | 2285.0268
5293 | 753.7329 | 2286.2622 | 753.7329 | 2286.2622
5294 | 732.7827 | 2283.6776 | 732.7827 | 2283.6776
5295 | 718.3915 | 2307.3441 | 718.3915 | 2307.3441
5296 | 711.8509 | 2330.8295 | 711.8509 | 2330.8295
5297 | 712.275 | 2383.2304 | 712.275 | 2383.2304
5298 | 729.3752 | 2487.2452 | 729.3752 | 2487.2452
5299 | 751.1828 | 2535.4726 | 751.1828 | 2535.4726
5300 | 777.0661 | 2557.3783 | 777.0661 | 2557.3783
5301 | 819.3025 | 2555.2511 | 819.3025 | 2555.2511
5302 | 843.0789 | 2533.8968 | 843.0789 | 2533.8968
5303 | 896.8244 | 2504.8351 | 896.8244 | 2504.8351
5304 | 888.763 | 2483.3423 | 888.763 | 2483.3423
5305 | 864.6297 | 2456.3276 | 864.6297 | 2456.3276
5306 | 869.0693 | 2429.6992 | 869.0693 | 2429.6992
5307 | 887.0486 | 2390.1054 | 887.0486 | 2390.1054
5308 | 917.9111 | 2338.9037 | 917.9111 | 2338.9037
5309 | 969.3943 | 2298.6433 | 969.3943 | 2298.6433
5310 | 963.2309 | 2260.616 | 963.2309 | 2260.616
5311 | 929.4193 | 2221.6848 | 929.4193 | 2221.6848
5312 | 905.8562 | 2201.1714 | 905.8562 | 2201.1714
5313 | 885.7993 | 2185.5758 | 885.7993 | 2185.5758
5314 | 859.6154 | 2198.4336 | 859.6154 | 2198.4336
5315 | 818.1393 | 2200.7592 | 818.1393 | 2200.7592
5316 | 775.812 | 2191.7082 | 775.812 | 2191.7082
5317 | 746.5318 | 2183.7012 | 746.5318 | 2183.7012
5318 | 729.4154 | 2184.2471 | 729.4154 | 2184.2471
5319 | 714.0645 | 2194.4972 | 714.0645 | 2194.4972
5320 | 707.1752 | 2205.4606 | 707.1752 | 2205.4606
5321 | 708.6647 | 2245.588 | 708.6647 | 2245.588
5322 | 720.6318 | 2321.7264 | 720.6318 | 2321.7264
5323 | 741.1193 | 2349.3323 | 741.1193 | 2349.3323
5324 | 764.3338 | 2371.6852 | 764.3338 | 2371.6852
5325 | 803.2588 | 2384.0676 | 803.2588 | 2384.0676
5326 | 831.6674 | 2391.2356 | 831.6674 | 2391.2356
5327 | 884.6683 | 2397.1559 | 884.6683 | 2397.1559
5328 | 885.0156 | 2403.3904 | 885.0156 | 2403.3904
5329 | 865.2894 | 2401.4694 | 865.2894 | 2401.4694
5330 | 864.839 | 2387.512 | 864.839 | 2387.512
5331 | 873.0276 | 2344.8871 | 873.0276 | 2344.8871
5332 | 905.1431 | 2283.5485 | 905.1431 | 2283.5485
5333 | 954.1127 | 2238.4185 | 954.1127 | 2238.4185
5334 | 949.1221 | 2195.9688 | 949.1221 | 2195.9688
5335 | 911.874 | 2160.3171 | 911.874 | 2160.3171
5336 | 885.8623 | 2144.574 | 885.8623 | 2144.574
5337 | 860.3562 | 2129.4256 | 860.3562 | 2129.4256
5338 | 833.7492 | 2124.0968 | 833.7492 | 2124.0968
5339 | 792.4303 | 2112.7077 | 792.4303 | 2112.7077
5340 | 750.3141 | 2109.3215 | 750.3141 | 2109.3215
5341 | 721.2969 | 2115.029 | 721.2969 | 2115.029
5342 | 704.5828 | 2126.9043 | 704.5828 | 2126.9043
5343 | 691.7145 | 2148.1857 | 691.7145 | 2148.1857
5344 | 686.4444 | 2166.4039 | 686.4444 | 2166.4039
5345 | 690.837 | 2202.3076 | 690.837 | 2202.3076
5346 | 706.6867 | 2267.6135 | 706.6867 | 2267.6135
5347 | 733.597 | 2291.2939 | 733.597 | 2291.2939
5348 | 766.9509 | 2322.3923 | 766.9509 | 2322.3923
5349 | 807.6166 | 2349.7812 | 807.6166 | 2349.7812
5350 | 833.3681 | 2380.5025 | 833.3681 | 2380.5025
5351 | 885.1637 | 2420.9576 | 885.1637 | 2420.9576
5352 | 875.9691 | 2460.5841 | 875.9691 | 2460.5841
5353 | 849.5751 | 2479.4834 | 849.5751 | 2479.4834
5354 | 855.1563 | 2469.3521 | 855.1563 | 2469.3521
5355 | 868.1264 | 2391.8446 | 868.1264 | 2391.8446
5356 | 907.4244 | 2270.0824 | 907.4244 | 2270.0824
5357 | 961.4638 | 2179.8832 | 961.4638 | 2179.8832
5358 | 964.5346 | 2099.1221 | 964.5346 | 2099.1221
5359 | 925.8494 | 2027.5941 | 925.8494 | 2027.5941
5360 | 902.8005 | 1988.3474 | 902.8005 | 1988.3474
5361 | 881.7271 | 1982.9383 | 881.7271 | 1982.9383
5362 | 856.5462 | 2020.3929 | 856.5462 | 2020.3929
5363 | 804.0585 | 2043.5884 | 804.0585 | 2043.5884
5364 | 760.208 | 2056.7987 | 760.208 | 2056.7987
5365 | 727.1567 | 2076.1214 | 727.1567 | 2076.1214
5366 | 715.4608 | 2101.4131 | 715.4608 | 2101.4131
5367 | 699.7518 | 2132.2848 | 699.7518 | 2132.2848
5368 | 693.998 | 2160.9877 | 693.998 | 2160.9877
5369 | 703.6868 | 2211.7488 | 703.6868 | 2211.7488
5370 | 727.5426 | 2290.7693 | 727.5426 | 2290.7693
5371 | 765.2708 | 2318.6733 | 765.2708 | 2318.6733
5372 | 814.986 | 2344.753 | 814.986 | 2344.753
5373 | 844.3055 | 2360.7131 | 844.3055 | 2360.7131
5374 | 864.956 | 2370.3159 | 864.956 | 2370.3159
5375 | 919.5969 | 2382.696 | 919.5969 | 2382.696
5376 | 912.2275 | 2398.4214 | 912.2275 | 2398.4214
5377 | 877.2434 | 2401.8669 | 877.2434 | 2401.8669
5378 | 877.1717 | 2382.6423 | 877.1717 | 2382.6423
5379 | 900.0894 | 2279.3455 | 900.0894 | 2279.3455
5380 | 937.0078 | 2126.825 | 937.0078 | 2126.825
5381 | 998.6799 | 2042.9364 | 998.6799 | 2042.9364
5382 | 998.3219 | 1986.3249 | 998.3219 | 1986.3249
5383 | 957.4726 | 1932.5363 | 957.4726 | 1932.5363
5384 | 936.2643 | 1902.2836 | 936.2643 | 1902.2836
5385 | 905.7903 | 1903.1355 | 905.7903 | 1903.1355
5386 | 872.4131 | 1977.9573 | 872.4131 | 1977.9573
5387 | 821.8525 | 2046.1723 | 821.8525 | 2046.1723
5388 | 775.5814 | 2035.879 | 775.5814 | 2035.879
5389 | 740.7462 | 2012.8158 | 740.7462 | 2012.8158
5390 | 723.5713 | 2005.461 | 723.5713 | 2005.461
5391 | 711.8352 | 2022.8168 | 711.8352 | 2022.8168
5392 | 706.2831 | 2050.0787 | 706.2831 | 2050.0787
5393 | 708.7944 | 2096.7652 | 708.7944 | 2096.7652
5394 | 735.6473 | 2168.3818 | 735.6473 | 2168.3818
5395 | 773.7192 | 2211.1432 | 773.7192 | 2211.1432
5396 | 829.9322 | 2265.8446 | 829.9322 | 2265.8446
5397 | 861.2929 | 2291.5938 | 861.2929 | 2291.5938
5398 | 877.6799 | 2266.2145 | 877.6799 | 2266.2145
5399 | 928.8761 | 2238.1466 | 928.8761 | 2238.1466
5400 | 914.425 | 2217.1011 | 914.425 | 2217.1011
5401 | 879.869 | 2223.5777 | 879.869 | 2223.5777
5402 | 876.9451 | 2257.8697 | 876.9451 | 2257.8697
5403 | 892.124 | 2244.3137 | 892.124 | 2244.3137
5404 | 927.4793 | 2090.9485 | 927.4793 | 2090.9485
5405 | 987.2769 | 1986.0409 | 987.2769 | 1986.0409
5406 | 995.1489 | 1899.0685 | 995.1489 | 1899.0685
5407 | 950.684 | 1825.851 | 950.684 | 1825.851
5408 | 918.5263 | 1792.8653 | 918.5263 | 1792.8653
5409 | 898.459 | 1785.717 | 898.459 | 1785.717
5410 | 864.9174 | 1855.1226 | 864.9174 | 1855.1226
5411 | 815.6801 | 1927.4619 | 815.6801 | 1927.4619
5412 | 768.4861 | 1923.2806 | 768.4861 | 1923.2806
5413 | 737.5632 | 1901.1118 | 737.5632 | 1901.1118
5414 | 714.8631 | 1908.3659 | 714.8631 | 1908.3659
5415 | 701.8581 | 1921.1999 | 701.8581 | 1921.1999
5416 | 695.1312 | 1920.1879 | 695.1312 | 1920.1879
5417 | 703.0606 | 1944.3647 | 703.0606 | 1944.3647
5418 | 726.4598 | 2013.6458 | 726.4598 | 2013.6458
5419 | 755.7355 | 2025.3508 | 755.7355 | 2025.3508
5420 | 810.1414 | 2025.1939 | 810.1414 | 2025.1939
5421 | 844.7722 | 2017.7002 | 844.7722 | 2017.7002
5422 | 867.6805 | 2008.1722 | 867.6805 | 2008.1722
5423 | 920.263 | 1999.086 | 920.263 | 1999.086
5424 | 904.4973 | 1992.9476 | 904.4973 | 1992.9476
5425 | 869.2865 | 1975.6723 | 869.2865 | 1975.6723
5426 | 872.3801 | 1951.1805 | 872.3801 | 1951.1805
5427 | 891.6916 | 1891.8099 | 891.6916 | 1891.8099
5428 | 918.3529 | 1818.5457 | 918.3529 | 1818.5457
5429 | 972.6856 | 1765.3161 | 972.6856 | 1765.3161
5430 | 984.9131 | 1725.9968 | 984.9131 | 1725.9968
5431 | 937.5199 | 1688.6557 | 937.5199 | 1688.6557
5432 | 910.1132 | 1663.6205 | 910.1132 | 1663.6205
5433 | 888.7214 | 1641.7639 | 888.7214 | 1641.7639
5434 | 857.4485 | 1641.3544 | 857.4485 | 1641.3544
5435 | 807.6158 | 1638.7109 | 807.6158 | 1638.7109
5436 | 765.5867 | 1634.132 | 765.5867 | 1634.132
5437 | 735.0001 | 1635.6656 | 735.0001 | 1635.6656
5438 | 719.9291 | 1644.957 | 719.9291 | 1644.957
5439 | 705.2989 | 1657.2444 | 705.2989 | 1657.2444
5440 | 695.1757 | 1663.537 | 695.1757 | 1663.537
5441 | 699.8571 | 1696.6083 | 699.8571 | 1696.6083
5442 | 714.5759 | 1764.1503 | 714.5759 | 1764.1503
5443 | 736.0244 | 1789.5201 | 736.0244 | 1789.5201
5444 | 780.104 | 1819.6247 | 780.104 | 1819.6247
5445 | 814.6665 | 1828.181 | 814.6665 | 1828.181
5446 | 842.7654 | 1826.355 | 842.7654 | 1826.355
5447 | 891.2424 | 1824.5236 | 891.2424 | 1824.5236
5448 | 889.8755 | 1828.0748 | 889.8755 | 1828.0748
5449 | 863.286 | 1830.626 | 863.286 | 1830.626
5450 | 870.1751 | 1828.6439 | 870.1751 | 1828.6439
5451 | 875.1787 | 1811.0133 | 875.1787 | 1811.0133
5452 | 900.6377 | 1775.7622 | 900.6377 | 1775.7622
5453 | 951.7619 | 1752.645 | 951.7619 | 1752.645
5454 | 961.9537 | 1733.8479 | 961.9537 | 1733.8479
5455 | 922.9074 | 1710.0723 | 922.9074 | 1710.0723
5456 | 892.8296 | 1705.4101 | 892.8296 | 1705.4101
5457 | 869.0361 | 1700.5974 | 869.0361 | 1700.5974
5458 | 846.1478 | 1706.101 | 846.1478 | 1706.101
5459 | 804.8654 | 1706.1905 | 804.8654 | 1706.1905
5460 | 764.833 | 1712.146 | 764.833 | 1712.146
5461 | 732.7688 | 1731.3693 | 732.7688 | 1731.3693
5462 | 713.1405 | 1762.8227 | 713.1405 | 1762.8227
5463 | 699.6167 | 1801.0485 | 699.6167 | 1801.0485
5464 | 694.1037 | 1831.5899 | 694.1037 | 1831.5899
5465 | 695.653 | 1895.2706 | 695.653 | 1895.2706
5466 | 711.8566 | 1998.043 | 711.8566 | 1998.043
5467 | 722.8767 | 2047.5127 | 722.8767 | 2047.5127
5468 | 754.5987 | 2091.5306 | 754.5987 | 2091.5306
5469 | 787.5574 | 2127.4663 | 787.5574 | 2127.4663
5470 | 814.5116 | 2162.3119 | 814.5116 | 2162.3119
5471 | 867.6324 | 2207.0404 | 867.6324 | 2207.0404
5472 | 872.4821 | 2256.4062 | 872.4821 | 2256.4062
5473 | 845.9337 | 2290.2623 | 845.9337 | 2290.2623
5474 | 847.7338 | 2271.783 | 847.7338 | 2271.783
5475 | 857.9436 | 2172.0639 | 857.9436 | 2172.0639
5476 | 885.9777 | 2086.7745 | 885.9777 | 2086.7745
5477 | 943.8723 | 2035.8804 | 943.8723 | 2035.8804
5478 | 941.8383 | 2001.0333 | 941.8383 | 2001.0333
5479 | 905.4817 | 1976.2639 | 905.4817 | 1976.2639
5480 | 885.8599 | 1975.9744 | 885.8599 | 1975.9744
5481 | 865.7423 | 1982.2923 | 865.7423 | 1982.2923
5482 | 838.6486 | 2000.0695 | 838.6486 | 2000.0695
5483 | 795.3639 | 2014.917 | 795.3639 | 2014.917
5484 | 757.4676 | 2033.2454 | 757.4676 | 2033.2454
5485 | 730.1181 | 2060.1211 | 730.1181 | 2060.1211
5486 | 710.5471 | 2086.4066 | 710.5471 | 2086.4066
5487 | 699.273 | 2111.1167 | 699.273 | 2111.1167
5488 | 690.9248 | 2122.1298 | 690.9248 | 2122.1298
5489 | 695.2935 | 2154.8533 | 695.2935 | 2154.8533
5490 | 706.6239 | 2221.4014 | 706.6239 | 2221.4014
5491 | 720.8006 | 2238.622 | 720.8006 | 2238.622
5492 | 748.9372 | 2255.6581 | 748.9372 | 2255.6581
5493 | 782.9433 | 2265.7051 | 782.9433 | 2265.7051
5494 | 813.7763 | 2269.3947 | 813.7763 | 2269.3947
5495 | 856.7765 | 2270.992 | 856.7765 | 2270.992
5496 | 860.3977 | 2280.6551 | 860.3977 | 2280.6551
5497 | 837.9586 | 2283.1069 | 837.9586 | 2283.1069
5498 | 838.0504 | 2252.9007 | 838.0504 | 2252.9007
5499 | 849.9065 | 2191.145 | 849.9065 | 2191.145
5500 | 879.969 | 2116.5391 | 879.969 | 2116.5391
5501 | 941.2048 | 2069.0736 | 941.2048 | 2069.0736
5502 | 944.6344 | 2031.9904 | 944.6344 | 2031.9904
5503 | 906.4709 | 2001.5563 | 906.4709 | 2001.5563
5504 | 879.315 | 1995.95 | 879.315 | 1995.95
5505 | 868.0893 | 1993.2739 | 868.0893 | 1993.2739
5506 | 836.0292 | 2004.0944 | 836.0292 | 2004.0944
5507 | 796.337 | 2017.9481 | 796.337 | 2017.9481
5508 | 754.7953 | 2033.7423 | 754.7953 | 2033.7423
5509 | 727.8772 | 2056.4937 | 727.8772 | 2056.4937
5510 | 708.8449 | 2090.1334 | 708.8449 | 2090.1334
5511 | 697.4447 | 2127.9617 | 697.4447 | 2127.9617
5512 | 689.9965 | 2161.2858 | 689.9965 | 2161.2858
5513 | 694.6313 | 2219.9974 | 694.6313 | 2219.9974
5514 | 712.814 | 2306.5708 | 712.814 | 2306.5708
5515 | 732.0502 | 2344.4129 | 732.0502 | 2344.4129
5516 | 774.8836 | 2388.6793 | 774.8836 | 2388.6793
5517 | 805.3977 | 2439.1743 | 805.3977 | 2439.1743
5518 | 826.9971 | 2498.07 | 826.9971 | 2498.07
5519 | 873.7313 | 2564.3642 | 873.7313 | 2564.3642
5520 | 872.1083 | 2633.457 | 872.1083 | 2633.457
5521 | 848.714 | 2685.798 | 848.714 | 2685.798
5522 | 847.3667 | 2684.2631 | 847.3667 | 2684.2631
5523 | 860.8837 | 2617.936 | 860.8837 | 2617.936
5524 | 888.868 | 2550.3861 | 888.868 | 2550.3861
5525 | 950.3266 | 2493.5788 | 950.3266 | 2493.5788
5526 | 959.2621 | 2447.3526 | 959.2621 | 2447.3526
5527 | 914.5979 | 2403.9492 | 914.5979 | 2403.9492
5528 | 894.8002 | 2378.119 | 894.8002 | 2378.119
5529 | 869.2041 | 2357.8525 | 869.2041 | 2357.8525
5530 | 843.1523 | 2361.8157 | 843.1523 | 2361.8157
5531 | 793.943 | 2388.6386 | 793.943 | 2388.6386
5532 | 746.7154 | 2415.9113 | 746.7154 | 2415.9113
5533 | 717.1367 | 2431.9545 | 717.1367 | 2431.9545
5534 | 703.5927 | 2451.3827 | 703.5927 | 2451.3827
5535 | 693.6393 | 2480.4655 | 693.6393 | 2480.4655
5536 | 684.8718 | 2508.5721 | 684.8718 | 2508.5721
5537 | 692.4884 | 2562.1656 | 692.4884 | 2562.1656
5538 | 714.5909 | 2654.9006 | 714.5909 | 2654.9006
5539 | 746.1558 | 2699.5503 | 746.1558 | 2699.5503
5540 | 801.4027 | 2737.5557 | 801.4027 | 2737.5557
5541 | 831.0244 | 2761.0191 | 831.0244 | 2761.0191
5542 | 856.9619 | 2778.0258 | 856.9619 | 2778.0258
5543 | 905.5338 | 2797.3625 | 905.5338 | 2797.3625
5544 | 892.217 | 2818.9513 | 892.217 | 2818.9513
5545 | 861.0223 | 2823.0429 | 861.0223 | 2823.0429
5546 | 867.5608 | 2767.6933 | 867.5608 | 2767.6933
5547 | 880.265 | 2622.5075 | 880.265 | 2622.5075
5548 | 905.3917 | 2486.5836 | 905.3917 | 2486.5836
5549 | 967.8693 | 2408.7076 | 967.8693 | 2408.7076
5550 | 985.6065 | 2334.7541 | 985.6065 | 2334.7541
5551 | 938.262 | 2256.5675 | 938.262 | 2256.5675
5552 | 909.3236 | 2205.0969 | 909.3236 | 2205.0969
5553 | 886.072 | 2161.625 | 886.072 | 2161.625
5554 | 850.6609 | 2134.9293 | 850.6609 | 2134.9293
5555 | 801.776 | 2121.8011 | 801.776 | 2121.8011
5556 | 754.571 | 2115.2346 | 754.571 | 2115.2346
5557 | 721.867 | 2113.8364 | 721.867 | 2113.8364
5558 | 707.1517 | 2119.8483 | 707.1517 | 2119.8483
5559 | 695.9181 | 2144.5583 | 695.9181 | 2144.5583
5560 | 688.7842 | 2183.1496 | 688.7842 | 2183.1496
5561 | 697.1328 | 2228.1963 | 697.1328 | 2228.1963
5562 | 719.1847 | 2298.4216 | 719.1847 | 2298.4216
5563 | 753.597 | 2318.5242 | 753.597 | 2318.5242
5564 | 805.3309 | 2334.6658 | 805.3309 | 2334.6658
5565 | 837.191 | 2342.6755 | 837.191 | 2342.6755
5566 | 859.8794 | 2337.4209 | 859.8794 | 2337.4209
5567 | 911.3737 | 2321.1296 | 911.3737 | 2321.1296
5568 | 904.356 | 2300.5313 | 904.356 | 2300.5313
5569 | 867.1342 | 2268.3985 | 867.1342 | 2268.3985
5570 | 868.8534 | 2219.5087 | 868.8534 | 2219.5087
5571 | 881.1344 | 2139.6657 | 881.1344 | 2139.6657
5572 | 907.3154 | 2051.2956 | 907.3154 | 2051.2956
5573 | 969.8494 | 1984.9974 | 969.8494 | 1984.9974
5574 | 980.8777 | 1935.6904 | 980.8777 | 1935.6904
5575 | 934.9524 | 1887.8646 | 934.9524 | 1887.8646
5576 | 902.8743 | 1853.7857 | 902.8743 | 1853.7857
5577 | 878.8889 | 1820.2519 | 878.8889 | 1820.2519
5578 | 847.0861 | 1801.2582 | 847.0861 | 1801.2582
5579 | 796.9051 | 1780.7261 | 796.9051 | 1780.7261
5580 | 757.9313 | 1764.8675 | 757.9313 | 1764.8675
5581 | 725.2608 | 1756.2642 | 725.2608 | 1756.2642
5582 | 713.2276 | 1756.4623 | 713.2276 | 1756.4623
5583 | 696.1858 | 1770.5883 | 696.1858 | 1770.5883
5584 | 688.09 | 1796.1607 | 688.09 | 1796.1607
5585 | 697.0978 | 1848.4125 | 697.0978 | 1848.4125
5586 | 717.1761 | 1909.5444 | 717.1761 | 1909.5444
5587 | 745.6205 | 1891.5345 | 745.6205 | 1891.5345
5588 | 800.5448 | 1866.6318 | 800.5448 | 1866.6318
5589 | 828.1406 | 1849.6969 | 828.1406 | 1849.6969
5590 | 850.7808 | 1841.5602 | 850.7808 | 1841.5602
5591 | 910.7296 | 1835.4555 | 910.7296 | 1835.4555
5592 | 907.6206 | 1842.2863 | 907.6206 | 1842.2863
5593 | 871.1203 | 1844.8374 | 871.1203 | 1844.8374
5594 | 863.9817 | 1816.3704 | 863.9817 | 1816.3704
5595 | 879.3033 | 1745.422 | 879.3033 | 1745.422
5596 | 902.4335 | 1686.1207 | 902.4335 | 1686.1207
5597 | 956.2273 | 1651.5747 | 956.2273 | 1651.5747
5598 | 972.0247 | 1627.7589 | 972.0247 | 1627.7589
5599 | 935.1355 | 1606.4678 | 935.1355 | 1606.4678
5600 | 900.352 | 1597.9795 | 900.352 | 1597.9795
5601 | 878.2536 | 1587.9492 | 878.2536 | 1587.9492
5602 | 844.9461 | 1594.6951 | 844.9461 | 1594.6951
5603 | 798.3044 | 1607.0084 | 798.3044 | 1607.0084
5604 | 760.3221 | 1615.9454 | 760.3221 | 1615.9454
5605 | 730.6782 | 1629.1561 | 730.6782 | 1629.1561
5606 | 712.2212 | 1649.926 | 712.2212 | 1649.926
5607 | 698.2483 | 1676.9218 | 698.2483 | 1676.9218
5608 | 692.8111 | 1705.9229 | 692.8111 | 1705.9229
5609 | 694.6433 | 1765.4792 | 694.6433 | 1765.4792
5610 | 714.5721 | 1860.7484 | 714.5721 | 1860.7484
5611 | 734.3904 | 1907.3857 | 734.3904 | 1907.3857
5612 | 779.6176 | 1943.801 | 779.6176 | 1943.801
5613 | 813.9412 | 1962.196 | 813.9412 | 1962.196
5614 | 840.3111 | 1967.8236 | 840.3111 | 1967.8236
5615 | 887.5372 | 1972.5514 | 887.5372 | 1972.5514
5616 | 882.998 | 1981.8169 | 882.998 | 1981.8169
5617 | 862.539 | 1980.9395 | 862.539 | 1980.9395
5618 | 866.5763 | 1972.6467 | 866.5763 | 1972.6467
5619 | 878.4699 | 1957.6994 | 878.4699 | 1957.6994
5620 | 895.5681 | 1940.4859 | 895.5681 | 1940.4859
5621 | 946.8501 | 1936.599 | 946.8501 | 1936.599
5622 | 962.1301 | 1932.1624 | 962.1301 | 1932.1624
5623 | 922.7497 | 1918.0267 | 922.7497 | 1918.0267
5624 | 885.1874 | 1916.9919 | 885.1874 | 1916.9919
5625 | 859.121 | 1913.4711 | 859.121 | 1913.4711
5626 | 835.3112 | 1924.5898 | 835.3112 | 1924.5898
5627 | 797.3363 | 1975.4131 | 797.3363 | 1975.4131
5628 | 757.1082 | 1994.8844 | 757.1082 | 1994.8844
5629 | 728.4826 | 1984.0948 | 728.4826 | 1984.0948
5630 | 711.2443 | 1984.4419 | 711.2443 | 1984.4419
5631 | 698.2229 | 2009.5495 | 698.2229 | 2009.5495
5632 | 688.7788 | 2048.7867 | 688.7788 | 2048.7867
5633 | 691.1054 | 2122.6539 | 691.1054 | 2122.6539
5634 | 703.0366 | 2229.2028 | 703.0366 | 2229.2028
5635 | 715.2962 | 2258.0013 | 715.2962 | 2258.0013
5636 | 750.0766 | 2191.5574 | 750.0766 | 2191.5574
5637 | 781.1527 | 2109.7765 | 781.1527 | 2109.7765
5638 | 802.2455 | 2061.9869 | 802.2455 | 2061.9869
5639 | 854.0103 | 2055.0374 | 854.0103 | 2055.0374
5640 | 846.5239 | 2071.2597 | 846.5239 | 2071.2597
5641 | 826.855 | 2078.6805 | 826.855 | 2078.6805
5642 | 826.204 | 2035.5051 | 826.204 | 2035.5051
5643 | 835.2225 | 1935.3387 | 835.2225 | 1935.3387
5644 | 855.592 | 1845.8257 | 855.592 | 1845.8257
5645 | 902.895 | 1774.2604 | 902.895 | 1774.2604
5646 | 915.4872 | 1726.1956 | 915.4872 | 1726.1956
5647 | 882.9053 | 1684.5314 | 882.9053 | 1684.5314
5648 | 865.4671 | 1667.6454 | 865.4671 | 1667.6454
5649 | 841.3894 | 1654.0374 | 841.3894 | 1654.0374
5650 | 815.836 | 1656.3609 | 815.836 | 1656.3609
5651 | 774.0692 | 1665.4443 | 774.0692 | 1665.4443
5652 | 737.4956 | 1670.0582 | 737.4956 | 1670.0582
5653 | 710.0159 | 1676.7099 | 710.0159 | 1676.7099
5654 | 693.6711 | 1689.8274 | 693.6711 | 1689.8274
5655 | 682.1878 | 1696.798 | 682.1878 | 1696.798
5656 | 668.7701 | 1690.7673 | 668.7701 | 1690.7673
5657 | 673.9204 | 1707.6396 | 673.9204 | 1707.6396
5658 | 683.5948 | 1757.3924 | 683.5948 | 1757.3924
5659 | 695.6737 | 1773.8676 | 695.6737 | 1773.8676
5660 | 728.3477 | 1841.4885 | 728.3477 | 1841.4885
5661 | 753.884 | 1895.0146 | 753.884 | 1895.0146
5662 | 787.9255 | 1883.0517 | 787.9255 | 1883.0517
5663 | 830.4935 | 1874.4625 | 830.4935 | 1874.4625
5664 | 820.9196 | 1878.759 | 820.9196 | 1878.759
5665 | 803.7688 | 1874.9498 | 803.7688 | 1874.9498
5666 | 804.3363 | 1848.4207 | 804.3363 | 1848.4207
5667 | 817.762 | 1810.417 | 817.762 | 1810.417
5668 | 842.1039 | 1768.7062 | 842.1039 | 1768.7062
5669 | 899.8236 | 1735.3528 | 899.8236 | 1735.3528
5670 | 912.821 | 1700.8535 | 912.821 | 1700.8535
5671 | 882.0467 | 1671.9598 | 882.0467 | 1671.9598
5672 | 855.098 | 1656.8129 | 855.098 | 1656.8129
5673 | 833.4153 | 1644.3975 | 833.4153 | 1644.3975
5674 | 806.2717 | 1647.3173 | 806.2717 | 1647.3173
5675 | 767.0895 | 1675.9787 | 767.0895 | 1675.9787
5676 | 733.4041 | 1708.3198 | 733.4041 | 1708.3198
5677 | 703.7205 | 1712.7851 | 703.7205 | 1712.7851
5678 | 686.9472 | 1703.8898 | 686.9472 | 1703.8898
5679 | 676.2863 | 1715.0841 | 676.2863 | 1715.0841
5680 | 668.4227 | 1730.8178 | 668.4227 | 1730.8178
5681 | 672.8533 | 1792.0636 | 672.8533 | 1792.0636
5682 | 687.5386 | 1900.6001 | 687.5386 | 1900.6001
5683 | 703.4041 | 1970.1447 | 703.4041 | 1970.1447
5684 | 748.0521 | 2033.691 | 748.0521 | 2033.691
5685 | 772.7752 | 2081.9499 | 772.7752 | 2081.9499
5686 | 800.9742 | 2116.7458 | 800.9742 | 2116.7458
5687 | 853.7498 | 2141.9957 | 853.7498 | 2141.9957
5688 | 846.5749 | 2163.9323 | 846.5749 | 2163.9323
5689 | 816.222 | 2171.85 | 816.222 | 2171.85
5690 | 818.931 | 2179.9054 | 818.931 | 2179.9054
5691 | 833.8156 | 2177.5298 | 833.8156 | 2177.5298
5692 | 855.3278 | 2166.6767 | 855.3278 | 2166.6767
5693 | 915.8452 | 2175.908 | 915.8452 | 2175.908
5694 | 937.0249 | 2186.0307 | 937.0249 | 2186.0307
5695 | 903.0563 | 2192.9141 | 903.0563 | 2192.9141
5696 | 873.2382 | 2209.1716 | 873.2382 | 2209.1716
5697 | 847.8105 | 2223.3902 | 847.8105 | 2223.3902
5698 | 817.3652 | 2245.6892 | 817.3652 | 2245.6892
5699 | 767.9084 | 2260.6361 | 767.9084 | 2260.6361
5700 | 730.5975 | 2280.5049 | 730.5975 | 2280.5049
5701 | 700.9291 | 2309.567 | 700.9291 | 2309.567
5702 | 685.3569 | 2342.5607 | 685.3569 | 2342.5607
5703 | 679.9102 | 2376.7616 | 679.9102 | 2376.7616
5704 | 667.8211 | 2408.3466 | 667.8211 | 2408.3466
5705 | 677.7026 | 2464.9215 | 677.7026 | 2464.9215
5706 | 701.3428 | 2560.936 | 701.3428 | 2560.936
5707 | 723.5944 | 2606.033 | 723.5944 | 2606.033
5708 | 782.5235 | 2644.8831 | 782.5235 | 2644.8831
5709 | 810.8424 | 2680.7194 | 810.8424 | 2680.7194
5710 | 839.5406 | 2718.6457 | 839.5406 | 2718.6457
5711 | 888.4854 | 2758.1071 | 888.4854 | 2758.1071
5712 | 876.2617 | 2807.771 | 876.2617 | 2807.771
5713 | 844.3754 | 2834.3723 | 844.3754 | 2834.3723
5714 | 843.632 | 2797.607 | 843.632 | 2797.607
5715 | 860.8617 | 2709.0185 | 860.8617 | 2709.0185
5716 | 874.687 | 2604.5486 | 874.687 | 2604.5486
5717 | 941.0317 | 2527.8652 | 941.0317 | 2527.8652
5718 | 967.1729 | 2452.2719 | 967.1729 | 2452.2719
5719 | 925.718 | 2384.4209 | 925.718 | 2384.4209
5720 | 894.3912 | 2338.4163 | 894.3912 | 2338.4163
5721 | 872.9083 | 2302.1495 | 872.9083 | 2302.1495
5722 | 838.179 | 2281.1682 | 838.179 | 2281.1682
5723 | 788.7416 | 2265.8039 | 788.7416 | 2265.8039
5724 | 741.3046 | 2251.8833 | 741.3046 | 2251.8833
5725 | 713.5485 | 2248.249 | 713.5485 | 2248.249
5726 | 699.9155 | 2258.6336 | 699.9155 | 2258.6336
5727 | 687.5999 | 2276.4367 | 687.5999 | 2276.4367
5728 | 677.3717 | 2291.9716 | 677.3717 | 2291.9716
5729 | 683.9061 | 2332.894 | 683.9061 | 2332.894
5730 | 704.0921 | 2406.2498 | 704.0921 | 2406.2498
5731 | 730.0306 | 2415.8677 | 730.0306 | 2415.8677
5732 | 796.5527 | 2409.1021 | 796.5527 | 2409.1021
5733 | 823.5187 | 2389.9808 | 823.5187 | 2389.9808
5734 | 843.6666 | 2371.5085 | 843.6666 | 2371.5085
5735 | 898.4337 | 2357.4036 | 898.4337 | 2357.4036
5736 | 892.2783 | 2347.9856 | 892.2783 | 2347.9856
5737 | 852.1595 | 2322.6107 | 852.1595 | 2322.6107
5738 | 844.8866 | 2262.8387 | 844.8866 | 2262.8387
5739 | 855.7789 | 2152.6846 | 855.7789 | 2152.6846
5740 | 877.3408 | 2036.8853 | 877.3408 | 2036.8853
5741 | 930.0242 | 1958.2143 | 930.0242 | 1958.2143
5742 | 957.989 | 1901.404 | 957.989 | 1901.404
5743 | 918.218 | 1858.3485 | 918.218 | 1858.3485
5744 | 890.265 | 1832.6673 | 890.265 | 1832.6673
5745 | 866.806 | 1804.9472 | 866.806 | 1804.9472
5746 | 837.4673 | 1789.6803 | 837.4673 | 1789.6803
5747 | 785.9643 | 1769.4961 | 785.9643 | 1769.4961
5748 | 742.92 | 1756.0723 | 742.92 | 1756.0723
5749 | 715.3114 | 1757.8543 | 715.3114 | 1757.8543
5750 | 697.3112 | 1758.6984 | 697.3112 | 1758.6984
5751 | 686.1582 | 1751.209 | 686.1582 | 1751.209
5752 | 680.7207 | 1753.1785 | 680.7207 | 1753.1785
5753 | 688.3007 | 1785.902 | 688.3007 | 1785.902
5754 | 706.4173 | 1843.1083 | 706.4173 | 1843.1083
5755 | 726.8935 | 1848.8007 | 726.8935 | 1848.8007
5756 | 784.363 | 1859.5758 | 784.363 | 1859.5758
5757 | 816.0666 | 1867.7842 | 816.0666 | 1867.7842
5758 | 837.0564 | 1880.6169 | 837.0564 | 1880.6169
5759 | 899.9729 | 1895.6306 | 899.9729 | 1895.6306
5760 | 889.371 | 1891.281 | 889.371 | 1891.281
5761 | 852.3115 | 1877.1362 | 852.3115 | 1877.1362
5762 | 858.7096 | 1856.719 | 858.7096 | 1856.719
5763 | 865.3502 | 1814.7401 | 865.3502 | 1814.7401
5764 | 880.9256 | 1764.085 | 880.9256 | 1764.085
5765 | 932.7937 | 1729.9365 | 932.7937 | 1729.9365
5766 | 971.8118 | 1700.9032 | 971.8118 | 1700.9032
5767 | 925.6749 | 1669.0777 | 925.6749 | 1669.0777
5768 | 896.0516 | 1646.0301 | 896.0516 | 1646.0301
5769 | 873.6382 | 1622.4343 | 873.6382 | 1622.4343
5770 | 840.1822 | 1627.6895 | 840.1822 | 1627.6895
5771 | 798.2749 | 1660.1275 | 798.2749 | 1660.1275
5772 | 754.4512 | 1666.7786 | 754.4512 | 1666.7786
5773 | 724.1736 | 1663.0947 | 724.1736 | 1663.0947
5774 | 709.5097 | 1681.4795 | 709.5097 | 1681.4795
5775 | 695.8168 | 1708.1274 | 695.8168 | 1708.1274
5776 | 697.7088 | 1727.2898 | 697.7088 | 1727.2898
5777 | 706.0345 | 1762.9947 | 706.0345 | 1762.9947
5778 | 720.1214 | 1828.8472 | 720.1214 | 1828.8472
5779 | 732.9231 | 1844.6764 | 732.9231 | 1844.6764
5780 | 778.6926 | 1858.1845 | 778.6926 | 1858.1845
5781 | 809.0763 | 1864.8525 | 809.0763 | 1864.8525
5782 | 838.2001 | 1868.5918 | 838.2001 | 1868.5918
5783 | 889.9925 | 1875.8041 | 889.9925 | 1875.8041
5784 | 892.6903 | 1889.6909 | 892.6903 | 1889.6909
5785 | 864.2247 | 1891.9936 | 864.2247 | 1891.9936
5786 | 865.1263 | 1881.5145 | 865.1263 | 1881.5145
5787 | 875.016 | 1853.2999 | 875.016 | 1853.2999
5788 | 892.7022 | 1805.7255 | 892.7022 | 1805.7255
5789 | 937.478 | 1754.6327 | 937.478 | 1754.6327
5790 | 962.9004 | 1711.8351 | 962.9004 | 1711.8351
5791 | 925.6413 | 1675.3387 | 925.6413 | 1675.3387
5792 | 895.02 | 1660.6888 | 895.02 | 1660.6888
5793 | 873.1957 | 1648.8199 | 873.1957 | 1648.8199
5794 | 845.4908 | 1657.0566 | 845.4908 | 1657.0566
5795 | 805.7887 | 1681.6434 | 805.7887 | 1681.6434
5796 | 759.5815 | 1671.188 | 759.5815 | 1671.188
5797 | 732.6216 | 1730.0715 | 732.6216 | 1730.0715
5798 | 720.1365 | 1786.4748 | 720.1365 | 1786.4748
5799 | 710.2492 | 1833.7922 | 710.2492 | 1833.7922
5800 | 706.2044 | 1888.1349 | 706.2044 | 1888.1349
5801 | 711.6841 | 1954.9056 | 711.6841 | 1954.9056
5802 | 721.075 | 1991.389 | 721.075 | 1991.389
5803 | 724.4679 | 2020.5816 | 724.4679 | 2020.5816
5804 | 755.2928 | 2039.3546 | 755.2928 | 2039.3546
5805 | 794.2397 | 2059.1811 | 794.2397 | 2059.1811
5806 | 816.2488 | 2077.791 | 816.2488 | 2077.791
5807 | 865.6307 | 2096.3844 | 865.6307 | 2096.3844
5808 | 862.9434 | 2117.5071 | 862.9434 | 2117.5071
5809 | 844.2829 | 2129.4591 | 844.2829 | 2129.4591
5810 | 843.2048 | 2093.634 | 843.2048 | 2093.634
5811 | 841.4036 | 2033.7537 | 841.4036 | 2033.7537
5812 | 853.3502 | 1983.4181 | 853.3502 | 1983.4181
5813 | 891.863 | 1960.2244 | 891.863 | 1960.2244
5814 | 930.97 | 1941.4207 | 930.97 | 1941.4207
5815 | 899.3844 | 1935.4859 | 899.3844 | 1935.4859
5816 | 873.1643 | 1936.9804 | 873.1643 | 1936.9804
5817 | 853.9358 | 1941.6203 | 853.9358 | 1941.6203
5818 | 832.7753 | 1934.7432 | 832.7753 | 1934.7432
5819 | 785.876 | 1986.5906 | 785.876 | 1986.5906
5820 | 754.0341 | 2107.754 | 754.0341 | 2107.754
5821 | 724.629 | 2210.8461 | 724.629 | 2210.8461
5822 | 707.75 | 2285.601 | 707.75 | 2285.601
5823 | 696.6902 | 2327.9794 | 696.6902 | 2327.9794
5824 | 689.5067 | 2364.3579 | 689.5067 | 2364.3579
5825 | 692.7049 | 2409.9685 | 692.7049 | 2409.9685
5826 | 700.5101 | 2411.3464 | 700.5101 | 2411.3464
5827 | 714.9553 | 2397.3958 | 714.9553 | 2397.3958
5828 | 758.2765 | 2392.2971 | 758.2765 | 2392.2971
5829 | 790.1004 | 2418.0794 | 790.1004 | 2418.0794
5830 | 816.1283 | 2460.2704 | 816.1283 | 2460.2704
5831 | 860.4626 | 2499.346 | 860.4626 | 2499.346
5832 | 857.9324 | 2518.2413 | 857.9324 | 2518.2413
5833 | 831.3314 | 2493.4901 | 831.3314 | 2493.4901
5834 | 833.4545 | 2371.1846 | 833.4545 | 2371.1846
5835 | 839.3794 | 2279.8789 | 839.3794 | 2279.8789
5836 | 859.6701 | 2191.1937 | 859.6701 | 2191.1937
5837 | 911.0191 | 2115.9955 | 911.0191 | 2115.9955
5838 | 936.1624 | 2073.6592 | 936.1624 | 2073.6592
5839 | 905.3216 | 2049.4696 | 905.3216 | 2049.4696
5840 | 877.683 | 2035.1787 | 877.683 | 2035.1787
5841 | 857.825 | 2032.846 | 857.825 | 2032.846
5842 | 827.2972 | 2026.5499 | 827.2972 | 2026.5499
5843 | 788.6599 | 2033.8982 | 788.6599 | 2033.8982
5844 | 750.81 | 2053.3769 | 750.81 | 2053.3769
5845 | 724.4502 | 2081.174 | 724.4502 | 2081.174
5846 | 709.2583 | 2103.9245 | 709.2583 | 2103.9245
5847 | 697.37 | 2133.4713 | 697.37 | 2133.4713
5848 | 693.5922 | 2191.833 | 693.5922 | 2191.833
5849 | 699.6067 | 2278.9406 | 699.6067 | 2278.9406
5850 | 706.8344 | 2324.5271 | 706.8344 | 2324.5271
5851 | 731.5507 | 2339.9198 | 731.5507 | 2339.9198
5852 | 779.9047 | 2325.1853 | 779.9047 | 2325.1853
5853 | 807.7634 | 2302.3042 | 807.7634 | 2302.3042
5854 | 827.2156 | 2279.175 | 827.2156 | 2279.175
5855 | 881.7709 | 2267.263 | 881.7709 | 2267.263
5856 | 870.3869 | 2255.4108 | 870.3869 | 2255.4108
5857 | 837.9301 | 2232.209 | 837.9301 | 2232.209
5858 | 833.5632 | 2169.1711 | 833.5632 | 2169.1711
5859 | 842.5941 | 2091.8108 | 842.5941 | 2091.8108
5860 | 859.412 | 2017.8456 | 859.412 | 2017.8456
5861 | 900.9993 | 1960.9991 | 900.9993 | 1960.9991
5862 | 946.5211 | 1911.4964 | 946.5211 | 1911.4964
5863 | 909.8251 | 1873.7488 | 909.8251 | 1873.7488
5864 | 878.9016 | 1842.1232 | 878.9016 | 1842.1232
5865 | 855.4666 | 1815.6282 | 855.4666 | 1815.6282
5866 | 831.0018 | 1786.3805 | 831.0018 | 1786.3805
5867 | 781.5213 | 1769.615 | 781.5213 | 1769.615
5868 | 745.5794 | 1757.4262 | 745.5794 | 1757.4262
5869 | 716.8392 | 1756.219 | 716.8392 | 1756.219
5870 | 700.6843 | 1745.7525 | 700.6843 | 1745.7525
5871 | 689.7006 | 1730.9939 | 689.7006 | 1730.9939
5872 | 684.1629 | 1742.7259 | 684.1629 | 1742.7259
5873 | 693.9665 | 1790.6607 | 693.9665 | 1790.6607
5874 | 706.5161 | 1810.584 | 706.5161 | 1810.584
5875 | 735.2276 | 1820.4566 | 735.2276 | 1820.4566
5876 | 795.3525 | 1818.8927 | 795.3525 | 1818.8927
5877 | 827.3539 | 1824.1928 | 827.3539 | 1824.1928
5878 | 848.8521 | 1827.3079 | 848.8521 | 1827.3079
5879 | 904.4964 | 1827.7433 | 904.4964 | 1827.7433
5880 | 894.2836 | 1833.9038 | 894.2836 | 1833.9038
5881 | 855.3241 | 1836.9948 | 855.3241 | 1836.9948
5882 | 857.964 | 1817.9234 | 857.964 | 1817.9234
5883 | 862.5181 | 1818.4728 | 862.5181 | 1818.4728
5884 | 880.2855 | 1839.2196 | 880.2855 | 1839.2196
5885 | 922.0927 | 1856.0703 | 922.0927 | 1856.0703
5886 | 958.931 | 1856.7804 | 958.931 | 1856.7804
5887 | 914.4403 | 1852.7824 | 914.4403 | 1852.7824
5888 | 888.879 | 1843.8663 | 888.879 | 1843.8663
5889 | 868.1678 | 1836.9336 | 868.1678 | 1836.9336
5890 | 831.7998 | 1827.248 | 831.7998 | 1827.248
5891 | 783.5948 | 1839.0511 | 783.5948 | 1839.0511
5892 | 741.2866 | 1856.3993 | 741.2866 | 1856.3993
5893 | 710.0505 | 1874.7542 | 710.0505 | 1874.7542
5894 | 695.0264 | 1898.0858 | 695.0264 | 1898.0858
5895 | 684.2168 | 1920.6599 | 684.2168 | 1920.6599
5896 | 682.7395 | 1967.0616 | 682.7395 | 1967.0616
5897 | 692.0639 | 2036.7859 | 692.0639 | 2036.7859
5898 | 702.6296 | 2080.5809 | 702.6296 | 2080.5809
5899 | 736.6493 | 2117.5694 | 736.6493 | 2117.5694
5900 | 791.6788 | 2140.9908 | 791.6788 | 2140.9908
5901 | 824.0236 | 2168.6615 | 824.0236 | 2168.6615
5902 | 852.8184 | 2199.9578 | 852.8184 | 2199.9578
5903 | 911.1137 | 2239.3239 | 911.1137 | 2239.3239
5904 | 896.5759 | 2278.7982 | 896.5759 | 2278.7982
5905 | 858.7888 | 2267.0723 | 858.7888 | 2267.0723
5906 | 859.8216 | 2167.428 | 859.8216 | 2167.428
5907 | 867.4767 | 2086.775 | 867.4767 | 2086.775
5908 | 884.6987 | 2017.0224 | 884.6987 | 2017.0224
5909 | 926.1721 | 1981.1908 | 926.1721 | 1981.1908
5910 | 969.8422 | 1932.2207 | 969.8422 | 1932.2207
5911 | 933.9233 | 1894.7152 | 933.9233 | 1894.7152
5912 | 900.1445 | 1867.9801 | 900.1445 | 1867.9801
5913 | 876.5058 | 1857.8031 | 876.5058 | 1857.8031
5914 | 836.2588 | 1845.1155 | 836.2588 | 1845.1155
5915 | 788.5877 | 1873.4786 | 788.5877 | 1873.4786
5916 | 743.94 | 1918.669 | 743.94 | 1918.669
5917 | 713.571 | 1932.2302 | 713.571 | 1932.2302
5918 | 695.5507 | 1935.3701 | 695.5507 | 1935.3701
5919 | 685.2166 | 1937.0747 | 685.2166 | 1937.0747
5920 | 681.5264 | 1959.7984 | 681.5264 | 1959.7984
5921 | 687.835 | 2016.8364 | 687.835 | 2016.8364
5922 | 697.2891 | 2030.707 | 697.2891 | 2030.707
5923 | 730.9802 | 2030.4596 | 730.9802 | 2030.4596
5924 | 787.9807 | 2015.3861 | 787.9807 | 2015.3861
5925 | 824.9567 | 2009.9851 | 824.9567 | 2009.9851
5926 | 850.0499 | 2010.5823 | 850.0499 | 2010.5823
5927 | 904.9409 | 2015.4725 | 904.9409 | 2015.4725
5928 | 889.37 | 2026.572 | 889.37 | 2026.572
5929 | 848.101 | 2034.9409 | 848.101 | 2034.9409
5930 | 850.6215 | 2020.5663 | 850.6215 | 2020.5663
5931 | 849.2323 | 2005.282 | 849.2323 | 2005.282
5932 | 860.9409 | 1988.2602 | 860.9409 | 1988.2602
5933 | 902.7623 | 1967.5844 | 902.7623 | 1967.5844
5934 | 946.6179 | 1936.966 | 946.6179 | 1936.966
5935 | 914.9851 | 1907.2079 | 914.9851 | 1907.2079
5936 | 883.0934 | 1876.6475 | 883.0934 | 1876.6475
5937 | 855.6818 | 1850.4915 | 855.6818 | 1850.4915
5938 | 823.6499 | 1815.288 | 823.6499 | 1815.288
5939 | 778.9604 | 1792.6151 | 778.9604 | 1792.6151
5940 | 736.1471 | 1770.2095 | 736.1471 | 1770.2095
5941 | 710.3584 | 1749.7305 | 710.3584 | 1749.7305
5942 | 697.4758 | 1725.464 | 697.4758 | 1725.464
5943 | 685.6163 | 1712.0127 | 685.6163 | 1712.0127
5944 | 680.3722 | 1727.7638 | 680.3722 | 1727.7638
5945 | 687.5146 | 1766.8859 | 687.5146 | 1766.8859
5946 | 692.3643 | 1766.8112 | 692.3643 | 1766.8112
5947 | 712.5237 | 1764.7722 | 712.5237 | 1764.7722
5948 | 761.4768 | 1756.6714 | 761.4768 | 1756.6714
5949 | 795.1504 | 1746.4282 | 795.1504 | 1746.4282
5950 | 824.4121 | 1739.9559 | 824.4121 | 1739.9559
5951 | 866.1819 | 1744.9429 | 866.1819 | 1744.9429
5952 | 856.5031 | 1756.0909 | 856.5031 | 1756.0909
5953 | 831.8166 | 1761.6513 | 831.8166 | 1761.6513
5954 | 829.5543 | 1728.4409 | 829.5543 | 1728.4409
5955 | 841.3144 | 1675.0491 | 841.3144 | 1675.0491
5956 | 852.6762 | 1616.0461 | 852.6762 | 1616.0461
5957 | 893.894 | 1563.267 | 893.894 | 1563.267
5958 | 934.019 | 1515.0232 | 934.019 | 1515.0232
5959 | 896.4594 | 1486.3304 | 896.4594 | 1486.3304
5960 | 867.8879 | 1468.4564 | 867.8879 | 1468.4564
5961 | 844.9475 | 1457.5531 | 844.9475 | 1457.5531
5962 | 814.1974 | 1438.6191 | 814.1974 | 1438.6191
5963 | 778.053 | 1431.7799 | 778.053 | 1431.7799
5964 | 736.2671 | 1429.7597 | 736.2671 | 1429.7597
5965 | 709.9017 | 1439.7861 | 709.9017 | 1439.7861
5966 | 701.4917 | 1453.2397 | 701.4917 | 1453.2397
5967 | 683.5967 | 1477.5086 | 683.5967 | 1477.5086
5968 | 676.6352 | 1554.5125 | 676.6352 | 1554.5125
5969 | 678.5775 | 1689.5572 | 678.5775 | 1689.5572
5970 | 679.765 | 1791.3608 | 679.765 | 1791.3608
5971 | 694.6272 | 1860.3557 | 694.6272 | 1860.3557
5972 | 727.6678 | 1890.7014 | 727.6678 | 1890.7014
5973 | 764.3948 | 1932.1237 | 764.3948 | 1932.1237
5974 | 796.766 | 1991.0201 | 796.766 | 1991.0201
5975 | 839.4265 | 2037.262 | 839.4265 | 2037.262
5976 | 838.2638 | 2063.2753 | 838.2638 | 2063.2753
5977 | 821.1953 | 2050.3388 | 821.1953 | 2050.3388
5978 | 818.9071 | 1939.1218 | 818.9071 | 1939.1218
5979 | 822.663 | 1855.0793 | 822.663 | 1855.0793
5980 | 837.3511 | 1765.5709 | 837.3511 | 1765.5709
5981 | 861.4928 | 1712.2107 | 861.4928 | 1712.2107
5982 | 893.345 | 1678.106 | 893.345 | 1678.106
5983 | 881.8381 | 1647.8637 | 881.8381 | 1647.8637
5984 | 862.3197 | 1620.7412 | 862.3197 | 1620.7412
5985 | 842.4694 | 1603.3979 | 842.4694 | 1603.3979
5986 | 810.6527 | 1581.5102 | 810.6527 | 1581.5102
5987 | 775.447 | 1601.1575 | 775.447 | 1601.1575
5988 | 738.4286 | 1638.3584 | 738.4286 | 1638.3584
5989 | 707.2206 | 1657.2459 | 707.2206 | 1657.2459
5990 | 695.6628 | 1663.3395 | 695.6628 | 1663.3395
5991 | 682.8175 | 1663.9304 | 682.8175 | 1663.9304
5992 | 678.0584 | 1692.0289 | 678.0584 | 1692.0289
5993 | 678.2544 | 1736.3321 | 678.2544 | 1736.3321
5994 | 684.593 | 1745.2637 | 684.593 | 1745.2637
5995 | 699.3138 | 1739.0605 | 699.3138 | 1739.0605
5996 | 733.4535 | 1720.5007 | 733.4535 | 1720.5007
5997 | 765.4758 | 1705.1249 | 765.4758 | 1705.1249
5998 | 798.4541 | 1686.1115 | 798.4541 | 1686.1115
5999 | 838.5897 | 1672.4079 | 838.5897 | 1672.4079
6000 | 832.4419 | 1670.5789 | 832.4419 | 1670.5789
6001 | 818.8595 | 1649.4109 | 818.8595 | 1649.4109
6002 | 820.2696 | 1574.4129 | 820.2696 | 1574.4129
6003 | 825.7512 | 1496.1326 | 825.7512 | 1496.1326
6004 | 838.1648 | 1434.8538 | 838.1648 | 1434.8538
6005 | 857.2439 | 1401.9274 | 857.2439 | 1401.9274
6006 | 873.4433 | 1371.5995 | 873.4433 | 1371.5995
6007 | 879.5142 | 1351.5257 | 879.5142 | 1351.5257
6008 | 857.8988 | 1335.5401 | 857.8988 | 1335.5401
6009 | 838.6185 | 1322.2157 | 838.6185 | 1322.2157
6010 | 809.2621 | 1308.608 | 809.2621 | 1308.608
6011 | 765.9575 | 1332.2259 | 765.9575 | 1332.2259
6012 | 736.4103 | 1372.671 | 736.4103 | 1372.671
6013 | 706.8652 | 1419.9818 | 706.8652 | 1419.9818
6014 | 692.0677 | 1474.6904 | 692.0677 | 1474.6904
6015 | 677.8126 | 1498.5719 | 677.8126 | 1498.5719
6016 | 676.7831 | 1555.2388 | 676.7831 | 1555.2388
6017 | 676.6008 | 1653.4833 | 676.6008 | 1653.4833
6018 | 694.9129 | 1723.1352 | 694.9129 | 1723.1352
6019 | 717.1261 | 1771.5027 | 717.1261 | 1771.5027
6020 | 759.6365 | 1794.4884 | 759.6365 | 1794.4884
6021 | 782.6708 | 1811.9422 | 782.6708 | 1811.9422
6022 | 809.5731 | 1822.7563 | 809.5731 | 1822.7563
6023 | 854.2645 | 1831.5686 | 854.2645 | 1831.5686
6024 | 857.4961 | 1842.2323 | 857.4961 | 1842.2323
6025 | 829.0438 | 1837.6727 | 829.0438 | 1837.6727
6026 | 825.1208 | 1802.6707 | 825.1208 | 1802.6707
6027 | 832.371 | 1766.7589 | 832.371 | 1766.7589
6028 | 846.4924 | 1744.8466 | 846.4924 | 1744.8466
6029 | 870.1319 | 1725.5266 | 870.1319 | 1725.5266
6030 | 891.0232 | 1697.9103 | 891.0232 | 1697.9103
6031 | 898.9835 | 1676.9649 | 898.9835 | 1676.9649
6032 | 874.1647 | 1664.3203 | 874.1647 | 1664.3203
6033 | 852.015 | 1661.7455 | 852.015 | 1661.7455
6034 | 811.8038 | 1658.7421 | 811.8038 | 1658.7421
6035 | 765.775 | 1679.1641 | 765.775 | 1679.1641
6036 | 727.8658 | 1722.2724 | 727.8658 | 1722.2724
6037 | 697.9971 | 1799.1686 | 697.9971 | 1799.1686
6038 | 681.5305 | 1914.549 | 681.5305 | 1914.549
6039 | 676.9962 | 2003.4602 | 676.9962 | 2003.4602
6040 | 672.8599 | 2046.5208 | 672.8599 | 2046.5208
6041 | 682.6647 | 2083.9482 | 682.6647 | 2083.9482
6042 | 704.3823 | 2111.2315 | 704.3823 | 2111.2315
6043 | 735.2026 | 2158.9696 | 735.2026 | 2158.9696
6044 | 793.3334 | 2207.7153 | 793.3334 | 2207.7153
6045 | 828.1973 | 2220.2786 | 828.1973 | 2220.2786
6046 | 860.0395 | 2187.5619 | 860.0395 | 2187.5619
6047 | 902.1848 | 2145.3383 | 902.1848 | 2145.3383
6048 | 895.2584 | 2094.9912 | 895.2584 | 2094.9912
6049 | 859.5812 | 2048.3051 | 859.5812 | 2048.3051
6050 | 851.5881 | 1926.8228 | 851.5881 | 1926.8228
6051 | 858.676 | 1829.3676 | 858.676 | 1829.3676
6052 | 869.088 | 1722.476 | 869.088 | 1722.476
6053 | 890.7822 | 1648.9242 | 890.7822 | 1648.9242
6054 | 906.0229 | 1575.5982 | 906.0229 | 1575.5982
6055 | 912.519 | 1510.4442 | 912.519 | 1510.4442
6056 | 896.2321 | 1451.6542 | 896.2321 | 1451.6542
6057 | 872.2592 | 1409.2771 | 872.2592 | 1409.2771
6058 | 825.0262 | 1371.0714 | 825.0262 | 1371.0714
6059 | 780.2264 | 1338.4238 | 780.2264 | 1338.4238
6060 | 738.1321 | 1308.1739 | 738.1321 | 1308.1739
6061 | 707.7866 | 1283.8213 | 707.7866 | 1283.8213
6062 | 690.4224 | 1253.9379 | 690.4224 | 1253.9379
6063 | 682.5918 | 1228.0424 | 682.5918 | 1228.0424
6064 | 679.2679 | 1230.187 | 679.2679 | 1230.187
6065 | 685.7995 | 1268.7765 | 685.7995 | 1268.7765
6066 | 710.3655 | 1285.9882 | 710.3655 | 1285.9882
6067 | 743.0985 | 1293.4398 | 743.0985 | 1293.4398
6068 | 800.7203 | 1291.779 | 800.7203 | 1291.779
6069 | 838.6977 | 1292.818 | 838.6977 | 1292.818
6070 | 860.5257 | 1291.4783 | 860.5257 | 1291.4783
6071 | 903.7098 | 1290.1222 | 903.7098 | 1290.1222
6072 | 893.9343 | 1287.3732 | 893.9343 | 1287.3732
6073 | 847.8035 | 1270.1757 | 847.8035 | 1270.1757
6074 | 843.5471 | 1223.2136 | 843.5471 | 1223.2136
6075 | 853.859 | 1174.1313 | 853.859 | 1174.1313
6076 | 856.758 | 1130.0904 | 856.758 | 1130.0904
6077 | 876.6217 | 1083.4608 | 876.6217 | 1083.4608
6078 | 898.2119 | 1028.9223 | 898.2119 | 1028.9223
6079 | 903.9103 | 992.2884 | 903.9103 | 992.2884
6080 | 888.9934 | 967.0059 | 888.9934 | 967.0059
6081 | 866.189 | 955.4732 | 866.189 | 955.4732
6082 | 825.194 | 946.5139 | 825.194 | 946.5139
6083 | 771.7444 | 963.6917 | 771.7444 | 963.6917
6084 | 732.2561 | 1006.2674 | 732.2561 | 1006.2674
6085 | 704.2675 | 1034.1129 | 704.2675 | 1034.1129
6086 | 693.1846 | 1047.7602 | 693.1846 | 1047.7602
6087 | 678.5454 | 1062.7806 | 678.5454 | 1062.7806
6088 | 677.78 | 1103.856 | 677.78 | 1103.856
6089 | 686.6234 | 1176.7277 | 686.6234 | 1176.7277
6090 | 703.6064 | 1191.5184 | 703.6064 | 1191.5184
6091 | 739.8768 | 1183.3783 | 739.8768 | 1183.3783
6092 | 796.5868 | 1169.0795 | 796.5868 | 1169.0795
6093 | 828.9566 | 1175.2996 | 828.9566 | 1175.2996
6094 | 861.997 | 1202.5285 | 861.997 | 1202.5285
6095 | 895.5686 | 1232.0167 | 895.5686 | 1232.0167
6096 | 889.914 | 1232.6087 | 889.914 | 1232.6087
6097 | 849.0745 | 1190.5711 | 849.0745 | 1190.5711
6098 | 840.6622 | 1144.3354 | 840.6622 | 1144.3354
6099 | 848.2285 | 1104.3078 | 848.2285 | 1104.3078
6100 | 854.9323 | 1085.785 | 854.9323 | 1085.785
6101 | 874.6782 | 1076.4882 | 874.6782 | 1076.4882
6102 | 886.9855 | 1067.3204 | 886.9855 | 1067.3204
6103 | 896.9296 | 1062.4992 | 896.9296 | 1062.4992
6104 | 875.9928 | 1068.0127 | 875.9928 | 1068.0127
6105 | 851.1013 | 1086.6463 | 851.1013 | 1086.6463
6106 | 815.2361 | 1105.9651 | 815.2361 | 1105.9651
6107 | 774.8867 | 1145.8525 | 774.8867 | 1145.8525
6108 | 736.4046 | 1213.7525 | 736.4046 | 1213.7525
6109 | 707.4008 | 1284.5476 | 707.4008 | 1284.5476
6110 | 690.6001 | 1331.315 | 690.6001 | 1331.315
6111 | 679.9645 | 1369.5777 | 679.9645 | 1369.5777
6112 | 679.7666 | 1427.6973 | 679.7666 | 1427.6973
6113 | 684.2898 | 1511.1733 | 684.2898 | 1511.1733
6114 | 701.9201 | 1559.5683 | 701.9201 | 1559.5683
6115 | 722.0006 | 1595.2978 | 722.0006 | 1595.2978
6116 | 770.9288 | 1619.3971 | 770.9288 | 1619.3971
6117 | 813.9086 | 1642.5647 | 813.9086 | 1642.5647
6118 | 841.7258 | 1657.6882 | 841.7258 | 1657.6882
6119 | 878.8921 | 1669.7932 | 878.8921 | 1669.7932
6120 | 869.1395 | 1676.4379 | 869.1395 | 1676.4379
6121 | 843.7726 | 1651.6383 | 843.7726 | 1651.6383
6122 | 834.7538 | 1605.7415 | 834.7538 | 1605.7415
6123 | 830.233 | 1570.1687 | 830.233 | 1570.1687
6124 | 842.1892 | 1551.3553 | 842.1892 | 1551.3553
6125 | 846.9796 | 1526.2247 | 846.9796 | 1526.2247
6126 | 862.3234 | 1487.7136 | 862.3234 | 1487.7136
6127 | 877.5539 | 1459.6503 | 877.5539 | 1459.6503
6128 | 871.0183 | 1439.8394 | 871.0183 | 1439.8394
6129 | 840.9786 | 1436.0056 | 840.9786 | 1436.0056
6130 | 802.2661 | 1434.7938 | 802.2661 | 1434.7938
6131 | 763.9634 | 1447.9526 | 763.9634 | 1447.9526
6132 | 726.4391 | 1474.6462 | 726.4391 | 1474.6462
6133 | 700.7751 | 1510.7716 | 700.7751 | 1510.7716
6134 | 686.3552 | 1546.9349 | 686.3552 | 1546.9349
6135 | 678.0951 | 1581.3722 | 678.0951 | 1581.3722
6136 | 678.1687 | 1630.5823 | 678.1687 | 1630.5823
6137 | 678.5984 | 1707.0857 | 678.5984 | 1707.0857
6138 | 690.0628 | 1754.8512 | 690.0628 | 1754.8512
6139 | 702.5362 | 1787.966 | 702.5362 | 1787.966
6140 | 738.3499 | 1805.5284 | 738.3499 | 1805.5284
6141 | 769.6423 | 1823.5149 | 769.6423 | 1823.5149
6142 | 797.1138 | 1834.2805 | 797.1138 | 1834.2805
6143 | 834.1401 | 1839.3644 | 834.1401 | 1839.3644
6144 | 816.6448 | 1845.4281 | 816.6448 | 1845.4281
6145 | 794.5814 | 1844.258 | 794.5814 | 1844.258
6146 | 789.2785 | 1824.6539 | 789.2785 | 1824.6539
6147 | 789.7021 | 1810.3381 | 789.7021 | 1810.3381
6148 | 796.6009 | 1800.1437 | 796.6009 | 1800.1437
6149 | 824.6317 | 1788.1353 | 824.6317 | 1788.1353
6150 | 832.6845 | 1767.2495 | 832.6845 | 1767.2495
6151 | 851.9443 | 1745.481 | 851.9443 | 1745.481
6152 | 848.2312 | 1723.2974 | 848.2312 | 1723.2974
6153 | 821.8648 | 1707.1162 | 821.8648 | 1707.1162
6154 | 789.838 | 1689.9738 | 789.838 | 1689.9738
6155 | 750.603 | 1688.7515 | 750.603 | 1688.7515
6156 | 715.3954 | 1701.8871 | 715.3954 | 1701.8871
6157 | 689.9914 | 1719.8546 | 689.9914 | 1719.8546
6158 | 673.6276 | 1732.7272 | 673.6276 | 1732.7272
6159 | 663.396 | 1741.7918 | 663.396 | 1741.7918
6160 | 662.5709 | 1768.6797 | 662.5709 | 1768.6797
6161 | 665.8614 | 1829.8335 | 665.8614 | 1829.8335
6162 | 673.724 | 1867.8664 | 673.724 | 1867.8664
6163 | 693.4338 | 1898.0275 | 693.4338 | 1898.0275
6164 | 727.9053 | 1921.4973 | 727.9053 | 1921.4973
6165 | 754.4905 | 1946.0691 | 754.4905 | 1946.0691
6166 | 786.9544 | 1965.7926 | 786.9544 | 1965.7926
6167 | 824.8161 | 1987.8724 | 824.8161 | 1987.8724
6168 | 822.725 | 2013.5951 | 822.725 | 2013.5951
6169 | 804.882 | 1989.4733 | 804.882 | 1989.4733
6170 | 801.8495 | 1917.3322 | 801.8495 | 1917.3322
6171 | 809.8376 | 1861.0835 | 809.8376 | 1861.0835
6172 | 818.0047 | 1816.2195 | 818.0047 | 1816.2195
6173 | 835.327 | 1778.2089 | 835.327 | 1778.2089
6174 | 847.0574 | 1737.0831 | 847.0574 | 1737.0831
6175 | 858.7013 | 1704.1776 | 858.7013 | 1704.1776
6176 | 853.0252 | 1680.7351 | 853.0252 | 1680.7351
6177 | 831.3645 | 1670.1708 | 831.3645 | 1670.1708
6178 | 792.9304 | 1665.0368 | 792.9304 | 1665.0368
6179 | 753.1424 | 1706.8126 | 753.1424 | 1706.8126
6180 | 716.2994 | 1803.0391 | 716.2994 | 1803.0391
6181 | 688.7373 | 1900.5627 | 688.7373 | 1900.5627
6182 | 673.395 | 1980.1598 | 673.395 | 1980.1598
6183 | 665.3531 | 2057.4499 | 665.3531 | 2057.4499
6184 | 665.0125 | 2133.8243 | 665.0125 | 2133.8243
6185 | 669.497 | 2218.5593 | 669.497 | 2218.5593
6186 | 686.3119 | 2263.7101 | 686.3119 | 2263.7101
6187 | 711.2257 | 2289.6585 | 711.2257 | 2289.6585
6188 | 763.6766 | 2298.5052 | 763.6766 | 2298.5052
6189 | 796.7545 | 2307.1947 | 796.7545 | 2307.1947
6190 | 828.5574 | 2325.1751 | 828.5574 | 2325.1751
6191 | 871.8711 | 2357.5686 | 871.8711 | 2357.5686
6192 | 858.3031 | 2395.7356 | 858.3031 | 2395.7356
6193 | 827.3106 | 2363.6727 | 827.3106 | 2363.6727
6194 | 821.1946 | 2206.0197 | 821.1946 | 2206.0197
6195 | 827.8927 | 2061.4507 | 827.8927 | 2061.4507
6196 | 835.0633 | 1901.5862 | 835.0633 | 1901.5862
6197 | 852.5245 | 1795.5921 | 852.5245 | 1795.5921
6198 | 868.8348 | 1712.6788 | 868.8348 | 1712.6788
6199 | 876.4316 | 1643.409 | 876.4316 | 1643.409
6200 | 870.1331 | 1589.1221 | 870.1331 | 1589.1221
6201 | 849.7342 | 1554.5409 | 849.7342 | 1554.5409
6202 | 805.1952 | 1520.3057 | 805.1952 | 1520.3057
6203 | 758.6413 | 1506.5908 | 758.6413 | 1506.5908
6204 | 720.353 | 1517.0632 | 720.353 | 1517.0632
6205 | 689.6774 | 1516.2917 | 689.6774 | 1516.2917
6206 | 677.0131 | 1493.042 | 677.0131 | 1493.042
6207 | 667.0339 | 1470.536 | 667.0339 | 1470.536
6208 | 667.5969 | 1478.2006 | 667.5969 | 1478.2006
6209 | 675.3067 | 1538.6281 | 675.3067 | 1538.6281
6210 | 698.3321 | 1590.3158 | 698.3321 | 1590.3158
6211 | 733.479 | 1638.8769 | 733.479 | 1638.8769
6212 | 795.3301 | 1659.1026 | 795.3301 | 1659.1026
6213 | 826.0443 | 1676.9922 | 826.0443 | 1676.9922
6214 | 851.978 | 1685.9178 | 851.978 | 1685.9178
6215 | 895.0383 | 1664.4184 | 895.0383 | 1664.4184
6216 | 875.5696 | 1605.1618 | 875.5696 | 1605.1618
6217 | 837.4691 | 1471.8017 | 837.4691 | 1471.8017
6218 | 832.691 | 1323.3488 | 832.691 | 1323.3488
6219 | 833.4183 | 1209.2851 | 833.4183 | 1209.2851
6220 | 839.1289 | 1105.5409 | 839.1289 | 1105.5409
6221 | 859.5079 | 1034.8943 | 859.5079 | 1034.8943
6222 | 876.6967 | 991.2506 | 876.6967 | 991.2506
6223 | 878.0374 | 968.562 | 878.0374 | 968.562
6224 | 869.9623 | 951.7048 | 869.9623 | 951.7048
6225 | 847.6218 | 933.9741 | 847.6218 | 933.9741
6226 | 805.814 | 911.8443 | 805.814 | 911.8443
6227 | 752.5024 | 906.2641 | 752.5024 | 906.2641
6228 | 712.2583 | 904.1954 | 712.2583 | 904.1954
6229 | 687.4511 | 905.6997 | 687.4511 | 905.6997
6230 | 671.1718 | 934.1155 | 671.1718 | 934.1155
6231 | 663.494 | 991.5046 | 663.494 | 991.5046
6232 | 662.4383 | 1075.5295 | 662.4383 | 1075.5295
6233 | 670.68 | 1158.1824 | 670.68 | 1158.1824
6234 | 691.2279 | 1159.3182 | 691.2279 | 1159.3182
6235 | 725.9788 | 1137.717 | 725.9788 | 1137.717
6236 | 784.8663 | 1124.8709 | 784.8663 | 1124.8709
6237 | 814.5091 | 1127.5078 | 814.5091 | 1127.5078
6238 | 834.9992 | 1125.8777 | 834.9992 | 1125.8777
6239 | 880.2828 | 1115.1278 | 880.2828 | 1115.1278
6240 | 859.3482 | 1107.7788 | 859.3482 | 1107.7788
6241 | 826.0792 | 1099.9266 | 826.0792 | 1099.9266
6242 | 817.5641 | 1074.4635 | 817.5641 | 1074.4635
6243 | 824.4615 | 1047.6066 | 824.4615 | 1047.6066
6244 | 826.5229 | 1018.3826 | 826.5229 | 1018.3826
6245 | 844.0617 | 982.3088 | 844.0617 | 982.3088
6246 | 858.4762 | 955.1283 | 858.4762 | 955.1283
6247 | 863.5042 | 945.4167 | 863.5042 | 945.4167
6248 | 862.7967 | 934.0311 | 862.7967 | 934.0311
6249 | 837.7604 | 923.7573 | 837.7604 | 923.7573
6250 | 801.4226 | 907.2443 | 801.4226 | 907.2443
6251 | 753.6916 | 893.142 | 753.6916 | 893.142
6252 | 709.3333 | 909.4733 | 709.3333 | 909.4733
6253 | 677.7825 | 976.4916 | 677.7825 | 976.4916
6254 | 662.0572 | 1061.6087 | 662.0572 | 1061.6087
6255 | 655.5247 | 1145.9199 | 655.5247 | 1145.9199
6256 | 658.0732 | 1234.9323 | 658.0732 | 1234.9323
6257 | 664.5086 | 1331.5789 | 664.5086 | 1331.5789
6258 | 681.9062 | 1389.3192 | 681.9062 | 1389.3192
6259 | 714.0906 | 1433.5224 | 714.0906 | 1433.5224
6260 | 775.1536 | 1472.1966 | 775.1536 | 1472.1966
6261 | 803.2112 | 1509.0189 | 803.2112 | 1509.0189
6262 | 832.5376 | 1535.473 | 832.5376 | 1535.473
6263 | 879.0852 | 1531.5021 | 879.0852 | 1531.5021
6264 | 863.4295 | 1505.8498 | 863.4295 | 1505.8498
6265 | 829.9841 | 1478.3386 | 829.9841 | 1478.3386
6266 | 827.7771 | 1382.1806 | 827.7771 | 1382.1806
6267 | 826.6911 | 1312.9066 | 826.6911 | 1312.9066
6268 | 831.6949 | 1259.0362 | 831.6949 | 1259.0362
6269 | 846.0103 | 1209.114 | 846.0103 | 1209.114
6270 | 853.105 | 1148.6681 | 853.105 | 1148.6681
6271 | 852.1797 | 1093.5857 | 852.1797 | 1093.5857
6272 | 848.2427 | 1039.3957 | 848.2427 | 1039.3957
6273 | 822.5925 | 987.6249 | 822.5925 | 987.6249
6274 | 789.2302 | 937.4107 | 789.2302 | 937.4107
6275 | 746.4032 | 907.3294 | 746.4032 | 907.3294
6276 | 701.091 | 896.9322 | 701.091 | 896.9322
6277 | 675.8071 | 892.5291 | 675.8071 | 892.5291
6278 | 658.15 | 886.1301 | 658.15 | 886.1301
6279 | 649.3703 | 883.9126 | 649.3703 | 883.9126
6280 | 646.0316 | 901.552 | 646.0316 | 901.552
6281 | 651.5244 | 946.8236 | 651.5244 | 946.8236
6282 | 668.1769 | 962.9701 | 668.1769 | 962.9701
6283 | 693.2417 | 967.8553 | 693.2417 | 967.8553
6284 | 744.3397 | 965.8556 | 744.3397 | 965.8556
6285 | 784.0389 | 968.2504 | 784.0389 | 968.2504
6286 | 814.8706 | 973.8349 | 814.8706 | 973.8349
6287 | 858.1572 | 1000.5147 | 858.1572 | 1000.5147
6288 | 849.0059 | 1066.9597 | 849.0059 | 1066.9597
6289 | 813.8866 | 1163.3584 | 813.8866 | 1163.3584
6290 | 807.0938 | 1242.4368 | 807.0938 | 1242.4368
6291 | 810.0437 | 1297.0244 | 810.0437 | 1297.0244
6292 | 816.5011 | 1326.7775 | 816.5011 | 1326.7775
6293 | 831.3069 | 1344.6935 | 831.3069 | 1344.6935
6294 | 837.4292 | 1353.6836 | 837.4292 | 1353.6836
6295 | 840.8184 | 1365.1805 | 840.8184 | 1365.1805
6296 | 838.2144 | 1375.4392 | 838.2144 | 1375.4392
6297 | 816.1263 | 1385.6476 | 816.1263 | 1385.6476
6298 | 782.1266 | 1385.7431 | 782.1266 | 1385.7431
6299 | 745.0102 | 1396.2872 | 745.0102 | 1396.2872
6300 | 703.7606 | 1416.8796 | 703.7606 | 1416.8796
6301 | 673.6433 | 1450.584 | 673.6433 | 1450.584
6302 | 659.5957 | 1481.1304 | 659.5957 | 1481.1304
6303 | 650.5561 | 1511.7425 | 650.5561 | 1511.7425
6304 | 646.8607 | 1564.8263 | 646.8607 | 1564.8263
6305 | 651.3836 | 1653.4833 | 651.3836 | 1653.4833
6306 | 658.0246 | 1716.211 | 658.0246 | 1716.211
6307 | 670.3262 | 1752.5216 | 670.3262 | 1752.5216
6308 | 711.5573 | 1757.9788 | 711.5573 | 1757.9788
6309 | 751.7815 | 1754.6114 | 751.7815 | 1754.6114
6310 | 788.6819 | 1748.0423 | 788.6819 | 1748.0423
6311 | 828.9081 | 1763.8757 | 828.9081 | 1763.8757
6312 | 824.9342 | 1771.8762 | 824.9342 | 1771.8762
6313 | 803.1866 | 1670.9583 | 803.1866 | 1670.9583
6314 | 790.205 | 1550.2023 | 790.205 | 1550.2023
6315 | 790.7192 | 1463.9809 | 790.7192 | 1463.9809
6316 | 796.5651 | 1391.0325 | 796.5651 | 1391.0325
6317 | 815.8032 | 1321.3544 | 815.8032 | 1321.3544
6318 | 817.6632 | 1249.2874 | 817.6632 | 1249.2874
6319 | 826.0777 | 1188.104 | 826.0777 | 1188.104
6320 | 836.6583 | 1141.4677 | 836.6583 | 1141.4677
6321 | 812.1821 | 1107.9033 | 812.1821 | 1107.9033
6322 | 778.1515 | 1075.5566 | 778.1515 | 1075.5566
6323 | 740.1251 | 1054.5784 | 740.1251 | 1054.5784
6324 | 701.9075 | 1043.1644 | 701.9075 | 1043.1644
6325 | 676.1718 | 1034.0645 | 676.1718 | 1034.0645
6326 | 664.3181 | 1016.8675 | 664.3181 | 1016.8675
6327 | 652.7936 | 1003.7067 | 652.7936 | 1003.7067
6328 | 649.9908 | 1014.3735 | 649.9908 | 1014.3735
6329 | 652.3446 | 1069.0389 | 652.3446 | 1069.0389
6330 | 664.0588 | 1094.3369 | 664.0588 | 1094.3369
6331 | 680.22 | 1108.1316 | 680.22 | 1108.1316
6332 | 723.6336 | 1104.4372 | 723.6336 | 1104.4372
6333 | 761.5977 | 1102.8614 | 761.5977 | 1102.8614
6334 | 786.7201 | 1145.1009 | 786.7201 | 1145.1009
6335 | 828.1471 | 1252.6925 | 828.1471 | 1252.6925
6336 | 823.8826 | 1385.2325 | 823.8826 | 1385.2325
6337 | 794.7203 | 1486.8123 | 794.7203 | 1486.8123
6338 | 788.9356 | 1529.6717 | 788.9356 | 1529.6717
6339 | 793.5823 | 1546.8296 | 793.5823 | 1546.8296
6340 | 795.9572 | 1569.9491 | 795.9572 | 1569.9491
6341 | 812.5378 | 1602.1492 | 812.5378 | 1602.1492
6342 | 822.6394 | 1635.7858 | 822.6394 | 1635.7858
6343 | 830.3358 | 1666.0701 | 830.3358 | 1666.0701
6344 | 839.9227 | 1693.9057 | 839.9227 | 1693.9057
6345 | 816.3532 | 1719.5605 | 816.3532 | 1719.5605
6346 | 774.2641 | 1732.294 | 774.2641 | 1732.294
6347 | 736.761 | 1746.5665 | 736.761 | 1746.5665
6348 | 696.2739 | 1767.1589 | 696.2739 | 1767.1589
6349 | 671.6427 | 1783.7706 | 671.6427 | 1783.7706
6350 | 655.5433 | 1794.5127 | 655.5433 | 1794.5127
6351 | 649.0812 | 1802.9479 | 649.0812 | 1802.9479
6352 | 645.3077 | 1839.0842 | 645.3077 | 1839.0842
6353 | 647.1978 | 1927.4992 | 647.1978 | 1927.4992
6354 | 660.841 | 1992.2121 | 660.841 | 1992.2121
6355 | 684.4673 | 2039.4659 | 684.4673 | 2039.4659
6356 | 737.5868 | 2070.1506 | 737.5868 | 2070.1506
6357 | 769.4166 | 2103.196 | 769.4166 | 2103.196
6358 | 797.1144 | 2128.7301 | 797.1144 | 2128.7301
6359 | 845.3432 | 2146.694 | 845.3432 | 2146.694
6360 | 837.1251 | 2154.5493 | 837.1251 | 2154.5493
6361 | 798.3522 | 2123.3581 | 798.3522 | 2123.3581
6362 | 797.7564 | 2055.0907 | 797.7564 | 2055.0907
6363 | 804.8477 | 1980.8293 | 804.8477 | 1980.8293
6364 | 806.4856 | 1915.1441 | 806.4856 | 1915.1441
6365 | 826.6362 | 1863.1882 | 826.6362 | 1863.1882
6366 | 831.6129 | 1814.4602 | 831.6129 | 1814.4602
6367 | 830.5166 | 1782.7653 | 830.5166 | 1782.7653
6368 | 830.8566 | 1757.7734 | 830.8566 | 1757.7734
6369 | 817.7487 | 1734.2805 | 817.7487 | 1734.2805
6370 | 780.1971 | 1695.9296 | 780.1971 | 1695.9296
6371 | 739.099 | 1672.0462 | 739.099 | 1672.0462
6372 | 697.2297 | 1661.4553 | 697.2297 | 1661.4553
6373 | 667.6775 | 1652.4038 | 667.6775 | 1652.4038
6374 | 653.5799 | 1632.2047 | 653.5799 | 1632.2047
6375 | 648.3293 | 1624.4671 | 648.3293 | 1624.4671
6376 | 646.52 | 1672.1762 | 646.52 | 1672.1762
6377 | 652.6337 | 1763.109 | 652.6337 | 1763.109
6378 | 671.1072 | 1823.1251 | 671.1072 | 1823.1251
6379 | 707.0274 | 1859.1936 | 707.0274 | 1859.1936
6380 | 760.3641 | 1874.9161 | 760.3641 | 1874.9161
6381 | 795.4281 | 1893.5804 | 795.4281 | 1893.5804
6382 | 829.4301 | 1909.1882 | 829.4301 | 1909.1882
6383 | 867.1361 | 1921.4384 | 867.1361 | 1921.4384
6384 | 860.3857 | 1929.1484 | 860.3857 | 1929.1484
6385 | 819.682 | 1908.8519 | 819.682 | 1908.8519
6386 | 816.0463 | 1842.8603 | 816.0463 | 1842.8603
6387 | 816.371 | 1756.5421 | 816.371 | 1756.5421
6388 | 825.6752 | 1671.7789 | 825.6752 | 1671.7789
6389 | 843.9565 | 1589.5113 | 843.9565 | 1589.5113
6390 | 845.2086 | 1502.9663 | 845.2086 | 1502.9663
6391 | 846.1312 | 1432.2923 | 846.1312 | 1432.2923
6392 | 856.6139 | 1382.7024 | 856.6139 | 1382.7024
6393 | 830.5738 | 1347.0074 | 830.5738 | 1347.0074
6394 | 783.0738 | 1314.6123 | 783.0738 | 1314.6123
6395 | 735.1111 | 1343.508 | 735.1111 | 1343.508
6396 | 695.1698 | 1456.8756 | 695.1698 | 1456.8756
6397 | 668.5651 | 1496.9716 | 668.5651 | 1496.9716
6398 | 654.7493 | 1450.0439 | 654.7493 | 1450.0439
6399 | 645.4715 | 1386.7188 | 645.4715 | 1386.7188
6400 | 647.1293 | 1365.6697 | 647.1293 | 1365.6697
6401 | 651.2356 | 1389.1517 | 651.2356 | 1389.1517
6402 | 668.3188 | 1382.2496 | 668.3188 | 1382.2496
6403 | 702.1182 | 1362.6821 | 702.1182 | 1362.6821
6404 | 757.7774 | 1334.6318 | 757.7774 | 1334.6318
6405 | 794.207 | 1313.0096 | 794.207 | 1313.0096
6406 | 824.5985 | 1292.3499 | 824.5985 | 1292.3499
6407 | 865.4181 | 1276.08 | 865.4181 | 1276.08
6408 | 854.5546 | 1260.4994 | 854.5546 | 1260.4994
6409 | 815.3862 | 1231.0029 | 815.3862 | 1231.0029
6410 | 811.64 | 1179.0534 | 811.64 | 1179.0534
6411 | 817.5461 | 1130.5037 | 817.5461 | 1130.5037
6412 | 825.836 | 1089.804 | 825.836 | 1089.804
6413 | 840.3756 | 1057.0228 | 840.3756 | 1057.0228
6414 | 840.0627 | 1012.8949 | 840.0627 | 1012.8949
6415 | 836.0551 | 969.8694 | 836.0551 | 969.8694
6416 | 840.7822 | 938.8732 | 840.7822 | 938.8732
6417 | 829.541 | 925.9362 | 829.541 | 925.9362
6418 | 786.6264 | 909.0843 | 786.6264 | 909.0843
6419 | 736.9522 | 895.8051 | 736.9522 | 895.8051
6420 | 696.3177 | 888.6522 | 696.3177 | 888.6522
6421 | 666.9586 | 899.6471 | 666.9586 | 899.6471
6422 | 653.373 | 917.0228 | 653.373 | 917.0228
6423 | 647.37 | 934.0285 | 647.37 | 934.0285
6424 | 645.3088 | 962.4659 | 645.3088 | 962.4659
6425 | 651.8915 | 1015.3881 | 651.8915 | 1015.3881
6426 | 666.2547 | 1035.3598 | 666.2547 | 1035.3598
6427 | 702.9171 | 1042.8114 | 702.9171 | 1042.8114
6428 | 764.1114 | 1041.3443 | 764.1114 | 1041.3443
6429 | 800.8837 | 1048.2423 | 800.8837 | 1048.2423
6430 | 828.2254 | 1060.3153 | 828.2254 | 1060.3153
6431 | 866.8448 | 1083.0245 | 866.8448 | 1083.0245
6432 | 854.0017 | 1090.0566 | 854.0017 | 1090.0566
6433 | 813.7557 | 1082.737 | 813.7557 | 1082.737
6434 | 800.3851 | 1103.5647 | 800.3851 | 1103.5647
6435 | 809.5776 | 1145.5627 | 809.5776 | 1145.5627
6436 | 814.6828 | 1190.3749 | 814.6828 | 1190.3749
6437 | 834.0042 | 1223.4951 | 834.0042 | 1223.4951
6438 | 827.3149 | 1237.2789 | 827.3149 | 1237.2789
6439 | 822.4686 | 1248.2916 | 822.4686 | 1248.2916
6440 | 830.7141 | 1259.2282 | 830.7141 | 1259.2282
6441 | 814.625 | 1280.5734 | 814.625 | 1280.5734
6442 | 781.7105 | 1306.9133 | 781.7105 | 1306.9133
6443 | 735.2491 | 1351.4491 | 735.2491 | 1351.4491
6444 | 694.7417 | 1410.2459 | 694.7417 | 1410.2459
6445 | 667.6017 | 1465.0136 | 667.6017 | 1465.0136
6446 | 651.989 | 1507.0842 | 651.989 | 1507.0842
6447 | 642.9703 | 1550.9153 | 642.9703 | 1550.9153
6448 | 640.9266 | 1628.3549 | 640.9266 | 1628.3549
6449 | 642.8709 | 1741.4163 | 642.8709 | 1741.4163
6450 | 651.64 | 1816.3946 | 651.64 | 1816.3946
6451 | 678.5889 | 1866.36 | 678.5889 | 1866.36
6452 | 725.9154 | 1890.8951 | 725.9154 | 1890.8951
6453 | 765.6098 | 1909.6563 | 765.6098 | 1909.6563
6454 | 799.6362 | 1916.5482 | 799.6362 | 1916.5482
6455 | 844.8303 | 1916.1605 | 844.8303 | 1916.1605
6456 | 839.8638 | 1916.2199 | 839.8638 | 1916.2199
6457 | 803.82 | 1910.014 | 803.82 | 1910.014
6458 | 793.1385 | 1887.3595 | 793.1385 | 1887.3595
6459 | 783.2986 | 1862.0035 | 783.2986 | 1862.0035
6460 | 791.0601 | 1833.8449 | 791.0601 | 1833.8449
6461 | 804.9843 | 1801.0637 | 804.9843 | 1801.0637
6462 | 812.232 | 1756.6937 | 812.232 | 1756.6937
6463 | 807.2929 | 1714.0556 | 807.2929 | 1714.0556
6464 | 819.9693 | 1672.6972 | 819.9693 | 1672.6972
6465 | 793.5413 | 1633.6128 | 793.5413 | 1633.6128
6466 | 759.5137 | 1587.4176 | 759.5137 | 1587.4176
6467 | 725.537 | 1557.6268 | 725.537 | 1557.6268
6468 | 691.4102 | 1550.4738 | 691.4102 | 1550.4738
6469 | 667.168 | 1557.2076 | 667.168 | 1557.2076
6470 | 650.2116 | 1570.2255 | 650.2116 | 1570.2255
6471 | 637.989 | 1596.4796 | 637.989 | 1596.4796
6472 | 636.6618 | 1648.595 | 636.6618 | 1648.595
6473 | 636.3987 | 1735.9447 | 636.3987 | 1735.9447
6474 | 636.1781 | 1820.7525 | 636.1781 | 1820.7525
6475 | 646.4259 | 1928.2907 | 646.4259 | 1928.2907
6476 | 679.7553 | 1955.8764 | 679.7553 | 1955.8764
6477 | 712.7971 | 1932.8501 | 712.7971 | 1932.8501
6478 | 741.4765 | 1933.2536 | 741.4765 | 1933.2536
6479 | 775.129 | 1955.4785 | 775.129 | 1955.4785
6480 | 775.1431 | 1964.7864 | 775.1431 | 1964.7864
6481 | 756.5737 | 1918.052 | 756.5737 | 1918.052
6482 | 747.0535 | 1875.6899 | 747.0535 | 1875.6899
6483 | 745.3532 | 1852.513 | 745.3532 | 1852.513
6484 | 753.7997 | 1845.127 | 753.7997 | 1845.127
6485 | 764.6355 | 1836.9439 | 764.6355 | 1836.9439
6486 | 767.2163 | 1821.0939 | 767.2163 | 1821.0939
6487 | 775.2672 | 1798.5991 | 775.2672 | 1798.5991
6488 | 795.4598 | 1772.1545 | 795.4598 | 1772.1545
6489 | 780.5599 | 1741.4469 | 780.5599 | 1741.4469
6490 | 756.8079 | 1696.5107 | 756.8079 | 1696.5107
6491 | 715.9047 | 1664.0082 | 715.9047 | 1664.0082
6492 | 677.5112 | 1647.849 | 677.5112 | 1647.849
6493 | 653.2227 | 1639.5237 | 653.2227 | 1639.5237
6494 | 639.7383 | 1628.4278 | 639.7383 | 1628.4278
6495 | 632.0833 | 1628.3892 | 632.0833 | 1628.3892
6496 | 629.1047 | 1673.2899 | 629.1047 | 1673.2899
6497 | 630.7315 | 1792.7428 | 630.7315 | 1792.7428
6498 | 632.0727 | 1880.1169 | 632.0727 | 1880.1169
6499 | 651.3058 | 1889.2632 | 651.3058 | 1889.2632
6500 | 690.1253 | 1897.7709 | 690.1253 | 1897.7709
6501 | 729.522 | 1910.5763 | 729.522 | 1910.5763
6502 | 761.8117 | 1910.6892 | 761.8117 | 1910.6892
6503 | 811.5453 | 1906.1373 | 811.5453 | 1906.1373
6504 | 807.4842 | 1886.3924 | 807.4842 | 1886.3924
6505 | 780.8716 | 1824.0663 | 780.8716 | 1824.0663
6506 | 765.8173 | 1717.5946 | 765.8173 | 1717.5946
6507 | 769.1854 | 1604.8383 | 769.1854 | 1604.8383
6508 | 766.9534 | 1515.4267 | 766.9534 | 1515.4267
6509 | 789.554 | 1432.6264 | 789.554 | 1432.6264
6510 | 791.5869 | 1374.1658 | 791.5869 | 1374.1658
6511 | 793.8627 | 1334.1909 | 793.8627 | 1334.1909
6512 | 809.3104 | 1298.4494 | 809.3104 | 1298.4494
6513 | 791.3801 | 1263.7713 | 791.3801 | 1263.7713
6514 | 752.8429 | 1227.1151 | 752.8429 | 1227.1151
6515 | 711.1015 | 1215.0949 | 711.1015 | 1215.0949
6516 | 672.9738 | 1241.1105 | 672.9738 | 1241.1105
6517 | 646.3199 | 1271.8128 | 646.3199 | 1271.8128
6518 | 632.8339 | 1265.6074 | 632.8339 | 1265.6074
6519 | 626.4128 | 1258.6446 | 626.4128 | 1258.6446
6520 | 623.8516 | 1281.7072 | 623.8516 | 1281.7072
6521 | 624.7382 | 1325.5746 | 624.7382 | 1325.5746
6522 | 631.2049 | 1323.6599 | 631.2049 | 1323.6599
6523 | 656.7455 | 1310.1451 | 656.7455 | 1310.1451
6524 | 712.0296 | 1291.0527 | 712.0296 | 1291.0527
6525 | 753.7781 | 1276.2095 | 753.7781 | 1276.2095
6526 | 782.7935 | 1252.6445 | 782.7935 | 1252.6445
6527 | 825.9051 | 1228.3851 | 825.9051 | 1228.3851
6528 | 819.3347 | 1204.7665 | 819.3347 | 1204.7665
6529 | 790.9754 | 1177.8848 | 790.9754 | 1177.8848
6530 | 779.4769 | 1141.2364 | 779.4769 | 1141.2364
6531 | 790.4537 | 1134.3774 | 790.4537 | 1134.3774
6532 | 801.7393 | 1151.9284 | 801.7393 | 1151.9284
6533 | 815.4447 | 1173.137 | 815.4447 | 1173.137
6534 | 811.872 | 1191.1335 | 811.872 | 1191.1335
6535 | 806.1227 | 1199.2408 | 806.1227 | 1199.2408
6536 | 825.3048 | 1204.5122 | 825.3048 | 1204.5122
6537 | 809.6441 | 1208.4742 | 809.6441 | 1208.4742
6538 | 772.5985 | 1200.1444 | 772.5985 | 1200.1444
6539 | 725.852 | 1213.6422 | 725.852 | 1213.6422
6540 | 681.3184 | 784.6641 | 681.3184 | 784.6641
6541 | 652.9259 | 845.6141 | 652.9259 | 845.6141
6542 | 634.0477 | 880.7833 | 634.0477 | 880.7833
6543 | 625.6718 | 885.2304 | 625.6718 | 885.2304
6544 | 621.5286 | 899.0625 | 621.5286 | 899.0625
6545 | 625.0199 | 939.6472 | 625.0199 | 939.6472
6546 | 633.3599 | 943.7627 | 633.3599 | 943.7627
6547 | 669.8644 | 947.5111 | 669.8644 | 947.5111
6548 | 719.2519 | 946.2599 | 719.2519 | 946.2599
6549 | 759.2575 | 941.5928 | 759.2575 | 941.5928
6550 | 797.6561 | 932.8573 | 797.6561 | 932.8573
6551 | 851.552 | 932.2446 | 851.552 | 932.2446
6552 | 842.4033 | 914.5997 | 842.4033 | 914.5997
6553 | 801.3054 | 878.5284 | 801.3054 | 878.5284
6554 | 797.727 | 837.1612 | 797.727 | 837.1612
6555 | 808.3551 | 798.0513 | 808.3551 | 798.0513
6556 | 808.5438 | 774.3642 | 808.5438 | 774.3642
6557 | 828.819 | 753.9483 | 828.819 | 753.9483
6558 | 822.5631 | 731.7019 | 822.5631 | 731.7019
6559 | 818.1764 | 714.0555 | 818.1764 | 714.0555
6560 | 842.0984 | 691.0009 | 842.0984 | 691.0009
6561 | 816.5679 | 670.438 | 816.5679 | 670.438
6562 | 779.3394 | 652.7799 | 779.3394 | 652.7799
6563 | 734.7808 | 655.5753 | 734.7808 | 655.5753
6564 | 691.847 | 672.2225 | 691.847 | 672.2225
6565 | 662.9407 | 693.4681 | 662.9407 | 693.4681
6566 | 645.587 | 713.464 | 645.587 | 713.464
6567 | 635.4636 | 728.0955 | 635.4636 | 728.0955
6568 | 631.7747 | 766.7835 | 631.7747 | 766.7835
6569 | 636.9266 | 832.6668 | 636.9266 | 832.6668
6570 | 641.5305 | 858.509 | 641.5305 | 858.509
6571 | 680.4604 | 884.2498 | 680.4604 | 884.2498
6572 | 746.1002 | 907.6773 | 746.1002 | 907.6773
6573 | 780.6104 | 931.6151 | 780.6104 | 931.6151
6574 | 814.5448 | 949.5065 | 814.5448 | 949.5065
6575 | 859.2506 | 970.0892 | 859.2506 | 970.0892
6576 | 848.9269 | 962.245 | 848.9269 | 962.245
6577 | 807.8256 | 936.5351 | 807.8256 | 936.5351
6578 | 797.9584 | 916.1566 | 797.9584 | 916.1566
6579 | 808.2712 | 902.3749 | 808.2712 | 902.3749
6580 | 810.5134 | 900.2374 | 810.5134 | 900.2374
6581 | 824.5836 | 892.7513 | 824.5836 | 892.7513
6582 | 822.8575 | 877.5601 | 822.8575 | 877.5601
6583 | 815.153 | 870.0391 | 815.153 | 870.0391
6584 | 821.7024 | 860.4751 | 821.7024 | 860.4751
6585 | 809.0048 | 853.0191 | 809.0048 | 853.0191
6586 | 769.8449 | 839.169 | 769.8449 | 839.169
6587 | 719.928 | 833.1971 | 719.928 | 833.1971
6588 | 679.3791 | 851.5564 | 679.3791 | 851.5564
6589 | 649.0358 | 883.3996 | 649.0358 | 883.3996
6590 | 633.7459 | 909.6833 | 633.7459 | 909.6833
6591 | 619.9645 | 927.8572 | 619.9645 | 927.8572
6592 | 615.808 | 966.3976 | 615.808 | 966.3976
6593 | 617.5605 | 1035.2919 | 617.5605 | 1035.2919
6594 | 620.93 | 1054.7873 | 620.93 | 1054.7873
6595 | 658.2672 | 1062.8752 | 658.2672 | 1062.8752
6596 | 717.0669 | 1075.9412 | 717.0669 | 1075.9412
6597 | 748.4553 | 1088.4842 | 748.4553 | 1088.4842
6598 | 785.1551 | 1095.9847 | 785.1551 | 1095.9847
6599 | 836.759 | 1108.3018 | 836.759 | 1108.3018
6600 | 839.9376 | 1098.5978 | 839.9376 | 1098.5978
6601 | 800.9362 | 1071.4119 | 800.9362 | 1071.4119
6602 | 791.1864 | 1032.3768 | 791.1864 | 1032.3768
6603 | 790.4684 | 992.6175 | 790.4684 | 992.6175
6604 | 796.4812 | 972.9451 | 796.4812 | 972.9451
6605 | 810.2576 | 966.4922 | 810.2576 | 966.4922
6606 | 803.3989 | 956.7623 | 803.3989 | 956.7623
6607 | 791.6816 | 951.9866 | 791.6816 | 951.9866
6608 | 799.4498 | 942.5111 | 799.4498 | 942.5111
6609 | 792.5843 | 935.1732 | 792.5843 | 935.1732
6610 | 764.3934 | 923.7438 | 764.3934 | 923.7438
6611 | 714.5355 | 917.5357 | 714.5355 | 917.5357
6612 | 679.1754 | 932.4116 | 679.1754 | 932.4116
6613 | 650.3458 | 957.1701 | 650.3458 | 957.1701
6614 | 633.5922 | 978.8191 | 633.5922 | 978.8191
6615 | 625.9989 | 1004.4025 | 625.9989 | 1004.4025
6616 | 623.4225 | 1072.9942 | 623.4225 | 1072.9942
6617 | 623.4227 | 1157.7113 | 623.4227 | 1157.7113
6618 | 626.3724 | 1179.0074 | 626.3724 | 1179.0074
6619 | 660.8421 | 1187.3905 | 660.8421 | 1187.3905
6620 | 718.5166 | 1197.0617 | 718.5166 | 1197.0617
6621 | 763.5703 | 1207.4793 | 763.5703 | 1207.4793
6622 | 793.0685 | 1207.4817 | 793.0685 | 1207.4817
6623 | 840.6539 | 1207.2823 | 840.6539 | 1207.2823
6624 | 830.0981 | 1160.3241 | 830.0981 | 1160.3241
6625 | 794.999 | 1064.5928 | 794.999 | 1064.5928
6626 | 793.793 | 1003.0339 | 793.793 | 1003.0339
6627 | 794.4356 | 953.2083 | 794.4356 | 953.2083
6628 | 801.0093 | 926.7168 | 801.0093 | 926.7168
6629 | 811.0302 | 905.0611 | 811.0302 | 905.0611
6630 | 805.9755 | 876.7631 | 805.9755 | 876.7631
6631 | 802.4283 | 854.5706 | 802.4283 | 854.5706
6632 | 820.4435 | 830.3352 | 820.4435 | 830.3352
6633 | 812.5138 | 810.8646 | 812.5138 | 810.8646
6634 | 780.8402 | 787.2138 | 780.8402 | 787.2138
6635 | 733.2919 | 767.8989 | 733.2919 | 767.8989
6636 | 692.1898 | 762.3765 | 692.1898 | 762.3765
6637 | 661.7709 | 772.1979 | 661.7709 | 772.1979
6638 | 643.6188 | 785.3156 | 643.6188 | 785.3156
6639 | 634.5119 | 797.497 | 634.5119 | 797.497
6640 | 632.3393 | 870.2805 | 632.3393 | 870.2805
6641 | 632.6835 | 948.1785 | 632.6835 | 948.1785
6642 | 631.5448 | 944.5597 | 631.5448 | 944.5597
6643 | 656.1851 | 955.0977 | 656.1851 | 955.0977
6644 | 700.5835 | 966.5697 | 700.5835 | 966.5697
6645 | 733.6928 | 978.9356 | 733.6928 | 978.9356
6646 | 761.3489 | 986.1999 | 761.3489 | 986.1999
6647 | 807.7363 | 1002.4727 | 807.7363 | 1002.4727
6648 | 802.3302 | 997.4623 | 802.3302 | 997.4623
6649 | 766.3361 | 976.0919 | 766.3361 | 976.0919
6650 | 762.2334 | 949.1895 | 762.2334 | 949.1895
6651 | 768.1119 | 921.6514 | 768.1119 | 921.6514
6652 | 766.7733 | 908.2669 | 766.7733 | 908.2669
6653 | 772.6398 | 892.5741 | 772.6398 | 892.5741
6654 | 780.795 | 874.7262 | 780.795 | 874.7262
6655 | 774.918 | 865.5521 | 774.918 | 865.5521
6656 | 795.6757 | 854.3054 | 795.6757 | 854.3054
6657 | 796.3817 | 845.5506 | 796.3817 | 845.5506
6658 | 763.4612 | 831.1396 | 763.4612 | 831.1396
6659 | 725.0027 | 824.4001 | 725.0027 | 824.4001
6660 | 693.1831 | 846.1542 | 693.1831 | 846.1542
6661 | 664.1858 | 896.9198 | 664.1858 | 896.9198
6662 | 648.696 | 939.9708 | 648.696 | 939.9708
6663 | 639.3114 | 965.2 | 639.3114 | 965.2
6664 | 634.5351 | 993.3788 | 634.5351 | 993.3788
6665 | 632.0564 | 1042.2882 | 632.0564 | 1042.2882
6666 | 624.8437 | 1049.5918 | 624.8437 | 1049.5918
6667 | 647.9193 | 1045.2222 | 647.9193 | 1045.2222
6668 | 680.3367 | 1041.5209 | 680.3367 | 1041.5209
6669 | 720.4388 | 1040.839 | 720.4388 | 1040.839
6670 | 754.8265 | 1037.6827 | 754.8265 | 1037.6827
6671 | 798.0365 | 1046.1917 | 798.0365 | 1046.1917
6672 | 789.1514 | 1033.8014 | 789.1514 | 1033.8014
6673 | 761.2946 | 1004.7853 | 761.2946 | 1004.7853
6674 | 758.7649 | 980.215 | 758.7649 | 980.215
6675 | 762.7411 | 966.9941 | 762.7411 | 966.9941
6676 | 771.248 | 975.5724 | 771.248 | 975.5724
6677 | 779.2681 | 982.492 | 779.2681 | 982.492
6678 | 777.9396 | 975.6255 | 777.9396 | 975.6255
6679 | 770.0598 | 972.9458 | 770.0598 | 972.9458
6680 | 800.6092 | 967.3374 | 800.6092 | 967.3374
6681 | 788.3311 | 962.3021 | 788.3311 | 962.3021
6682 | 761.977 | 950.8726 | 761.977 | 950.8726
6683 | 719.5444 | 948.1184 | 719.5444 | 948.1184
6684 | 681.8631 | 976.7211 | 681.8631 | 976.7211
6685 | 653.2619 | 1064.1505 | 653.2619 | 1064.1505
6686 | 637.2723 | 1150.832 | 637.2723 | 1150.832
6687 | 629.5835 | 1204.6366 | 629.5835 | 1204.6366
6688 | 626.549 | 1261.6859 | 626.549 | 1261.6859
6689 | 624.8397 | 1335.6872 | 624.8397 | 1335.6872
6690 | 616.6583 | 1359.8763 | 616.6583 | 1359.8763
6691 | 652.0411 | 1354.7983 | 652.0411 | 1354.7983
6692 | 704.5634 | 1330.6101 | 704.5634 | 1330.6101
6693 | 740.5278 | 1288.1574 | 740.5278 | 1288.1574
6694 | 776.6844 | 1272.1304 | 776.6844 | 1272.1304
6695 | 826.5215 | 1273.5546 | 826.5215 | 1273.5546
6696 | 827.4942 | 1236.8399 | 827.4942 | 1236.8399
6697 | 786.2781 | 1162.9534 | 786.2781 | 1162.9534
6698 | 777.9283 | 1100.9812 | 777.9283 | 1100.9812
6699 | 783.3937 | 1042.4472 | 783.3937 | 1042.4472
6700 | 786.1696 | 1003.3507 | 786.1696 | 1003.3507
6701 | 804.7755 | 967.9091 | 804.7755 | 967.9091
6702 | 808.0085 | 929.1906 | 808.0085 | 929.1906
6703 | 786.3798 | 902.0388 | 786.3798 | 902.0388
6704 | 807.2244 | 882.1132 | 807.2244 | 882.1132
6705 | 802.3427 | 873.1222 | 802.3427 | 873.1222
6706 | 767.4139 | 864.9104 | 767.4139 | 864.9104
6707 | 719.5815 | 865.1967 | 719.5815 | 865.1967
6708 | 674.3373 | 876.6779 | 674.3373 | 876.6779
6709 | 649.8557 | 893.6431 | 649.8557 | 893.6431
6710 | 636.9237 | 909.1815 | 636.9237 | 909.1815
6711 | 627.0514 | 916.8463 | 627.0514 | 916.8463
6712 | 624.6007 | 947.2096 | 624.6007 | 947.2096
6713 | 626.0107 | 1008.7535 | 626.0107 | 1008.7535
6714 | 624.9987 | 1029.164 | 624.9987 | 1029.164
6715 | 667.8369 | 1044.4842 | 667.8369 | 1044.4842
6716 | 739.6345 | 1056.6351 | 739.6345 | 1056.6351
6717 | 784.4538 | 1068.5287 | 784.4538 | 1068.5287
6718 | 812.2182 | 1074.8189 | 812.2182 | 1074.8189
6719 | 862.7837 | 1085.5419 | 862.7837 | 1085.5419
6720 | 849.8135 | 1079.4393 | 849.8135 | 1079.4393
6721 | 803.5338 | 1066.9839 | 803.5338 | 1066.9839
6722 | 799.7738 | 1049.3508 | 799.7738 | 1049.3508
6723 | 803.5354 | 1030.0193 | 803.5354 | 1030.0193
6724 | 809.9972 | 1020.4428 | 809.9972 | 1020.4428
6725 | 832.7298 | 1001.8276 | 832.7298 | 1001.8276
6726 | 838.9294 | 973.6772 | 838.9294 | 973.6772
6727 | 801.3629 | 949.684 | 801.3629 | 949.684
6728 | 826.0683 | 927.0131 | 826.0683 | 927.0131
6729 | 818.5752 | 910.7897 | 818.5752 | 910.7897
6730 | 777.5873 | 895.316 | 777.5873 | 895.316
6731 | 726.4795 | 894.451 | 726.4795 | 894.451
6732 | 681.735 | 913.017 | 681.735 | 913.017
6733 | 649.0418 | 945.0078 | 649.0418 | 945.0078
6734 | 634.747 | 980.7674 | 634.747 | 980.7674
6735 | 627.3185 | 1015.7972 | 627.3185 | 1015.7972
6736 | 625.5608 | 1071.8134 | 625.5608 | 1071.8134
6737 | 623.134 | 1149.6523 | 623.134 | 1149.6523
6738 | 627.8442 | 1181.1624 | 627.8442 | 1181.1624
6739 | 669.5067 | 1201.0287 | 669.5067 | 1201.0287
6740 | 736.8688 | 1212.3235 | 736.8688 | 1212.3235
6741 | 789.7478 | 1217.7522 | 789.7478 | 1217.7522
6742 | 813.6798 | 1212.1753 | 813.6798 | 1212.1753
6743 | 865.8883 | 1213.511 | 865.8883 | 1213.511
6744 | 846.7416 | 1182.6117 | 846.7416 | 1182.6117
6745 | 798.3496 | 1126.6733 | 798.3496 | 1126.6733
6746 | 794.4308 | 1072.7306 | 794.4308 | 1072.7306
6747 | 796.819 | 1025.3551 | 796.819 | 1025.3551
6748 | 798.0366 | 996.0002 | 798.0366 | 996.0002
6749 | 811.3287 | 960.7358 | 811.3287 | 960.7358
6750 | 809.5674 | 918.2682 | 809.5674 | 918.2682
6751 | 785.852 | 888.1939 | 785.852 | 888.1939
6752 | 805.8038 | 852.7408 | 805.8038 | 852.7408
6753 | 801.4126 | 825.9788 | 801.4126 | 825.9788
6754 | 765.3216 | 799.4056 | 765.3216 | 799.4056
6755 | 714.7295 | 790.7178 | 714.7295 | 790.7178
6756 | 667.8424 | 811.7634 | 667.8424 | 811.7634
6757 | 639.5871 | 875.4588 | 639.5871 | 875.4588
6758 | 624.0974 | 951.8083 | 624.0974 | 951.8083
6759 | 618.0928 | 1015.5906 | 618.0928 | 1015.5906
6760 | 615.3774 | 1096.1674 | 615.3774 | 1096.1674
6761 | 612.056 | 1198.0651 | 612.056 | 1198.0651
6762 | 613.3983 | 1241.3241 | 613.3983 | 1241.3241
6763 | 658.0816 | 1252.1868 | 658.0816 | 1252.1868
6764 | 721.0718 | 1245.9763 | 721.0718 | 1245.9763
6765 | 765.0449 | 1258.0175 | 765.0449 | 1258.0175
6766 | 796.902 | 1273.6064 | 796.902 | 1273.6064
6767 | 842.7928 | 1293.2445 | 842.7928 | 1293.2445
6768 | 835.112 | 1260.5739 | 835.112 | 1260.5739
6769 | 789.5372 | 1194.2741 | 789.5372 | 1194.2741
6770 | 779.0206 | 1115.6232 | 779.0206 | 1115.6232
6771 | 778.9134 | 1032.499 | 778.9134 | 1032.499
6772 | 788.066 | 979.6462 | 788.066 | 979.6462
6773 | 804.2112 | 929.2675 | 804.2112 | 929.2675
6774 | 798.3129 | 882.8147 | 798.3129 | 882.8147
6775 | 777.3965 | 846.7774 | 777.3965 | 846.7774
6776 | 793.7427 | 814.7191 | 793.7427 | 814.7191
6777 | 796.6186 | 793.0345 | 796.6186 | 793.0345
6778 | 767.6054 | 773.4575 | 767.6054 | 773.4575
6779 | 718.8291 | 776.932 | 718.8291 | 776.932
6780 | 671.6547 | 862.3016 | 671.6547 | 862.3016
6781 | 643.1701 | 973.2289 | 643.1701 | 973.2289
6782 | 626.4236 | 1031.778 | 626.4236 | 1031.778
6783 | 618.9065 | 1050.6899 | 618.9065 | 1050.6899
6784 | 614.8709 | 1078.8392 | 614.8709 | 1078.8392
6785 | 609.1101 | 1126.2725 | 609.1101 | 1126.2725
6786 | 607.3349 | 1105.9455 | 607.3349 | 1105.9455
6787 | 645.8762 | 1089.3546 | 645.8762 | 1089.3546
6788 | 700.7209 | 1097.3432 | 700.7209 | 1097.3432
6789 | 741.5489 | 1106.9638 | 741.5489 | 1106.9638
6790 | 772.693 | 1111.276 | 772.693 | 1111.276
6791 | 816.5188 | 1120.9363 | 816.5188 | 1120.9363
6792 | 821.2117 | 1091.1883 | 821.2117 | 1091.1883
6793 | 775.8517 | 1013.1395 | 775.8517 | 1013.1395
6794 | 767.8046 | 921.3522 | 767.8046 | 921.3522
6795 | 777.098 | 837.4605 | 777.098 | 837.4605
6796 | 780.0066 | 790.246 | 780.0066 | 790.246
6797 | 792.338 | 739.5721 | 792.338 | 739.5721
6798 | 786.2505 | 706.2557 | 786.2505 | 706.2557
6799 | 770.7159 | 688.0189 | 770.7159 | 688.0189
6800 | 780.4889 | 668.3885 | 780.4889 | 668.3885
6801 | 787.5722 | 650.512 | 787.5722 | 650.512
6802 | 764.1204 | 626.7727 | 764.1204 | 626.7727
6803 | 721.4844 | 615.5167 | 721.4844 | 615.5167
6804 | 676.3 | 657.2558 | 676.3 | 657.2558
6805 | 649.0373 | 739.844 | 649.0373 | 739.844
6806 | 630.7968 | 814.2157 | 630.7968 | 814.2157
6807 | 621.0294 | 874.6917 | 621.0294 | 874.6917
6808 | 618.5217 | 915.387 | 618.5217 | 915.387
6809 | 613.2568 | 950.9828 | 613.2568 | 950.9828
6810 | 602.5507 | 917.0766 | 602.5507 | 917.0766
6811 | 631.5726 | 905.7994 | 631.5726 | 905.7994
6812 | 682.2857 | 922.762 | 682.2857 | 922.762
6813 | 724.0075 | 945.1647 | 724.0075 | 945.1647
6814 | 749.4287 | 967.8975 | 749.4287 | 967.8975
6815 | 792.2612 | 988.8049 | 792.2612 | 988.8049
6816 | 786.3925 | 952.592 | 786.3925 | 952.592
6817 | 758.0026 | 895.4433 | 758.0026 | 895.4433
6818 | 755.3449 | 840.5855 | 755.3449 | 840.5855
6819 | 759.949 | 779.5127 | 759.949 | 779.5127
6820 | 760.1299 | 735.2798 | 760.1299 | 735.2798
6821 | 771.6283 | 701.816 | 771.6283 | 701.816
6822 | 770.446 | 667.1417 | 770.446 | 667.1417
6823 | 753.6852 | 647.6651 | 753.6852 | 647.6651
6824 | 770.4474 | 632.7874 | 770.4474 | 632.7874
6825 | 774.9627 | 622.9994 | 774.9627 | 622.9994
6826 | 750.345 | 609.2084 | 750.345 | 609.2084
6827 | 709.2294 | 610.7345 | 709.2294 | 610.7345
6828 | 666.1228 | 665.4034 | 666.1228 | 665.4034
6829 | 636.6743 | 745.807 | 636.6743 | 745.807
6830 | 621.4028 | 797.1531 | 621.4028 | 797.1531
6831 | 608.2083 | 829.6738 | 608.2083 | 829.6738
6832 | 608.2076 | 883.0036 | 608.2076 | 883.0036
6833 | 596.1413 | 970.2889 | 596.1413 | 970.2889
6834 | 588.1866 | 1010.2122 | 588.1866 | 1010.2122
6835 | 615.5611 | 1007.171 | 615.5611 | 1007.171
6836 | 666.4339 | 985.2263 | 666.4339 | 985.2263
6837 | 699.5282 | 980.7954 | 699.5282 | 980.7954
6838 | 726.4182 | 994.9968 | 726.4182 | 994.9968
6839 | 782.0544 | 1022.0149 | 782.0544 | 1022.0149
6840 | 776.8247 | 1013.5507 | 776.8247 | 1013.5507
6841 | 749.0865 | 947.0738 | 749.0865 | 947.0738
6842 | 746.4003 | 841.1759 | 746.4003 | 841.1759
6843 | 743.9218 | 765.6679 | 743.9218 | 765.6679
6844 | 754.1055 | 704.9037 | 754.1055 | 704.9037
6845 | 761.8566 | 667.7795 | 761.8566 | 667.7795
6846 | 756.2225 | 636.7066 | 756.2225 | 636.7066
6847 | 740.35 | 618.3517 | 740.35 | 618.3517
6848 | 757.496 | 601.5848 | 757.496 | 601.5848
6849 | 758.9673 | 586.129 | 758.9673 | 586.129
6850 | 730.3794 | 566.0501 | 730.3794 | 566.0501
6851 | 686.2948 | 550.9565 | 686.2948 | 550.9565
6852 | 645.3414 | 549.1537 | 645.3414 | 549.1537
6853 | 619.4239 | 567.034 | 619.4239 | 567.034
6854 | 602.7803 | 591.0742 | 602.7803 | 591.0742
6855 | 598.6312 | 600.8053 | 598.6312 | 600.8053
6856 | 599.5225 | 636.807 | 599.5225 | 636.807
6857 | 590.2875 | 701.7752 | 590.2875 | 701.7752
6858 | 585.508 | 721.861 | 585.508 | 721.861
6859 | 616.5202 | 736.4728 | 616.5202 | 736.4728
6860 | 670.4837 | 742.3064 | 670.4837 | 742.3064
6861 | 711.7789 | 746.6133 | 711.7789 | 746.6133
6862 | 741.7823 | 752.2245 | 741.7823 | 752.2245
6863 | 793.2511 | 764.6006 | 793.2511 | 764.6006
6864 | 784.943 | 735.9448 | 784.943 | 735.9448
6865 | 751.673 | 683.6965 | 751.673 | 683.6965
6866 | 747.5937 | 624.8535 | 747.5937 | 624.8535
6867 | 747.8442 | 596.1937 | 747.8442 | 596.1937
6868 | 765.379 | 609.7018 | 765.379 | 609.7018
6869 | 771.5571 | 617.4184 | 771.5571 | 617.4184
6870 | 766.8328 | 612.6183 | 766.8328 | 612.6183
6871 | 751.3257 | 608.7577 | 751.3257 | 608.7577
6872 | 775.1986 | 596.9797 | 775.1986 | 596.9797
6873 | 781.6549 | 585.2138 | 781.6549 | 585.2138
6874 | 757.1923 | 567.29 | 757.1923 | 567.29
6875 | 701.5196 | 552.2554 | 701.5196 | 552.2554
6876 | 656.6625 | 545.198 | 656.6625 | 545.198
6877 | 627.4517 | 562.0156 | 627.4517 | 562.0156
6878 | 613.6483 | 589.3325 | 613.6483 | 589.3325
6879 | 607.5957 | 602.1928 | 607.5957 | 602.1928
6880 | 604.939 | 637.1907 | 604.939 | 637.1907
6881 | 595.5603 | 708.0039 | 595.5603 | 708.0039
6882 | 598.6458 | 728.7687 | 598.6458 | 728.7687
6883 | 644.9875 | 740.3104 | 644.9875 | 740.3104
6884 | 712.6801 | 747.0591 | 712.6801 | 747.0591
6885 | 754.617 | 753.2553 | 754.617 | 753.2553
6886 | 781.7147 | 757.8923 | 781.7147 | 757.8923
6887 | 841.5731 | 770.4751 | 841.5731 | 770.4751
6888 | 831.8701 | 745.5093 | 831.8701 | 745.5093
6889 | 786.3218 | 685.261 | 786.3218 | 685.261
6890 | 780.2226 | 622.1671 | 780.2226 | 622.1671
6891 | 787.0809 | 596.8431 | 787.0809 | 596.8431
6892 | 789.325 | 611.0302 | 789.325 | 611.0302
6893 | 810.4814 | 618.7763 | 810.4814 | 618.7763
6894 | 806.5168 | 613.7105 | 806.5168 | 613.7105
6895 | 778.375 | 609.0234 | 778.375 | 609.0234
6896 | 789.1972 | 596.9502 | 789.1972 | 596.9502
6897 | 795.1464 | 584.8006 | 795.1464 | 584.8006
6898 | 759.1816 | 566.9062 | 759.1816 | 566.9062
6899 | 710.5175 | 552.0192 | 710.5175 | 552.0192
6900 | 667.0787 | 545.0209 | 667.0787 | 545.0209
6901 | 635.0052 | 546.8719 | 635.0052 | 546.8719
6902 | 616.8969 | 558.6022 | 616.8969 | 558.6022
6903 | 609.4648 | 566.4146 | 609.4648 | 566.4146
6904 | 607.0128 | 598.49 | 607.0128 | 598.49
6905 | 599.095 | 656.3144 | 599.095 | 656.3144
6906 | 601.1948 | 666.1568 | 601.1948 | 666.1568
6907 | 647.3551 | 663.3222 | 647.3551 | 663.3222
6908 | 714.519 | 653.9235 | 714.519 | 653.9235
6909 | 756.1513 | 646.0978 | 756.1513 | 646.0978
6910 | 783.7025 | 631.6059 | 783.7025 | 631.6059
6911 | 833.7045 | 635.4802 | 833.7045 | 635.4802
6912 | 831.4348 | 616.0642 | 831.4348 | 616.0642
6913 | 787.6891 | 594.1033 | 787.6891 | 594.1033
6914 | 784.0497 | 592.2044 | 784.0497 | 592.2044
6915 | 783.7629 | 595.2785 | 783.7629 | 595.2785
6916 | 792.6879 | 610.3217 | 792.6879 | 610.3217
6917 | 808.6377 | 618.1269 | 808.6377 | 618.1269
6918 | 809.6692 | 612.8249 | 809.6692 | 612.8249
6919 | 771.6038 | 607.4589 | 771.6038 | 607.4589
6920 | 777.4019 | 595.179 | 777.4019 | 595.179
6921 | 790.9654 | 583.8264 | 790.9654 | 583.8264
6922 | 762.6257 | 567.2309 | 762.6257 | 567.2309
6923 | 715.0306 | 554.7056 | 715.0306 | 554.7056
6924 | 671.6798 | 549.9802 | 671.6798 | 549.9802
6925 | 638.6561 | 552.6873 | 638.6561 | 552.6873
6926 | 622.8521 | 556.6834 | 622.8521 | 556.6834
6927 | 615.0731 | 557.2338 | 615.0731 | 557.2338
6928 | 612.3678 | 585.4422 | 612.3678 | 585.4422
6929 | 602.78 | 636.4179 | 602.78 | 636.4179
6930 | 605.0787 | 640.4154 | 605.0787 | 640.4154
6931 | 650.4436 | 638.1712 | 650.4436 | 638.1712
6932 | 718.7854 | 633.2005 | 718.7854 | 633.2005
6933 | 758.3259 | 633.788 | 758.3259 | 633.788
6934 | 787.2807 | 633.9675 | 787.2807 | 633.9675
6935 | 841.3819 | 640.4986 | 841.3819 | 640.4986
6936 | 834.6976 | 631.1784 | 834.6976 | 631.1784
6937 | 786.4109 | 623.2396 | 786.4109 | 623.2396
6938 | 775.8043 | 619.3627 | 775.8043 | 619.3627
6939 | 789.9747 | 614.3484 | 789.9747 | 614.3484
6940 | 791.5647 | 621.5983 | 791.5647 | 621.5983
6941 | 804.5555 | 622.9091 | 804.5555 | 622.9091
6942 | 807.0426 | 610.729 | 807.0426 | 610.729
6943 | 770.5213 | 599.3999 | 770.5213 | 599.3999
6944 | 787.5735 | 580.5371 | 787.5735 | 580.5371
6945 | 792.8361 | 562.1292 | 792.8361 | 562.1292
6946 | 764.8116 | 537.9766 | 764.8116 | 537.9766
6947 | 721.8462 | 522.824 | 721.8462 | 522.824
6948 | 675.5339 | 526.1871 | 675.5339 | 526.1871
6949 | 644.2571 | 559.1522 | 644.2571 | 559.1522
6950 | 626.9024 | 606.8673 | 626.9024 | 606.8673
6951 | 616.3614 | 641.0706 | 616.3614 | 641.0706
6952 | 613.8211 | 691.2123 | 613.8211 | 691.2123
6953 | 595.5757 | 762.911 | 595.5757 | 762.911
6954 | 596.6937 | 784.0891 | 596.6937 | 784.0891
6955 | 626.9283 | 799.7046 | 626.9283 | 799.7046
6956 | 675.8496 | 823.3092 | 675.8496 | 823.3092
6957 | 713.3147 | 855.4535 | 713.3147 | 855.4535
6958 | 736.6352 | 861.6551 | 736.6352 | 861.6551
6959 | 787.8413 | 808.7035 | 787.8413 | 808.7035
6960 | 791.2353 | 704.6241 | 791.2353 | 704.6241
6961 | 753.6044 | 616.1843 | 753.6044 | 616.1843
6962 | 745.1049 | 572.3669 | 745.1049 | 572.3669
6963 | 748.6137 | 553.3306 | 748.6137 | 553.3306
6964 | 752.7766 | 549.2153 | 752.7766 | 549.2153
6965 | 774.4346 | 544.4155 | 774.4346 | 544.4155
6966 | 762.1423 | 530.9956 | 762.1423 | 530.9956
6967 | 745.2942 | 508.0946 | 745.2942 | 508.0946
6968 | 752.2541 | 480.4939 | 752.2541 | 480.4939
6969 | 766.3946 | 474.6615 | 766.3946 | 474.6615
6970 | 743.7673 | 479.7042 | 743.7673 | 479.7042
6971 | 698.999 | 478.0717 | 698.999 | 478.0717
6972 | 660.482 | 501.8922 | 660.482 | 501.8922
6973 | 632.6224 | 554.9603 | 632.6224 | 554.9603
6974 | 617.6648 | 610.7935 | 617.6648 | 610.7935
6975 | 608.6957 | 656.8638 | 608.6957 | 656.8638
6976 | 607.6498 | 724.3928 | 607.6498 | 724.3928
6977 | 589.0447 | 804.5637 | 589.0447 | 804.5637
6978 | 589.7051 | 833.9484 | 589.7051 | 833.9484
6979 | 620.9596 | 845.0473 | 620.9596 | 845.0473
6980 | 665.2189 | 844.7702 | 665.2189 | 844.7702
6981 | 704.9562 | 850.7303 | 704.9562 | 850.7303
6982 | 734.1526 | 854.836 | 734.1526 | 854.836
6983 | 793.1147 | 856.2897 | 793.1147 | 856.2897
6984 | 794.6677 | 807.6784 | 794.6677 | 807.6784
6985 | 761.0801 | 752.1828 | 761.0801 | 752.1828
6986 | 745.5448 | 696.0852 | 745.5448 | 696.0852
6987 | 752.0816 | 635.7504 | 752.0816 | 635.7504
6988 | 760.3246 | 586.2629 | 760.3246 | 586.2629
6989 | 772.4185 | 533.5816 | 772.4185 | 533.5816
6990 | 759.4095 | 481.3725 | 759.4095 | 481.3725
6991 | 742.4071 | 455.549 | 742.4071 | 455.549
6992 | 756.1 | 446.1326 | 756.1 | 446.1326
6993 | 768.7332 | 447.8869 | 768.7332 | 447.8869
6994 | 746.3733 | 441.1806 | 746.3733 | 441.1806
6995 | 708.1566 | 440.7584 | 708.1566 | 440.7584
6996 | 668.2634 | 441.7895 | 668.2634 | 441.7895
6997 | 637.8591 | 452.2013 | 637.8591 | 452.2013
6998 | 620.8104 | 443.179 | 620.8104 | 443.179
6999 | 614.5896 | 436.4086 | 614.5896 | 436.4086
7000 | 608.6675 | 459.3033 | 608.6675 | 459.3033
7001 | 591.249 | 510.4857 | 591.249 | 510.4857
7002 | 592.7848 | 520.8594 | 592.7848 | 520.8594
7003 | 623.4109 | 527.855 | 623.4109 | 527.855
7004 | 671.9999 | 548.8619 | 671.9999 | 548.8619
7005 | 708.4038 | 608.9026 | 708.4038 | 608.9026
7006 | 740.0852 | 682.5573 | 740.0852 | 682.5573
7007 | 782.4336 | 738.8887 | 782.4336 | 738.8887
7008 | 778.4901 | 744.8894 | 778.4901 | 744.8894
7009 | 762.3663 | 731.1941 | 762.3663 | 731.1941
7010 | 747.01 | 716.7787 | 747.01 | 716.7787
7011 | 751.5272 | 709.6389 | 751.5272 | 709.6389
7012 | 760.2033 | 721.4349 | 760.2033 | 721.4349
7013 | 772.2603 | 725.9043 | 772.2603 | 725.9043
7014 | 767.6724 | 719.953 | 767.6724 | 719.953
7015 | 742.7692 | 718.6311 | 742.7692 | 718.6311
7016 | 755.3715 | 713.8198 | 755.3715 | 713.8198
7017 | 766.0912 | 710.1424 | 766.0912 | 710.1424
7018 | 744.7353 | 701.0745 | 744.7353 | 701.0745
7019 | 699.0964 | 702.9844 | 699.0964 | 702.9844
7020 | 661.8917 | 720.6352 | 661.8917 | 720.6352
7021 | 629.4315 | 749.497 | 629.4315 | 749.497
7022 | 614.8296 | 782.0684 | 614.8296 | 782.0684
7023 | 608.1401 | 809.305 | 608.1401 | 809.305
7024 | 604.0364 | 859.8009 | 604.0364 | 859.8009
7025 | 589.3917 | 936.8428 | 589.3917 | 936.8428
7026 | 590.4391 | 962.3308 | 590.4391 | 962.3308
7027 | 624.0928 | 974.7285 | 624.0928 | 974.7285
7028 | 678.0495 | 980.5621 | 678.0495 | 980.5621
7029 | 710.5494 | 983.6883 | 710.5494 | 983.6883
7030 | 745.2961 | 982.4213 | 745.2961 | 982.4213
7031 | 792.7566 | 978.9747 | 792.7566 | 978.9747
7032 | 784.4846 | 933.3154 | 784.4846 | 933.3154
7033 | 757.8596 | 874.1004 | 757.8596 | 874.1004
7034 | 745.056 | 812.0101 | 745.056 | 812.0101
7035 | 746.2755 | 749.55 | 746.2755 | 749.55
7036 | 753.2388 | 701.3908 | 753.2388 | 701.3908
7037 | 770.6225 | 652.9604 | 770.6225 | 652.9604
7038 | 765.0961 | 600.3085 | 765.0961 | 600.3085
7039 | 741.1016 | 560.7287 | 741.1016 | 560.7287
7040 | 746.3638 | 527.283 | 746.3638 | 527.283
7041 | 771.9608 | 516.5208 | 771.9608 | 516.5208
7042 | 746.343 | 520.0285 | 746.343 | 520.0285
7043 | 696.3292 | 538.0858 | 696.3292 | 538.0858
7044 | 653.4132 | 586.7917 | 653.4132 | 586.7917
7045 | 626.5012 | 661.4094 | 626.5012 | 661.4094
7046 | 611.6713 | 701.5084 | 611.6713 | 701.5084
7047 | 605.6676 | 729.0106 | 605.6676 | 729.0106
7048 | 600.1344 | 768.1414 | 600.1344 | 768.1414
7049 | 590.152 | 826.9694 | 590.152 | 826.9694
7050 | 593.5127 | 834.3321 | 593.5127 | 834.3321
7051 | 642.3594 | 832.1175 | 642.3594 | 832.1175
7052 | 703.7862 | 828.0619 | 703.7862 | 828.0619
7053 | 758.433 | 829.594 | 758.433 | 829.594
7054 | 784.7357 | 826.4377 | 784.7357 | 826.4377
7055 | 845.2421 | 807.8474 | 845.2421 | 807.8474
7056 | 833.8124 | 729.7456 | 833.8124 | 729.7456
7057 | 786.8165 | 639.8593 | 786.8165 | 639.8593
7058 | 777.1968 | 525.2826 | 777.1968 | 525.2826
7059 | 780.8637 | 466.4829 | 780.8637 | 466.4829
7060 | 788.7492 | 441.1722 | 788.7492 | 441.1722
7061 | 806.2101 | 415.7379 | 806.2101 | 415.7379
7062 | 806.8664 | 383.927 | 806.8664 | 383.927
7063 | 772.159 | 361.5574 | 772.159 | 361.5574
7064 | 767.2329 | 341.5728 | 767.2329 | 341.5728
7065 | 777.6751 | 334.0283 | 777.6751 | 334.0283
7066 | 758.8041 | 335.6172 | 758.8041 | 335.6172
7067 | 693.1867 | 369.8219 | 693.1867 | 369.8219
7068 | 651.9679 | 492.4458 | 651.9679 | 492.4458
7069 | 616.4987 | 590.6205 | 616.4987 | 590.6205
7070 | 599.3661 | 598.8379 | 599.3661 | 598.8379
7071 | 591.8522 | 602.488 | 591.8522 | 602.488
7072 | 588.7975 | 635.2719 | 588.7975 | 635.2719
7073 | 573.2125 | 696.4616 | 573.2125 | 696.4616
7074 | 580.4542 | 711.9718 | 580.4542 | 711.9718
7075 | 626.7746 | 717.1372 | 626.7746 | 717.1372
7076 | 700.1924 | 713.1111 | 700.1924 | 713.1111
7077 | 739.5027 | 710.5104 | 739.5027 | 710.5104
7078 | 766.9304 | 701.9815 | 766.9304 | 701.9815
7079 | 819.545 | 678.3728 | 819.545 | 678.3728
7080 | 813.6445 | 614.2634 | 813.6445 | 614.2634
7081 | 764.901 | 537.6021 | 764.901 | 537.6021
7082 | 756.9948 | 463.4087 | 756.9948 | 463.4087
7083 | 764.0397 | 397.9375 | 764.0397 | 397.9375
7084 | 772.3294 | 380.4791 | 772.3294 | 380.4791
7085 | 787.8056 | 375.9745 | 787.8056 | 375.9745
7086 | 782.0325 | 355.2041 | 782.0325 | 355.2041
7087 | 752.6503 | 334.7533 | 752.6503 | 334.7533
7088 | 754.9276 | 316.4218 | 754.9276 | 316.4218
7089 | 774.4589 | 320.5377 | 774.4589 | 320.5377
7090 | 750.7404 | 348.0156 | 750.7404 | 348.0156
7091 | 697.1442 | 375.3422 | 697.1442 | 375.3422
7092 | 650.1381 | 388.6831 | 650.1381 | 388.6831
7093 | 612.5261 | 406.7405 | 612.5261 | 406.7405
7094 | 596.0664 | 412.9211 | 596.0664 | 412.9211
7095 | 590.6393 | 418.1652 | 590.6393 | 418.1652
7096 | 587.3597 | 454.1078 | 587.3597 | 454.1078
7097 | 575.0073 | 512.0207 | 575.0073 | 512.0207
7098 | 586.7548 | 525.9369 | 586.7548 | 525.9369
7099 | 636.6474 | 529.0063 | 636.6474 | 529.0063
7100 | 700.9294 | 522.4415 | 700.9294 | 522.4415
7101 | 739.2043 | 515.59 | 739.2043 | 515.59
7102 | 776.1031 | 504.3452 | 776.1031 | 504.3452
7103 | 825.0366 | 500.6625 | 825.0366 | 500.6625
7104 | 817.8762 | 476.966 | 817.8762 | 476.966
7105 | 765.8776 | 449.4259 | 765.8776 | 449.4259
7106 | 760.7706 | 420.5161 | 760.7706 | 420.5161
7107 | 762.9224 | 386.8675 | 762.9224 | 386.8675
7108 | 757.3579 | 360.9074 | 757.3579 | 360.9074
7109 | 778.6963 | 329.8052 | 778.6963 | 329.8052
7110 | 768.5972 | 278.954 | 768.5972 | 278.954
7111 | 736.7281 | 246.9904 | 736.7281 | 246.9904
7112 | 734.2826 | 218.4745 | 734.2826 | 218.4745
7113 | 757.5714 | 223.8007 | 757.5714 | 223.8007
7114 | 736.5724 | 232.002 | 736.5724 | 232.002
7115 | 684.0533 | 253.897 | 684.0533 | 253.897
7116 | 642.4699 | 295.3409 | 642.4699 | 295.3409
7117 | 612.7661 | 339.2283 | 612.7661 | 339.2283
7118 | 597.1636 | 378.6779 | 597.1636 | 378.6779
7119 | 590.8343 | 417.6929 | 590.8343 | 417.6929
7120 | 582.5226 | 483.244 | 582.5226 | 483.244
7121 | 565.2838 | 566.7508 | 565.2838 | 566.7508
7122 | 575.4027 | 601.1833 | 575.4027 | 601.1833
7123 | 615.6533 | 630.9093 | 615.6533 | 630.9093
7124 | 670.7657 | 663.8127 | 670.7657 | 663.8127
7125 | 705.8788 | 698.1415 | 705.8788 | 698.1415
7126 | 740.7215 | 723.0292 | 740.7215 | 723.0292
7127 | 791.7052 | 745.0289 | 791.7052 | 745.0289
7128 | 792.6804 | 746.7491 | 792.6804 | 746.7491
7129 | 758.463 | 747.1349 | 758.463 | 747.1349
7130 | 741.7859 | 744.4389 | 741.7859 | 744.4389
7131 | 742.9903 | 725.4026 | 742.9903 | 725.4026
7132 | 745.0398 | 706.7044 | 745.0398 | 706.7044
7133 | 760.699 | 679.0856 | 760.699 | 679.0856
7134 | 757.6889 | 640.928 | 757.6889 | 640.928
7135 | 729.5139 | 614.5141 | 729.5139 | 614.5141
7136 | 730.7279 | 595.12 | 730.7279 | 595.12
7137 | 749.5219 | 597.2875 | 749.5219 | 597.2875
7138 | 724.2119 | 605.6364 | 724.2119 | 605.6364
7139 | 679.0653 | 626.6162 | 679.0653 | 626.6162
7140 | 638.8173 | 667.3812 | 638.8173 | 667.3812
7141 | 606.7433 | 722.2501 | 606.7433 | 722.2501
7142 | 591.9744 | 764.386 | 591.9744 | 764.386
7143 | 584.7309 | 786.9583 | 584.7309 | 786.9583
7144 | 576.452 | 820.8936 | 576.452 | 820.8936
7145 | 559.2591 | 876.8287 | 559.2591 | 876.8287
7146 | 566.5067 | 884.7227 | 566.5067 | 884.7227
7147 | 595.7951 | 882.1834 | 595.7951 | 882.1834
7148 | 643.5803 | 875.2053 | 643.5803 | 875.2053
7149 | 676.2742 | 867.7043 | 676.2742 | 867.7043
7150 | 703.5197 | 860.12 | 703.5197 | 860.12
7151 | 762.3499 | 853.9281 | 762.3499 | 853.9281
7152 | 761.5727 | 822.4088 | 761.5727 | 822.4088
7153 | 733.8782 | 785.629 | 733.8782 | 785.629
7154 | 723.5219 | 748.3355 | 723.5219 | 748.3355
7155 | 722.5311 | 704.8272 | 722.5311 | 704.8272
7156 | 727.7669 | 676.6826 | 727.7669 | 676.6826
7157 | 736.3643 | 648.8277 | 736.3643 | 648.8277
7158 | 725.9283 | 620.3821 | 725.9283 | 620.3821
7159 | 704.7862 | 602.3814 | 704.7862 | 602.3814
7160 | 707.8995 | 583.1644 | 707.8995 | 583.1644
7161 | 728.6439 | 570.5129 | 728.6439 | 570.5129
7162 | 717.3481 | 556.4266 | 717.3481 | 556.4266
7163 | 673.8751 | 554.4399 | 673.8751 | 554.4399
7164 | 633.2856 | 586.1127 | 633.2856 | 586.1127
7165 | 603.4479 | 657.7784 | 603.4479 | 657.7784
7166 | 586.8636 | 671.7818 | 586.8636 | 671.7818
7167 | 576.4282 | 675.4319 | 576.4282 | 675.4319
7168 | 572.0396 | 702.8137 | 572.0396 | 702.8137
7169 | 555.0466 | 760.0476 | 555.0466 | 760.0476
7170 | 558.459 | 774.259 | 558.459 | 774.259
7171 | 591.5812 | 783.2324 | 591.5812 | 783.2324
7172 | 640.7116 | 796.9479 | 640.7116 | 796.9479
7173 | 680.2008 | 821.1513 | 680.2008 | 821.1513
7174 | 705.76 | 839.0132 | 705.76 | 839.0132
7175 | 755.7264 | 827.921 | 755.7264 | 827.921
7176 | 757.2748 | 777.7451 | 757.2748 | 777.7451
7177 | 726.3308 | 710.7958 | 726.3308 | 710.7958
7178 | 722.6253 | 636.2187 | 722.6253 | 636.2187
7179 | 721.5453 | 581.1975 | 721.5453 | 581.1975
7180 | 724.042 | 561.5842 | 724.042 | 561.5842
7181 | 735.0389 | 555.7216 | 735.0389 | 555.7216
7182 | 732.0123 | 548.5304 | 732.0123 | 548.5304
7183 | 702.6133 | 553.6144 | 702.6133 | 553.6144
7184 | 704.727 | 555.6517 | 704.727 | 555.6517
7185 | 729.6122 | 565.0812 | 729.6122 | 565.0812
7186 | 713.2573 | 570.7143 | 713.2573 | 570.7143
7187 | 666.2903 | 582.8381 | 666.2903 | 582.8381
7188 | 623.9361 | 604.5627 | 623.9361 | 604.5627
7189 | 598.5518 | 634.4872 | 598.5518 | 634.4872
7190 | 581.2776 | 660.8003 | 581.2776 | 660.8003
7191 | 575.7181 | 677.8525 | 575.7181 | 677.8525
7192 | 568.4825 | 716.2748 | 568.4825 | 716.2748
7193 | 552.6678 | 782.2762 | 552.6678 | 782.2762
7194 | 560.6389 | 801.7716 | 560.6389 | 801.7716
7195 | 601.2718 | 813.0476 | 601.2718 | 813.0476
7196 | 652.237 | 819.324 | 652.237 | 819.324
7197 | 693.2589 | 832.605 | 693.2589 | 832.605
7198 | 722.5154 | 851.4412 | 722.5154 | 851.4412
7199 | 781.1977 | 871.5515 | 781.1977 | 871.5515
7200 | 773.47 | 868.6076 | 773.47 | 868.6076
7201 | 736.1274 | 856.536 | 736.1274 | 856.536
7202 | 729.2147 | 834.4453 | 729.2147 | 834.4453
7203 | 732.3843 | 797.3723 | 732.3843 | 797.3723
7204 | 729.1664 | 774.4823 | 729.1664 | 774.4823
7205 | 743.5571 | 750.8782 | 743.5571 | 750.8782
7206 | 738.7137 | 720.9271 | 738.7137 | 720.9271
7207 | 717.4475 | 693.6277 | 717.4475 | 693.6277
7208 | 710.7818 | 664.1377 | 710.7818 | 664.1377
7209 | 731.6276 | 636.4015 | 731.6276 | 636.4015
7210 | 722.405 | 606.1678 | 722.405 | 606.1678
7211 | 665.9543 | 587.5908 | 665.9543 | 587.5908
7212 | 621.1953 | 603.2343 | 621.1953 | 603.2343
7213 | 591.3148 | 658.3098 | 591.3148 | 658.3098
7214 | 577.3474 | 678.6599 | 577.3474 | 678.6599
7215 | 569.8415 | 684.4059 | 569.8415 | 684.4059
7216 | 564.4567 | 713.9722 | 564.4567 | 713.9722
7217 | 551.5136 | 776.2541 | 551.5136 | 776.2541
7218 | 562.4905 | 793.1517 | 562.4905 | 793.1517
7219 | 614.9485 | 799.616 | 614.9485 | 799.616
7220 | 685.2611 | 795.3833 | 685.2611 | 795.3833
7221 | 730.7554 | 803.2327 | 730.7554 | 803.2327
7222 | 759.1284 | 806.6298 | 759.1284 | 806.6298
7223 | 819.8168 | 792.1723 | 819.8168 | 792.1723
7224 | 809.3029 | 741.2584 | 809.3029 | 741.2584
7225 | 769.313 | 684.9068 | 769.313 | 684.9068
7226 | 760.9709 | 632.3515 | 760.9709 | 632.3515
7227 | 759.6899 | 588.5775 | 759.6899 | 588.5775
7228 | 765.4339 | 554.5584 | 765.4339 | 554.5584
7229 | 778.0941 | 516.1944 | 778.0941 | 516.1944
7230 | 769.0227 | 474.5829 | 769.0227 | 474.5829
7231 | 725.5251 | 456.8774 | 725.5251 | 456.8774
7232 | 717.7351 | 442.295 | 717.7351 | 442.295
7233 | 738.609 | 430.4701 | 738.609 | 430.4701
7234 | 721.4298 | 418.2141 | 721.4298 | 418.2141
7235 | 668.6717 | 424.4634 | 668.6717 | 424.4634
7236 | 620.6928 | 490.6451 | 620.6928 | 490.6451
7237 | 587.8212 | 562.8717 | 587.8212 | 562.8717
7238 | 573.745 | 571.7386 | 573.745 | 571.7386
7239 | 567.2052 | 564.9976 | 567.2052 | 564.9976
7240 | 559.3557 | 593.8849 | 559.3557 | 593.8849
7241 | 545.1774 | 656.0487 | 545.1774 | 656.0487
7242 | 560.1978 | 674.0681 | 560.1978 | 674.0681
7243 | 599.0985 | 684.7242 | 599.0985 | 684.7242
7244 | 668.0408 | 684.7424 | 668.0408 | 684.7424
7245 | 708.6447 | 682.9092 | 708.6447 | 682.9092
7246 | 746.015 | 679.074 | 746.015 | 679.074
7247 | 797.4839 | 663.3766 | 797.4839 | 663.3766
7248 | 801.0286 | 609.0089 | 801.0286 | 609.0089
7249 | 749.9471 | 539.9047 | 749.9471 | 539.9047
7250 | 740.1215 | 488.1169 | 740.1215 | 488.1169
7251 | 742.2685 | 458.8962 | 742.2685 | 458.8962
7252 | 745.7559 | 449.6444 | 745.7559 | 449.6444
7253 | 761.5203 | 437.9664 | 761.5203 | 437.9664
7254 | 754.3088 | 427.3214 | 754.3088 | 427.3214
7255 | 728.8824 | 435.0327 | 728.8824 | 435.0327
7256 | 714.0115 | 445.9555 | 714.0115 | 445.9555
7257 | 734.013 | 449.54 | 734.013 | 449.54
7258 | 723.6174 | 445.7562 | 723.6174 | 445.7562
7259 | 672.8669 | 453.8358 | 672.8669 | 453.8358
7260 | 621.3821 | 175.3657 | 621.3821 | 175.3657
7261 | 589.8875 | 189.9143 | 589.8875 | 189.9143
7262 | 574.1235 | 193.5202 | 574.1235 | 193.5202
7263 | 570.2667 | 195.7833 | 570.2667 | 195.7833
7264 | 560.4887 | 218.7903 | 560.4887 | 218.7903
7265 | 541.8791 | 269.7362 | 541.8791 | 269.7362
7266 | 560.6045 | 276.1224 | 560.6045 | 276.1224
7267 | 608.7303 | 279.4092 | 608.7303 | 279.4092
7268 | 675.2959 | 279.6099 | 675.2959 | 279.6099
7269 | 718.2285 | 277.0095 | 718.2285 | 277.0095
7270 | 751.2264 | 268.4818 | 751.2264 | 268.4818
7271 | 811.9265 | 258.0392 | 811.9265 | 258.0392
7272 | 810.2358 | 236.3011 | 810.2358 | 236.3011
7273 | 763.4008 | 210.8945 | 763.4008 | 210.8945
7274 | 754.8509 | 196.0145 | 754.8509 | 196.0145
7275 | 754.0592 | 183.0214 | 754.0592 | 183.0214
7276 | 751.2447 | 183.2976 | 751.2447 | 183.2976
7277 | 756.5785 | 183.6764 | 756.5785 | 183.6764
7278 | 752.4499 | 173.8224 | 752.4499 | 173.8224
7279 | 720.1326 | 168.4551 | 720.1326 | 168.4551
7280 | 704.2154 | 159.3055 | 704.2154 | 159.3055
7281 | 721.2191 | 156.7981 | 721.2191 | 156.7981
7282 | 712.1749 | 145.4033 | 712.1749 | 145.4033
7283 | 675.1945 | 139.3641 | 675.1945 | 139.3641
7284 | 630.6491 | 154.7349 | 630.6491 | 154.7349
7285 | 597.5289 | 173.8239 | 597.5289 | 173.8239
7286 | 576.9779 | 183.4837 | 576.9779 | 183.4837
7287 | 568.1573 | 188.7338 | 568.1573 | 188.7338
7288 | 558.0771 | 214.1304 | 558.0771 | 214.1304
7289 | 545.8676 | 266.9184 | 545.8676 | 266.9184
7290 | 556.9639 | 274.7184 | 556.9639 | 274.7184
7291 | 596.6685 | 279.5087 | 596.6685 | 279.5087
7292 | 651.8007 | 275.0197 | 651.8007 | 275.0197
7293 | 695.1116 | 271.2046 | 695.1116 | 271.2046
7294 | 722.0631 | 262.0795 | 722.0631 | 262.0795
7295 | 773.436 | 257.1331 | 773.436 | 257.1331
7296 | 775.7822 | 242.5341 | 775.7822 | 242.5341
7297 | 740.1034 | 227.5425 | 740.1034 | 227.5425
7298 | 727.9154 | 219.1743 | 727.9154 | 219.1743
7299 | 725.0141 | 209.2579 | 725.0141 | 209.2579
7300 | 722.012 | 214.2537 | 722.012 | 214.2537
7301 | 734.384 | 221.1543 | 734.384 | 221.1543
7302 | 724.7426 | 217.3242 | 724.7426 | 217.3242
7303 | 699.0832 | 214.1674 | 699.0832 | 214.1674
7304 | 688.7184 | 205.5853 | 688.7184 | 205.5853
7305 | 709.7793 | 200.6385 | 709.7793 | 200.6385
7306 | 701.6308 | 186.8939 | 701.6308 | 186.8939
7307 | 666.8228 | 177.7978 | 666.8228 | 177.7978
7308 | 625.5004 | 183.0823 | 625.5004 | 183.0823
7309 | 591.52 | 196.8244 | 591.52 | 196.8244
7310 | 577.1232 | 207.8084 | 577.1232 | 207.8084
7311 | 566.7682 | 214.6716 | 566.7682 | 214.6716
7312 | 553.823 | 239.9487 | 553.823 | 239.9487
7313 | 540.049 | 293.0055 | 540.049 | 293.0055
7314 | 544.8422 | 301.8112 | 544.8422 | 301.8112
7315 | 574.1068 | 308.2942 | 574.1068 | 308.2942
7316 | 619.7327 | 305.3685 | 619.7327 | 305.3685
7317 | 655.8141 | 303.1067 | 655.8141 | 303.1067
7318 | 688.4681 | 295.0469 | 688.4681 | 295.0469
7319 | 738.4524 | 287.5217 | 738.4524 | 287.5217
7320 | 743.5233 | 268.8304 | 743.5233 | 268.8304
7321 | 715.4803 | 247.3966 | 715.4803 | 247.3966
7322 | 702.6929 | 233.4426 | 702.6929 | 233.4426
7323 | 694.3737 | 219.9616 | 694.3737 | 219.9616
7324 | 699.4417 | 220.6062 | 699.4417 | 220.6062
7325 | 711.5742 | 220.2382 | 711.5742 | 220.2382
7326 | 705.0751 | 209.1894 | 705.0751 | 209.1894
7327 | 685.593 | 200.3771 | 685.593 | 200.3771
7328 | 679.7414 | 187.9515 | 679.7414 | 187.9515
7329 | 702.8169 | 182.5766 | 702.8169 | 182.5766
7330 | 693.507 | 169.748 | 693.507 | 169.748
7331 | 654.6585 | 164.1867 | 654.6585 | 164.1867
7332 | 618.9153 | 172.1396 | 618.9153 | 172.1396
7333 | 590.1998 | 185.2047 | 590.1998 | 185.2047
7334 | 572.6443 | 195.5315 | 572.6443 | 195.5315
7335 | 565.597 | 204.3164 | 565.597 | 204.3164
7336 | 554.8843 | 233.7954 | 554.8843 | 233.7954
7337 | 539.0436 | 291.1436 | 539.0436 | 291.1436
7338 | 544.3896 | 302.797 | 544.3896 | 302.797
7339 | 575.572 | 310.5246 | 575.572 | 310.5246
7340 | 624.945 | 308.3755 | 624.945 | 308.3755
7341 | 662.4264 | 307.3583 | 662.4264 | 307.3583
7342 | 694.6184 | 300.4535 | 694.6184 | 300.4535
7343 | 748.6856 | 293.9538 | 748.6856 | 293.9538
7344 | 745.6941 | 275.0037 | 745.6941 | 275.0037
7345 | 713.0616 | 253.1717 | 713.0616 | 253.1717
7346 | 706.7226 | 241.1692 | 706.7226 | 241.1692
7347 | 703.1387 | 233.6026 | 703.1387 | 233.6026
7348 | 713.1485 | 241.3266 | 713.1485 | 241.3266
7349 | 724.7329 | 246.8033 | 724.7329 | 246.8033
7350 | 706.7586 | 241.0615 | 706.7586 | 241.0615
7351 | 684.9905 | 238.5818 | 684.9905 | 238.5818
7352 | 676.8826 | 232.1105 | 676.8826 | 232.1105
7353 | 699.8013 | 230.2404 | 699.8013 | 230.2404
7354 | 696.061 | 219.8214 | 696.061 | 219.8214
7355 | 654.1433 | 212.5674 | 654.1433 | 212.5674
7356 | 615.41 | 216.9359 | 615.41 | 216.9359
7357 | 584.4957 | 224.8333 | 584.4957 | 224.8333
7358 | 568.2498 | 230.8587 | 568.2498 | 230.8587
7359 | 559.3931 | 236.3279 | 559.3931 | 236.3279
7360 | 548.3794 | 261.7942 | 548.3794 | 261.7942
7361 | 534.4866 | 315.7671 | 534.4866 | 315.7671
7362 | 547.2454 | 325.0308 | 547.2454 | 325.0308
7363 | 586.9086 | 330.5878 | 586.9086 | 330.5878
7364 | 650.9248 | 326.1087 | 650.9248 | 326.1087
7365 | 684.8409 | 322.1045 | 684.8409 | 322.1045
7366 | 725.3268 | 312.9993 | 725.3268 | 312.9993
7367 | 788.1844 | 308.8195 | 788.1844 | 308.8195
7368 | 781.2575 | 297.3072 | 781.2575 | 297.3072
7369 | 738.86 | 284.078 | 738.86 | 284.078
7370 | 730.4065 | 278.3782 | 730.4065 | 278.3782
7371 | 729.0822 | 272.2455 | 729.0822 | 272.2455
7372 | 738.6928 | 278.4858 | 738.6928 | 278.4858
7373 | 745.602 | 282.489 | 745.602 | 282.489
7374 | 737.3357 | 273.8298 | 737.3357 | 273.8298
7375 | 709.6879 | 266.9491 | 709.6879 | 266.9491
7376 | 699.159 | 255.9375 | 699.159 | 255.9375
7377 | 720.0814 | 251.0405 | 720.0814 | 251.0405
7378 | 712.7049 | 238.7894 | 712.7049 | 238.7894
7379 | 660.0676 | 230.0518 | 660.0676 | 230.0518
7380 | 623.1342 | 233.9921 | 623.1342 | 233.9921
7381 | 588.747 | 243.154 | 588.747 | 243.154
7382 | 571.7471 | 251.4397 | 571.7471 | 251.4397
7383 | 565.3432 | 257.5959 | 565.3432 | 257.5959
7384 | 554.4269 | 282.1462 | 554.4269 | 282.1462
7385 | 539.5076 | 334.8346 | 539.5076 | 334.8346
7386 | 557.1938 | 343.0529 | 557.1938 | 343.0529
7387 | 601.8645 | 347.893 | 601.8645 | 347.893
7388 | 677.3679 | 343.2247 | 677.3679 | 343.2247
7389 | 724.1583 | 340.8036 | 724.1583 | 340.8036
7390 | 746.6282 | 334.4365 | 746.6282 | 334.4365
7391 | 807.0739 | 328.6836 | 807.0739 | 328.6836
7392 | 795.1612 | 315.15 | 795.1612 | 315.15
7393 | 752.1192 | 300.2281 | 752.1192 | 300.2281
7394 | 743.0582 | 292.4972 | 743.0582 | 292.4972
7395 | 747.8246 | 284.0345 | 747.8246 | 284.0345
7396 | 751.1383 | 286.1527 | 751.1383 | 286.1527
7397 | 767.7693 | 286.5713 | 767.7693 | 286.5713
7398 | 754.7968 | 274.6263 | 754.7968 | 274.6263
7399 | 716.6192 | 264.0218 | 716.6192 | 264.0218
7400 | 708.709 | 248.9975 | 708.709 | 248.9975
7401 | 723.1506 | 240.2571 | 723.1506 | 240.2571
7402 | 711.077 | 224.0731 | 711.077 | 224.0731
7403 | 660.4711 | 212.1393 | 660.4711 | 212.1393
7404 | 623.7453 | 213.431 | 623.7453 | 213.431
7405 | 597.1503 | 225.4008 | 597.1503 | 225.4008
7406 | 580.4556 | 236.9424 | 580.4556 | 236.9424
7407 | 567.5721 | 242.1826 | 567.5721 | 242.1826
7408 | 555.7647 | 265.4285 | 555.7647 | 265.4285
7409 | 541.9243 | 319.71 | 541.9243 | 319.71
7410 | 562 | 333.544 | 562 | 333.544
7411 | 606.0589 | 344.0894 | 606.0589 | 344.0894
7412 | 680.4797 | 345.246 | 680.4797 | 345.246
7413 | 728.22 | 347.0167 | 728.22 | 347.0167
7414 | 763.1056 | 339.8232 | 763.1056 | 339.8232
7415 | 817.4899 | 315.2716 | 817.4899 | 315.2716
7416 | 810.845 | 281.7246 | 810.845 | 281.7246
7417 | 758.9834 | 253.7392 | 758.9834 | 253.7392
7418 | 754.062 | 239.4865 | 754.062 | 239.4865
7419 | 749.7835 | 227.7778 | 749.7835 | 227.7778
7420 | 749.9267 | 231.2103 | 749.9267 | 231.2103
7421 | 763.19 | 232.5948 | 763.19 | 232.5948
7422 | 755.0369 | 221.8148 | 755.0369 | 221.8148
7423 | 717.6559 | 215.193 | 717.6559 | 215.193
7424 | 703.5663 | 201.8116 | 703.5663 | 201.8116
7425 | 719.179 | 192.3941 | 719.179 | 192.3941
7426 | 711.9867 | 174.6369 | 711.9867 | 174.6369
7427 | 666.5125 | 160.2736 | 666.5125 | 160.2736
7428 | 619.242 | 166.0261 | 619.242 | 166.0261
7429 | 591.0487 | 176.2435 | 591.0487 | 176.2435
7430 | 578.8376 | 184.788 | 578.8376 | 184.788
7431 | 568.4678 | 192.1889 | 568.4678 | 192.1889
7432 | 556.6186 | 220.7717 | 556.6186 | 220.7717
7433 | 546.1893 | 278.6178 | 546.1893 | 278.6178
7434 | 565.0375 | 291.1474 | 565.0375 | 291.1474
7435 | 607.8096 | 296.4953 | 607.8096 | 296.4953
7436 | 678.9352 | 288.6806 | 678.9352 | 288.6806
7437 | 727.1934 | 281.6793 | 727.1934 | 281.6793
7438 | 762.6053 | 270.6325 | 762.6053 | 270.6325
7439 | 808.4923 | 263.167 | 808.4923 | 263.167
7440 | 794.4591 | 248.1797 | 794.4591 | 248.1797
7441 | 743.8129 | 234.9704 | 743.8129 | 234.9704
7442 | 740.3572 | 227.4286 | 740.3572 | 227.4286
7443 | 747.5866 | 222.192 | 747.5866 | 222.192
7444 | 749.1739 | 230.0055 | 749.1739 | 230.0055
7445 | 751.0217 | 236.3983 | 751.0217 | 236.3983
7446 | 753.3575 | 231.1345 | 753.3575 | 231.1345
7447 | 714.1261 | 226.6932 | 714.1261 | 226.6932
7448 | 700.1785 | 215.4128 | 700.1785 | 215.4128
7449 | 714.0889 | 205.826 | 714.0889 | 205.826
7450 | 706.771 | 184.4743 | 706.771 | 184.4743
7451 | 667.6454 | 170.2803 | 667.6454 | 170.2803
7452 | 625.5864 | 174.9375 | 625.5864 | 174.9375
7453 | 596.3532 | 199.0747 | 596.3532 | 199.0747
7454 | 580.3721 | 214.9575 | 580.3721 | 214.9575
7455 | 569.9582 | 218.8734 | 569.9582 | 218.8734
7456 | 554.0954 | 243.7523 | 554.0954 | 243.7523
7457 | 544.6423 | 297.1576 | 544.6423 | 297.1576
7458 | 553.6606 | 305.5551 | 553.6606 | 305.5551
7459 | 590.7046 | 310.0666 | 590.7046 | 310.0666
7460 | 648.3437 | 304.2433 | 648.3437 | 304.2433
7461 | 694.8657 | 299.6914 | 694.8657 | 299.6914
7462 | 731.9416 | 289.9788 | 731.9416 | 289.9788
7463 | 783.8863 | 276.9275 | 783.8863 | 276.9275
7464 | 776.8296 | 247.7217 | 776.8296 | 247.7217
7465 | 735.3188 | 222.9026 | 735.3188 | 222.9026
7466 | 729.4397 | 216.1574 | 729.4397 | 216.1574
7467 | 731.1931 | 208.5311 | 731.1931 | 208.5311
7468 | 733.5882 | 211.8242 | 733.5882 | 211.8242
7469 | 741.0805 | 213.8359 | 741.0805 | 213.8359
7470 | 729.7501 | 204.9079 | 729.7501 | 204.9079
7471 | 700.9648 | 196.8324 | 700.9648 | 196.8324
7472 | 683.6088 | 182.4254 | 683.6088 | 182.4254
7473 | 698.3564 | 174.5015 | 698.3564 | 174.5015
7474 | 706.1891 | 157.7201 | 706.1891 | 157.7201
7475 | 672.503 | 146.5928 | 672.503 | 146.5928
7476 | 632.6161 | 158.1601 | 632.6161 | 158.1601
7477 | 598.7491 | 188.4805 | 598.7491 | 188.4805
7478 | 581.4366 | 207.8582 | 581.4366 | 207.8582
7479 | 568.9856 | 213.9448 | 568.9856 | 213.9448
7480 | 551.1684 | 237.7483 | 551.1684 | 237.7483
7481 | 538.2068 | 290.4068 | 538.2068 | 290.4068
7482 | 547.4308 | 298.854 | 547.4308 | 298.854
7483 | 577.1364 | 304.2716 | 577.1364 | 304.2716
7484 | 623.9854 | 299.464 | 623.9854 | 299.464
7485 | 664.1569 | 295.7087 | 664.1569 | 295.7087
7486 | 697.3823 | 282.2423 | 697.3823 | 282.2423
7487 | 747.1315 | 257.5712 | 747.1315 | 257.5712
7488 | 746.7265 | 230.0481 | 746.7265 | 230.0481
7489 | 720.1372 | 194.6846 | 720.1372 | 194.6846
7490 | 713.6925 | 173.8205 | 713.6925 | 173.8205
7491 | 714.6279 | 162.2911 | 714.6279 | 162.2911
7492 | 720.4732 | 168.2128 | 720.4732 | 168.2128
7493 | 727.987 | 170.8718 | 727.987 | 170.8718
7494 | 719.9137 | 162.5013 | 719.9137 | 162.5013
7495 | 696.4271 | 153.8085 | 696.4271 | 153.8085
7496 | 686.4957 | 142.08 | 686.4957 | 142.08
7497 | 698.0755 | 136.6851 | 698.0755 | 136.6851
7498 | 703.3689 | 120.7002 | 703.3689 | 120.7002
7499 | 671.2811 | 109.7721 | 671.2811 | 109.7721
7500 | 629.7329 | 131.3262 | 629.7329 | 131.3262
7501 | 600.4407 | 164.8726 | 600.4407 | 164.8726
7502 | 585.0771 | 179.5407 | 585.0771 | 179.5407
7503 | 578.5251 | 178.7171 | 578.5251 | 178.7171
7504 | 553.4927 | 196.4071 | 553.4927 | 196.4071
7505 | 542.7886 | 244.5551 | 542.7886 | 244.5551
7506 | 553.1142 | 251.708 | 553.1142 | 251.708
7507 | 580.9003 | 255.8511 | 580.9003 | 255.8511
7508 | 629.1138 | 251.7703 | 629.1138 | 251.7703
7509 | 666.4373 | 250.8925 | 666.4373 | 250.8925
7510 | 700.3335 | 243.231 | 700.3335 | 243.231
7511 | 753.8725 | 229.5624 | 753.8725 | 229.5624
7512 | 753.3317 | 214.4854 | 753.3317 | 214.4854
7513 | 721.3778 | 199.5735 | 721.3778 | 199.5735
7514 | 713.7624 | 190.0603 | 713.7624 | 190.0603
7515 | 705.5472 | 179.5465 | 705.5472 | 179.5465
7516 | 707.9922 | 183.5366 | 707.9922 | 183.5366
7517 | 718.6871 | 186.8825 | 718.6871 | 186.8825
7518 | 704.327 | 176.5107 | 704.327 | 176.5107
7519 | 673.4131 | 165.1893 | 673.4131 | 165.1893
7520 | 667.728 | 152.5447 | 667.728 | 152.5447
7521 | 682.3997 | 147.9464 | 682.3997 | 147.9464
7522 | 690.5516 | 137.4577 | 690.5516 | 137.4577
7523 | 661.6064 | 131.8565 | 661.6064 | 131.8565
7524 | 620.2928 | 142.8862 | 620.2928 | 142.8862
7525 | 591.2015 | 164.9224 | 591.2015 | 164.9224
7526 | 574.3693 | 184.0512 | 574.3693 | 184.0512
7527 | 560.6696 | 197.0379 | 560.6696 | 197.0379
7528 | 542.1926 | 227.3034 | 542.1926 | 227.3034
7529 | 531.4024 | 283.2477 | 531.4024 | 283.2477
7530 | 546.4655 | 291.8244 | 546.4655 | 291.8244
7531 | 586.4556 | 297.3416 | 586.4556 | 297.3416
7532 | 639.5595 | 293.6392 | 639.5595 | 293.6392
7533 | 680.8334 | 290.0232 | 680.8334 | 290.0232
7534 | 714.6068 | 278.1102 | 714.6068 | 278.1102
7535 | 766.7233 | 263.1371 | 766.7233 | 263.1371
7536 | 756.2548 | 237.9141 | 756.2548 | 237.9141
7537 | 716.0055 | 208.2261 | 716.0055 | 208.2261
7538 | 719.9592 | 183.1502 | 719.9592 | 183.1502
7539 | 721.3947 | 155.0524 | 721.3947 | 155.0524
7540 | 716.9905 | 141.2694 | 716.9905 | 141.2694
7541 | 727.4756 | 134.061 | 727.4756 | 134.061
7542 | 718.7876 | 123.5498 | 718.7876 | 123.5498
7543 | 685.8459 | 118.0133 | 685.8459 | 118.0133
7544 | 675.5672 | 111.6217 | 675.5672 | 111.6217
7545 | 684.6925 | 119.0414 | 684.6925 | 119.0414
7546 | 692.9017 | 121.6461 | 692.9017 | 121.6461
7547 | 658.0611 | 129.5266 | 658.0611 | 129.5266
7548 | 613.4485 | 149.6768 | 613.4485 | 149.6768
7549 | 583.1368 | 171.9022 | 583.1368 | 171.9022
7550 | 565.7383 | 188.2331 | 565.7383 | 188.2331
7551 | 558.7619 | 200.3735 | 558.7619 | 200.3735
7552 | 535.1186 | 230.2009 | 535.1186 | 230.2009
7553 | 530.8042 | 285.8166 | 530.8042 | 285.8166
7554 | 545.4059 | 293.0193 | 545.4059 | 293.0193
7555 | 594.6205 | 297.0031 | 594.6205 | 297.0031
7556 | 664.4166 | 290.8313 | 664.4166 | 290.8313
7557 | 715.0486 | 286.9864 | 715.0486 | 286.9864
7558 | 752.9709 | 276.3777 | 752.9709 | 276.3777
7559 | 806.9437 | 263.6748 | 806.9437 | 263.6748
7560 | 793.1423 | 239.7462 | 793.1423 | 239.7462
7561 | 745.6756 | 211.1136 | 745.6756 | 211.1136
7562 | 738.0612 | 190.4287 | 738.0612 | 190.4287
7563 | 744.8099 | 168.4644 | 744.8099 | 168.4644
7564 | 746.5849 | 155 | 746.5849 | 155
7565 | 759.0106 | 142.4547 | 759.0106 | 142.4547
7566 | 744.1811 | 118.5614 | 744.1811 | 118.5614
7567 | 704.5908 | 92.653 | 704.5908 | 92.653
7568 | 689.689 | 68.4186 | 689.689 | 68.4186
7569 | 702.7533 | 70.1828 | 702.7533 | 70.1828
7570 | 702.0875 | 71.722 | 702.0875 | 71.722
7571 | 663.9462 | 71.1989 | 663.9462 | 71.1989
7572 | 615.9769 | 79.0523 | 615.9769 | 79.0523
7573 | 585.8881 | 94.5468 | 585.8881 | 94.5468
7574 | 573.0794 | 117.2999 | 573.0794 | 117.2999
7575 | 559.0949 | 147.9203 | 559.0949 | 147.9203
7576 | 540.623 | 193.7585 | 540.623 | 193.7585
7577 | 530.2786 | 261.3823 | 530.2786 | 261.3823
7578 | 551.5018 | 280.2943 | 551.5018 | 280.2943
7579 | 596.1981 | 294.245 | 596.1981 | 294.245
7580 | 664.8278 | 296.4072 | 664.8278 | 296.4072
7581 | 712.7729 | 295.6688 | 712.7729 | 295.6688
7582 | 747.7248 | 287.1112 | 747.7248 | 287.1112
7583 | 797.0745 | 281.7068 | 797.0745 | 281.7068
7584 | 791.4947 | 268.0238 | 791.4947 | 268.0238
7585 | 737.5952 | 250.7422 | 737.5952 | 250.7422
7586 | 735.3684 | 237.2661 | 735.3684 | 237.2661
7587 | 739.2705 | 219.6032 | 739.2705 | 219.6032
7588 | 742.1974 | 214.7017 | 742.1974 | 214.7017
7589 | 756.9228 | 210.7991 | 756.9228 | 210.7991
7590 | 750.0284 | 198.6848 | 750.0284 | 198.6848
7591 | 711.34 | 190.9578 | 711.34 | 190.9578
7592 | 693.2988 | 177.3773 | 693.2988 | 177.3773
7593 | 705.7012 | 168.3183 | 705.7012 | 168.3183
7594 | 706.672 | 151.0887 | 706.672 | 151.0887
7595 | 666.4948 | 137.99 | 666.4948 | 137.99
7596 | 628.0346 | 143.384 | 628.0346 | 143.384
7597 | 591.1011 | 168.4571 | 591.1011 | 168.4571
7598 | 579.4398 | 186.6002 | 579.4398 | 186.6002
7599 | 567.1833 | 193.3239 | 567.1833 | 193.3239
7600 | 547.8905 | 220.941 | 547.8905 | 220.941
7601 | 537.6431 | 281.8538 | 537.6431 | 281.8538
7602 | 555.9303 | 294.0747 | 555.9303 | 294.0747
7603 | 599.9598 | 299.1637 | 599.9598 | 299.1637
7604 | 663.1147 | 295.1228 | 663.1147 | 295.1228
7605 | 718.3575 | 292.6519 | 718.3575 | 292.6519
7606 | 752.5964 | 278.8868 | 752.5964 | 278.8868
7607 | 803.4068 | 249.7451 | 803.4068 | 249.7451
7608 | 791.3944 | 218.6574 | 791.3944 | 218.6574
7609 | 744.2278 | 189.3577 | 744.2278 | 189.3577
7610 | 730.4055 | 177.4847 | 730.4055 | 177.4847
7611 | 736.8069 | 168.2453 | 736.8069 | 168.2453
7612 | 737.1028 | 172.8129 | 737.1028 | 172.8129
7613 | 741.0634 | 171.29 | 741.0634 | 171.29
7614 | 732.186 | 157.7817 | 732.186 | 157.7817
7615 | 699.0782 | 143.513 | 699.0782 | 143.513
7616 | 678.0132 | 126.7961 | 678.0132 | 126.7961
7617 | 684.6806 | 122.9645 | 684.6806 | 122.9645
7618 | 693.351 | 120.8495 | 693.351 | 120.8495
7619 | 660.8407 | 126.9279 | 660.8407 | 126.9279
7620 | 623.3304 | 146.8291 | 623.3304 | 146.8291
7621 | 592.2062 | 167.9394 | 592.2062 | 167.9394
7622 | 570.3032 | 181.4325 | 570.3032 | 181.4325
7623 | 564.7991 | 188.3853 | 564.7991 | 188.3853
7624 | 541.239 | 215.9924 | 541.239 | 215.9924
7625 | 534.3804 | 274.5155 | 534.3804 | 274.5155
7626 | 549.9176 | 289.4447 | 549.9176 | 289.4447
7627 | 585.5436 | 297.6105 | 585.5436 | 297.6105
7628 | 639.4188 | 296.0488 | 639.4188 | 296.0488
7629 | 683.8018 | 295.6489 | 683.8018 | 295.6489
7630 | 718.3841 | 285.3289 | 718.3841 | 285.3289
7631 | 763.6492 | 271.6204 | 763.6492 | 271.6204
7632 | 763.4327 | 249.9122 | 763.4327 | 249.9122
7633 | 725.6403 | 230.898 | 725.6403 | 230.898
7634 | 711.8251 | 224.7403 | 711.8251 | 224.7403
7635 | 710.5049 | 219.0556 | 710.5049 | 219.0556
7636 | 712.7089 | 226.6501 | 712.7089 | 226.6501
7637 | 715.8008 | 231.1013 | 715.8008 | 231.1013
7638 | 704.4605 | 222.9299 | 704.4605 | 222.9299
7639 | 677.8367 | 214.5856 | 677.8367 | 214.5856
7640 | 661.439 | 199.9297 | 661.439 | 199.9297
7641 | 674.6365 | 191.6573 | 674.6365 | 191.6573
7642 | 681.1326 | 177.6339 | 681.1326 | 177.6339
7643 | 648.7279 | 168.0102 | 648.7279 | 168.0102
7644 | 612.4573 | 172.3089 | 612.4573 | 172.3089
7645 | 578.3924 | 184.5077 | 578.3924 | 184.5077
7646 | 559.8489 | 196.358 | 559.8489 | 196.358
7647 | 549.3688 | 203.1813 | 549.3688 | 203.1813
7648 | 527.8256 | 228.6775 | 527.8256 | 228.6775
7649 | 519.1452 | 282.8992 | 519.1452 | 282.8992
7650 | 528.7492 | 289.9725 | 528.7492 | 289.9725
7651 | 558.4433 | 293.2493 | 558.4433 | 293.2493
7652 | 600.5087 | 286.2711 | 600.5087 | 286.2711
7653 | 641.0059 | 281.5798 | 641.0059 | 281.5798
7654 | 676.1636 | 272.3053 | 676.1636 | 272.3053
7655 | 723.8181 | 266.4926 | 723.8181 | 266.4926
7656 | 726.0505 | 255.1495 | 726.0505 | 255.1495
7657 | 695.0462 | 243.842 | 695.0462 | 243.842
7658 | 691.6428 | 241.7965 | 691.6428 | 241.7965
7659 | 688.3005 | 239.4274 | 688.3005 | 239.4274
7660 | 694.8806 | 246.8825 | 694.8806 | 246.8825
7661 | 695.2112 | 250.6666 | 695.2112 | 250.6666
7662 | 682.2309 | 241.5394 | 682.2309 | 241.5394
7663 | 665.8183 | 234.0215 | 665.8183 | 234.0215
7664 | 654.8095 | 221.4467 | 654.8095 | 221.4467
7665 | 659.5134 | 213.2141 | 659.5134 | 213.2141
7666 | 669.0275 | 197.7768 | 669.0275 | 197.7768
7667 | 643.9368 | 187.0179 | 643.9368 | 187.0179
7668 | 611.7062 | 190.082 | 611.7062 | 190.082
7669 | 582.8612 | 198.9751 | 582.8612 | 198.9751
7670 | 562.1962 | 206.4742 | 562.1962 | 206.4742
7671 | 552.3348 | 211.3261 | 552.3348 | 211.3261
7672 | 530.3481 | 235.6374 | 530.3481 | 235.6374
7673 | 518.4947 | 288.3058 | 518.4947 | 288.3058
7674 | 527.3898 | 296.2851 | 527.3898 | 296.2851
7675 | 547.2055 | 300.8564 | 547.2055 | 300.8564
7676 | 584.0549 | 296.1683 | 584.0549 | 296.1683
7677 | 623.1085 | 292.6519 | 623.1085 | 292.6519
7678 | 665.0855 | 283.5367 | 665.0855 | 283.5367
7679 | 712.3003 | 276.3898 | 712.3003 | 276.3898
7680 | 716.4284 | 261.293 | 716.4284 | 261.293
7681 | 694.7487 | 245.7139 | 694.7487 | 245.7139
7682 | 687.5241 | 239.0583 | 687.5241 | 239.0583
7683 | 680.4639 | 231.671 | 680.4639 | 231.671
7684 | 684.0071 | 234.3468 | 684.0071 | 234.3468
7685 | 696.9183 | 233.9589 | 696.9183 | 233.9589
7686 | 681.9471 | 221.536 | 681.9471 | 221.536
7687 | 661.5075 | 210.6626 | 661.5075 | 210.6626
7688 | 650.6464 | 195.6682 | 650.6464 | 195.6682
7689 | 662.6927 | 187.2365 | 662.6927 | 187.2365
7690 | 671.6391 | 172.1477 | 671.6391 | 172.1477
7691 | 644.4792 | 162.5936 | 644.4792 | 162.5936
7692 | 604.571 | 167.659 | 604.571 | 167.659
7693 | 574.9203 | 179.6189 | 574.9203 | 179.6189
7694 | 558.3782 | 190.0851 | 558.3782 | 190.0851
7695 | 544.2266 | 197.3167 | 544.2266 | 197.3167
7696 | 523.4048 | 224.5155 | 523.4048 | 224.5155
7697 | 518.5631 | 279.9321 | 518.5631 | 279.9321
7698 | 528.6694 | 289.2456 | 528.6694 | 289.2456
7699 | 557.1872 | 294.6632 | 557.1872 | 294.6632
7700 | 607.1187 | 289.5668 | 607.1187 | 289.5668
7701 | 640.7981 | 284.9751 | 640.7981 | 284.9751
7702 | 681.6149 | 273.5598 | 681.6149 | 273.5598
7703 | 733.5814 | 264.2523 | 733.5814 | 264.2523
7704 | 733.2781 | 246.4671 | 733.2781 | 246.4671
7705 | 699.2392 | 224.5953 | 699.2392 | 224.5953
7706 | 687.519 | 210.0737 | 687.519 | 210.0737
7707 | 700.5038 | 194.5018 | 700.5038 | 194.5018
7708 | 702.3176 | 190.6856 | 702.3176 | 190.6856
7709 | 710.201 | 184.9907 | 710.201 | 184.9907
7710 | 695.988 | 169.2322 | 695.988 | 169.2322
7711 | 671.9005 | 157.1042 | 671.9005 | 157.1042
7712 | 660.833 | 145.2264 | 660.833 | 145.2264
7713 | 665.0069 | 141.1558 | 665.0069 | 141.1558
7714 | 679.0471 | 130.0497 | 679.0471 | 130.0497
7715 | 648.0514 | 125.0261 | 648.0514 | 125.0261
7716 | 607.8001 | 134.4128 | 607.8001 | 134.4128
7717 | 574.7394 | 151.3113 | 574.7394 | 151.3113
7718 | 559.1713 | 171.5951 | 559.1713 | 171.5951
7719 | 542.1759 | 186.2545 | 542.1759 | 186.2545
7720 | 522.4161 | 215.4846 | 522.4161 | 215.4846
7721 | 517.5651 | 270.7916 | 517.5651 | 270.7916
7722 | 528.0967 | 280.8419 | 528.0967 | 280.8419
7723 | 569.8844 | 286.0803 | 569.8844 | 286.0803
7724 | 634.382 | 280.4363 | 634.382 | 280.4363
7725 | 675.9478 | 275.8346 | 675.9478 | 275.8346
7726 | 716.4008 | 264.5986 | 716.4008 | 264.5986
7727 | 774.6767 | 254.4248 | 774.6767 | 254.4248
7728 | 768.4086 | 234.3296 | 768.4086 | 234.3296
7729 | 725.4176 | 215.4946 | 725.4176 | 215.4946
7730 | 716.547 | 204.7766 | 716.547 | 204.7766
7731 | 721.3716 | 190.051 | 721.3716 | 190.051
7732 | 727.7413 | 184.3331 | 727.7413 | 184.3331
7733 | 733.6926 | 174.3368 | 733.6926 | 174.3368
7734 | 726.0156 | 155.9895 | 726.0156 | 155.9895
7735 | 689.6233 | 143.513 | 689.6233 | 143.513
7736 | 678.766 | 129.3351 | 678.766 | 129.3351
7737 | 682.3687 | 119.4397 | 682.3687 | 119.4397
7738 | 685.321 | 101.314 | 685.321 | 101.314
7739 | 647.9868 | 92.0189 | 647.9868 | 92.0189
7740 | 606.6656 | 98.4285 | 606.6656 | 98.4285
7741 | 572.4447 | 123.7206 | 572.4447 | 123.7206
7742 | 557.5766 | 149.6898 | 557.5766 | 149.6898
7743 | 544.1078 | 171.4386 | 544.1078 | 171.4386
7744 | 525.5335 | 207.9571 | 525.5335 | 207.9571
7745 | 517.4818 | 264.5287 | 517.4818 | 264.5287
7746 | 534.5924 | 271.9803 | 534.5924 | 271.9803
7747 | 578.1036 | 277.2983 | 578.1036 | 277.2983
7748 | 655.2748 | 274.6812 | 655.2748 | 274.6812
7749 | 705.0546 | 271.6129 | 705.0546 | 271.6129
7750 | 743.3469 | 250.6191 | 743.3469 | 250.6191
7751 | 803.385 | 219.1773 | 803.385 | 219.1773
7752 | 794.2284 | 186.377 | 794.2284 | 186.377
7753 | 745.4404 | 145.2286 | 745.4404 | 145.2286
7754 | 728.7102 | 114.1188 | 728.7102 | 114.1188
7755 | 731.1362 | 92.7519 | 731.1362 | 92.7519
7756 | 737.2153 | 87.7011 | 737.2153 | 87.7011
7757 | 739.7009 | 86.6461 | 739.7009 | 86.6461
7758 | 727.373 | 81.8701 | 727.373 | 81.8701
7759 | 690.0699 | 76.1942 | 690.0699 | 76.1942
7760 | 666.5042 | 63.5596 | 666.5042 | 63.5596
7761 | 676.2366 | 54.401 | 676.2366 | 54.401
7762 | 682.7723 | 36.0464 | 682.7723 | 36.0464
7763 | 646.7309 | 29.5192 | 646.7309 | 29.5192
7764 | 603.4601 | 58.6505 | 603.4601 | 58.6505
7765 | 571.1873 | 107.1324 | 571.1873 | 107.1324
7766 | 555.3711 | 136.477 | 555.3711 | 136.477
7767 | 542.0474 | 158.0067 | 542.0474 | 158.0067
7768 | 523.51 | 195.9491 | 523.51 | 195.9491
7769 | 516.6567 | 256.0255 | 516.6567 | 256.0255
7770 | 530.6276 | 268.804 | 530.6276 | 268.804
7771 | 573.8079 | 276.6511 | 573.8079 | 276.6511
7772 | 645.0543 | 274.5916 | 645.0543 | 274.5916
7773 | 703.6319 | 273.4649 | 703.6319 | 273.4649
7774 | 742.6477 | 265.3255 | 742.6477 | 265.3255
7775 | 795.6336 | 258.8059 | 795.6336 | 258.8059
7776 | 790.3295 | 243.7688 | 790.3295 | 243.7688
7777 | 742.3871 | 229.285 | 742.3871 | 229.285
7778 | 736.1663 | 226.7217 | 736.1663 | 226.7217
7779 | 732.9293 | 224.96 | 732.9293 | 224.96
7780 | 726.2518 | 231.6684 | 726.2518 | 231.6684
7781 | 734.7058 | 227.6661 | 734.7058 | 227.6661
7782 | 728.3149 | 208.4924 | 728.3149 | 208.4924
7783 | 687.5212 | 194.0146 | 687.5212 | 194.0146
7784 | 663.1205 | 177.2379 | 663.1205 | 177.2379
7785 | 662.784 | 169.8218 | 662.784 | 169.8218
7786 | 668.7856 | 158.3872 | 668.7856 | 158.3872
7787 | 643.3015 | 154.3592 | 643.3015 | 154.3592
7788 | 603.7127 | 166.6733 | 603.7127 | 166.6733
7789 | 570.0878 | 188.1818 | 570.0878 | 188.1818
7790 | 553.6493 | 211.2137 | 553.6493 | 211.2137
7791 | 539.2913 | 227.765 | 539.2913 | 227.765
7792 | 517.1713 | 262.4912 | 517.1713 | 262.4912
7793 | 510.7715 | 321.0741 | 510.7715 | 321.0741
7794 | 523.6658 | 331.911 | 523.6658 | 331.911
7795 | 558.04 | 337.3486 | 558.04 | 337.3486
7796 | 619.6784 | 330.9777 | 619.6784 | 330.9777
7797 | 665.8705 | 325.4102 | 665.8705 | 325.4102
7798 | 707.2573 | 307.5727 | 707.2573 | 307.5727
7799 | 758.8721 | 289.4533 | 758.8721 | 289.4533
7800 | 755.9944 | 264.509 | 755.9944 | 264.509
7801 | 724.4704 | 241.1935 | 724.4704 | 241.1935
7802 | 715.8787 | 228.5637 | 715.8787 | 228.5637
7803 | 714.8552 | 215.8892 | 714.8552 | 215.8892
7804 | 716.8689 | 213.477 | 716.8689 | 213.477
7805 | 720.722 | 210.0722 | 720.722 | 210.0722
7806 | 708.029 | 195.4289 | 708.029 | 195.4289
7807 | 678.566 | 182.8031 | 678.566 | 182.8031
7808 | 659.0418 | 165.648 | 659.0418 | 165.648
7809 | 659.7602 | 155.5734 | 659.7602 | 155.5734
7810 | 667.6521 | 139.7179 | 667.6521 | 139.7179
7811 | 642.592 | 130.5124 | 642.592 | 130.5124
7812 | 607.2574 | 140.616 | 607.2574 | 140.616
7813 | 576.9622 | 173.0473 | 576.9622 | 173.0473
7814 | 557.4582 | 199.1658 | 557.4582 | 199.1658
7815 | 541.3968 | 196.769 | 541.3968 | 196.769
7816 | 520.6411 | 219.7163 | 520.6411 | 219.7163
7817 | 513.3235 | 274.7146 | 513.3235 | 274.7146
7818 | 521.2293 | 287.9612 | 521.2293 | 287.9612
7819 | 548.0232 | 290.9692 | 548.0232 | 290.9692
7820 | 594.1547 | 281.7705 | 594.1547 | 281.7705
7821 | 640.8273 | 276.203 | 640.8273 | 276.203
7822 | 681.418 | 266.2813 | 681.418 | 266.2813
7823 | 731.4323 | 255.3409 | 731.4323 | 255.3409
7824 | 736.1585 | 234.1305 | 736.1585 | 234.1305
7825 | 703.5123 | 215.7037 | 703.5123 | 215.7037
7826 | 700.6635 | 209.307 | 700.6635 | 209.307
7827 | 699.23 | 208.1228 | 699.23 | 208.1228
7828 | 704.5949 | 215.2992 | 704.5949 | 215.2992
7829 | 705.7476 | 218.6053 | 705.7476 | 218.6053
7830 | 692.6186 | 212.505 | 692.6186 | 212.505
7831 | 663.0415 | 203.7425 | 663.0415 | 203.7425
7832 | 651.9034 | 190.162 | 651.9034 | 190.162
7833 | 655.8062 | 183.7316 | 655.8062 | 183.7316
7834 | 664.3265 | 166.7012 | 664.3265 | 166.7012
7835 | 639.1236 | 157.5853 | 639.1236 | 157.5853
7836 | 602.1653 | 162.2624 | 602.1653 | 162.2624
7837 | 571.1373 | 170.2096 | 571.1373 | 170.2096
7838 | 552.6543 | 175.787 | 552.6543 | 175.787
7839 | 536.8152 | 178.3487 | 536.8152 | 178.3487
7840 | 520.0311 | 202.6501 | 520.0311 | 202.6501
7841 | 512.307 | 257.8177 | 512.307 | 257.8177
7842 | 521.5404 | 269.3815 | 521.5404 | 269.3815
7843 | 550.0527 | 278.2343 | 550.0527 | 278.2343
7844 | 598.981 | 277.2401 | 598.981 | 277.2401
7845 | 639.7273 | 276.8502 | 639.7273 | 276.8502
7846 | 677.1655 | 270.0152 | 677.1655 | 270.0152
7847 | 729.8027 | 265.2679 | 729.8027 | 265.2679
7848 | 730.0447 | 250.4299 | 730.0447 | 250.4299
7849 | 700.9907 | 233.447 | 700.9907 | 233.447
7850 | 691.0924 | 227.0304 | 691.0924 | 227.0304
7851 | 692.7778 | 222.8392 | 692.7778 | 222.8392
7852 | 702.7419 | 231.0809 | 702.7419 | 231.0809
7853 | 708.865 | 237.5135 | 708.865 | 237.5135
7854 | 694.8427 | 229.8102 | 694.8427 | 229.8102
7855 | 676.4804 | 219.4446 | 676.4804 | 219.4446
7856 | 657.4082 | 203.4047 | 657.4082 | 203.4047
7857 | 658.7624 | 194.7938 | 658.7624 | 194.7938
7858 | 669.8919 | 181.7262 | 669.8919 | 181.7262
7859 | 640.7978 | 175.0398 | 640.7978 | 175.0398
7860 | 603.0046 | 182.7338 | 603.0046 | 182.7338
7861 | 570.0174 | 194.8032 | 570.0174 | 194.8032
7862 | 553.1073 | 206.1755 | 553.1073 | 206.1755
7863 | 537.6567 | 214.0244 | 537.6567 | 214.0244
7864 | 520.1183 | 240.128 | 520.1183 | 240.128
7865 | 519.7537 | 293.1549 | 519.7537 | 293.1549
7866 | 529.8693 | 300.6961 | 529.8693 | 300.6961
7867 | 565.8462 | 306.6812 | 565.8462 | 306.6812
7868 | 627.8816 | 304.1637 | 627.8816 | 304.1637
7869 | 669.2575 | 305.327 | 669.2575 | 305.327
7870 | 709.7503 | 295.5846 | 709.7503 | 295.5846
7871 | 766.7261 | 282.1648 | 766.7261 | 282.1648
7872 | 758.2832 | 257.0613 | 758.2832 | 257.0613
7873 | 716.8457 | 232.6902 | 716.8457 | 232.6902
7874 | 703.8234 | 221.0661 | 703.8234 | 221.0661
7875 | 711.1159 | 212.9022 | 711.1159 | 212.9022
7876 | 714.9684 | 217.8382 | 714.9684 | 217.8382
7877 | 728.7472 | 219.3919 | 728.7472 | 219.3919
7878 | 711.258 | 203.7131 | 711.258 | 203.7131
7879 | 680.562 | 188.4088 | 680.562 | 188.4088
7880 | 659.9805 | 169.82 | 659.9805 | 169.82
7881 | 666.7738 | 157.2462 | 666.7738 | 157.2462
7882 | 677.651 | 137.7564 | 677.651 | 137.7564
7883 | 650.0006 | 124.4486 | 650.0006 | 124.4486
7884 | 603.1461 | 127.8014 | 603.1461 | 127.8014
7885 | 570.4747 | 147.5177 | 570.4747 | 147.5177
7886 | 552.2625 | 169.8028 | 552.2625 | 169.8028
7887 | 536.2844 | 174.3062 | 536.2844 | 174.3062
7888 | 516.9228 | 194.9235 | 516.9228 | 194.9235
7889 | 516.4164 | 241.9265 | 516.4164 | 241.9265
7890 | 528.6706 | 248.0339 | 528.6706 | 248.0339
7891 | 574.047 | 251.47 | 574.047 | 251.47
7892 | 644.7468 | 244.6113 | 644.7468 | 244.6113
7893 | 693.6365 | 241.0949 | 693.6365 | 241.0949
7894 | 733.2861 | 219.0855 | 733.2861 | 219.0855
7895 | 791.834 | 195.9577 | 791.834 | 195.9577
7896 | 778.5438 | 170.1074 | 778.5438 | 170.1074
7897 | 729.7927 | 144.7606 | 729.7927 | 144.7606
7898 | 719.5533 | 126.6844 | 719.5533 | 126.6844
7899 | 726.3398 | 110.6943 | 726.3398 | 110.6943
7900 | 728.3362 | 114.5151 | 728.3362 | 114.5151
7901 | 738.805 | 116.8554 | 738.805 | 116.8554
7902 | 721.1663 | 100.5095 | 721.1663 | 100.5095
7903 | 683.5544 | 90.1339 | 683.5544 | 90.1339
7904 | 662.9858 | 93.988 | 662.9858 | 93.988
7905 | 667.0496 | 106.655 | 667.0496 | 106.655
7906 | 673.6236 | 97.9187 | 673.6236 | 97.9187
7907 | 645.9932 | 85.8456 | 645.9932 | 85.8456
7908 | 599.9288 | 90.0348 | 599.9288 | 90.0348
7909 | 566.3015 | 103.2592 | 566.3015 | 103.2592
7910 | 550.4397 | 121.5416 | 550.4397 | 121.5416
7911 | 532.7833 | 138.6007 | 532.7833 | 138.6007
7912 | 516.613 | 177.6582 | 516.613 | 177.6582
7913 | 511.6354 | 237.7147 | 511.6354 | 237.7147
7914 | 526.345 | 244.8277 | 526.345 | 244.8277
7915 | 571.7724 | 258.3204 | 571.7724 | 258.3204
7916 | 646.2896 | 259.9947 | 646.2896 | 259.9947
7917 | 698.8848 | 250.1756 | 698.8848 | 250.1756
7918 | 739.6637 | 236.2313 | 739.6637 | 236.2313
7919 | 799.3187 | 230.5879 | 799.3187 | 230.5879
7920 | 782.3556 | 218.9959 | 782.3556 | 218.9959
7921 | 734.2211 | 200.3402 | 734.2211 | 200.3402
7922 | 734.1394 | 193.137 | 734.1394 | 193.137
7923 | 736.3987 | 188.1692 | 736.3987 | 188.1692
7924 | 737.7678 | 198.4222 | 737.7678 | 198.4222
7925 | 747.3368 | 206.0297 | 747.3368 | 206.0297
7926 | 733.5155 | 200.716 | 733.5155 | 200.716
7927 | 696.6975 | 192.3518 | 696.6975 | 192.3518
7928 | 675.1283 | 178.6119 | 675.1283 | 178.6119
7929 | 676.9451 | 171.1958 | 676.9451 | 171.1958
7930 | 686.5305 | 153.1498 | 686.5305 | 153.1498
7931 | 650.561 | 139.6329 | 650.561 | 139.6329
7932 | 609.2076 | 140.0684 | 609.2076 | 140.0684
7933 | 575.4862 | 157.614 | 575.4862 | 157.614
7934 | 554.7431 | 185.7439 | 554.7431 | 185.7439
7935 | 540.3476 | 194.8175 | 540.3476 | 194.8175
7936 | 520.0512 | 219.3877 | 520.0512 | 219.3877
7937 | 518.4155 | 274.8142 | 518.4155 | 274.8142
7938 | 533.0796 | 286.388 | 533.0796 | 286.388
7939 | 575.1537 | 293.8368 | 575.1537 | 293.8368
7940 | 648.9864 | 288.9793 | 648.9864 | 288.9793
7941 | 700.2218 | 284.0989 | 700.2218 | 284.0989
7942 | 731.5248 | 266.4904 | 731.5248 | 266.4904
7943 | 791.7927 | 251.8061 | 791.7927 | 251.8061
7944 | 783.0782 | 230.9841 | 783.0782 | 230.9841
7945 | 733.1967 | 217.2371 | 733.1967 | 217.2371
7946 | 723.6177 | 214.9426 | 723.6177 | 214.9426
7947 | 727.2675 | 210.4528 | 727.2675 | 210.4528
7948 | 724.5127 | 218.0074 | 724.5127 | 218.0074
7949 | 732.4757 | 220.2482 | 732.4757 | 220.2482
7950 | 717.6907 | 211.36 | 717.6907 | 211.36
7951 | 683.396 | 204.3698 | 683.396 | 204.3698
7952 | 661.3005 | 191.1178 | 661.3005 | 191.1178
7953 | 666.8069 | 182.7857 | 666.8069 | 182.7857
7954 | 674.0494 | 166.5519 | 674.0494 | 166.5519
7955 | 650.9178 | 154.3393 | 650.9178 | 154.3393
7956 | 608.7051 | 156.7562 | 608.7051 | 156.7562
7957 | 574.2436 | 167.8995 | 574.2436 | 167.8995
7958 | 552.8005 | 185.1166 | 552.8005 | 185.1166
7959 | 535.117 | 193.5828 | 535.117 | 193.5828
7960 | 513.8064 | 224.3263 | 513.8064 | 224.3263
7961 | 509.4587 | 281.336 | 509.4587 | 281.336
7962 | 520.5894 | 291.9937 | 520.5894 | 291.9937
7963 | 554.1449 | 295.4498 | 554.1449 | 295.4498
7964 | 616.4948 | 291.5582 | 616.4948 | 291.5582
7965 | 667.5918 | 289.4258 | 667.5918 | 289.4258
7966 | 708.6186 | 276.4772 | 708.6186 | 276.4772
7967 | 764.4128 | 265.1584 | 764.4128 | 265.1584
7968 | 750.3046 | 245.6705 | 750.3046 | 245.6705
7969 | 713.8685 | 225.2026 | 713.8685 | 225.2026
7970 | 707.2322 | 212.8218 | 707.2322 | 212.8218
7971 | 710.0988 | 197.9369 | 710.0988 | 197.9369
7972 | 710.9818 | 197.2174 | 710.9818 | 197.2174
7973 | 718.1818 | 200.3642 | 718.1818 | 200.3642
7974 | 706.7197 | 192.3124 | 706.7197 | 192.3124
7975 | 679.7057 | 192.1925 | 679.7057 | 192.1925
7976 | 658.9963 | 191.9841 | 658.9963 | 191.9841
7977 | 650.2268 | 190.343 | 650.2268 | 190.343
7978 | 659.6242 | 171.7892 | 659.6242 | 171.7892
7979 | 641.4633 | 157.9039 | 641.4633 | 157.9039
7980 | 602.9296 | 160.968 | 602.9296 | 160.968
7981 | 569.8637 | 171.3745 | 569.8637 | 171.3745
7982 | 550.2369 | 183.3144 | 550.2369 | 183.3144
7983 | 533.4463 | 189.4208 | 533.4463 | 189.4208
7984 | 510.9637 | 214.4192 | 510.9637 | 214.4192
7985 | 506.6104 | 268.611 | 506.6104 | 268.611
7986 | 515.4874 | 278.512 | 515.4874 | 278.512
7987 | 539.4023 | 285.463 | 539.4023 | 285.463
7988 | 586.4617 | 283.7022 | 586.4617 | 283.7022
7989 | 629.8087 | 279.668 | 629.8087 | 279.668
7990 | 671.3931 | 267.4562 | 671.3931 | 267.4562
7991 | 730.619 | 256.8941 | 730.619 | 256.8941
7992 | 732.0819 | 233.0949 | 732.0819 | 233.0949
7993 | 703.4633 | 206.5334 | 703.4633 | 206.5334
7994 | 696.0204 | 194.7599 | 696.0204 | 194.7599
7995 | 694.6229 | 187.054 | 694.6229 | 187.054
7996 | 700.2561 | 190.0783 | 700.2561 | 190.0783
7997 | 704.8964 | 189.0631 | 704.8964 | 189.0631
7998 | 685.5585 | 179.0298 | 685.5585 | 179.0298
7999 | 663.4688 | 172.2886 | 663.4688 | 172.2886
8000 | 648.4646 | 159.0764 | 648.4646 | 159.0764
8001 | 648.1239 | 151.9591 | 648.1239 | 151.9591
8002 | 655.3488 | 136.9698 | 655.3488 | 136.9698
8003 | 634.8349 | 127.7145 | 634.8349 | 127.7145
8004 | 601.348 | 47.1086 | 601.348 | 47.1086
8005 | 563.4014 | 37.4463 | 563.4014 | 37.4463
8006 | 544.4502 | 49.9788 | 544.4502 | 49.9788
8007 | 528.1247 | 56.9901 | 528.1247 | 56.9901
8008 | 506.5808 | 66.1001 | 506.5808 | 66.1001
8009 | 500.9658 | 120.9382 | 500.9658 | 120.9382
8010 | 508.4932 | 131.262 | 508.4932 | 131.262
8011 | 534.8324 | 130.0387 | 534.8324 | 130.0387
8012 | 581.9799 | 123.6896 | 581.9799 | 123.6896
8013 | 626.286 | 121.6943 | 626.286 | 121.6943
8014 | 665.537 | 117.4687 | 665.537 | 117.4687
8015 | 719.0933 | 112.1872 | 719.0933 | 112.1872
8016 | 718.9183 | 105.1419 | 718.9183 | 105.1419
8017 | 691.6019 | 96.7377 | 691.6019 | 96.7377
8018 | 687.2811 | 90.4059 | 687.2811 | 90.4059
8019 | 684.1191 | 91.0574 | 684.1191 | 91.0574
8020 | 691.094 | 105.1033 | 691.094 | 105.1033
8021 | 697.2202 | 110.8442 | 697.2202 | 110.8442
8022 | 681.2795 | 103.4862 | 681.2795 | 103.4862
8023 | 657.7103 | 99.6841 | 657.7103 | 99.6841
8024 | 639.2017 | 89.3257 | 639.2017 | 89.3257
8025 | 641.6223 | 79.584 | 641.6223 | 79.584
8026 | 648.9777 | 58.593 | 648.9777 | 58.593
8027 | 633.6191 | 48.7311 | 633.6191 | 48.7311
8028 | 595.6072 | 50.0145 | 595.6072 | 50.0145
8029 | 565.9202 | 39.1364 | 565.9202 | 39.1364
8030 | 546.8522 | 51.1671 | 546.8522 | 51.1671
8031 | 529.7606 | 58.7031 | 529.7606 | 58.7031
8032 | 507.5358 | 67.7469 | 507.5358 | 67.7469
8033 | 503.3646 | 122.4642 | 503.3646 | 122.4642
8034 | 514.6441 | 132.4504 | 514.6441 | 132.4504
8035 | 543.9638 | 130.7047 | 543.9638 | 130.7047
8036 | 604.5198 | 123.7466 | 604.5198 | 123.7466
8037 | 644.6685 | 120.9142 | 644.6685 | 120.9142
8038 | 686.7642 | 115.8014 | 686.7642 | 115.8014
8039 | 742.7409 | 110.5655 | 742.7409 | 110.5655
8040 | 744.6365 | 104.2752 | 744.6365 | 104.2752
8041 | 704.5787 | 96.854 | 704.5787 | 96.854
8042 | 690.9412 | 91.113 | 690.9412 | 91.113
8043 | 693.7996 | 92.1842 | 693.7996 | 92.1842
8044 | 692.5546 | 105.872 | 692.5546 | 105.872
8045 | 700.0183 | 110.6709 | 700.0183 | 110.6709
8046 | 686.7225 | 101.7915 | 686.7225 | 101.7915
8047 | 654.8037 | 96.6482 | 654.8037 | 96.6482
8048 | 641.3892 | 84.7912 | 641.3892 | 84.7912
8049 | 642.7476 | 74.0939 | 642.7476 | 74.0939
8050 | 652.7536 | 52.4026 | 652.7536 | 52.4026
8051 | 636.7504 | 42.4289 | 636.7504 | 42.4289
8052 | 595.181 | 44.2347 | 595.181 | 44.2347
8053 | 559.96 | 35.2498 | 559.96 | 35.2498
8054 | 538.6959 | 48.8566 | 538.6959 | 48.8566
8055 | 519.4563 | 55.9295 | 519.4563 | 55.9295
8056 | 500.432 | 65.6827 | 500.432 | 65.6827
8057 | 501.3715 | 122.1836 | 501.3715 | 122.1836
8058 | 512.1625 | 133.8759 | 512.1625 | 133.8759
8059 | 553.3202 | 131.9386 | 553.3202 | 131.9386
8060 | 626.0846 | 123.1444 | 626.0846 | 123.1444
8061 | 685.1633 | 120.1387 | 685.1633 | 120.1387
8062 | 719.4638 | 114.3644 | 719.4638 | 114.3644
8063 | 777.5845 | 107.858 | 777.5845 | 107.858
8064 | 773.4384 | 99.4511 | 773.4384 | 99.4511
8065 | 719.7491 | 89.6213 | 719.7491 | 89.6213
8066 | 708.9442 | 81.0132 | 708.9442 | 81.0132
8067 | 719.518 | 80.547 | 719.518 | 80.547
8068 | 717.6259 | 93.4023 | 717.6259 | 93.4023
8069 | 727.2838 | 97.3549 | 727.2838 | 97.3549
8070 | 715.9214 | 88.6489 | 715.9214 | 88.6489
8071 | 680.6217 | 83.5809 | 680.6217 | 83.5809
8072 | 664.9502 | 72.3489 | 664.9502 | 72.3489
8073 | 659.9125 | 62.297 | 659.9125 | 62.297
8074 | 662.7356 | 41.7667 | 662.7356 | 41.7667
8075 | 631.5011 | 32.8856 | 631.5011 | 32.8856
8076 | 587.978 | 35.7908 | 587.978 | 35.7908
8077 | 555.891 | 28.0102 | 555.891 | 28.0102
8078 | 538.56 | 41.4026 | 538.56 | 41.4026
8079 | 522.4776 | 49.6274 | 522.4776 | 49.6274
8080 | 504.5683 | 59.7911 | 504.5683 | 59.7911
8081 | 504.8565 | 116.349 | 504.8565 | 116.349
8082 | 515.2837 | 127.7905 | 515.2837 | 127.7905
8083 | 558.5171 | 127.3449 | 558.5171 | 127.3449
8084 | 636.1424 | 120.4644 | 636.1424 | 120.4644
8085 | 690.4257 | 117.5795 | 690.4257 | 117.5795
8086 | 728.8633 | 112.2523 | 728.8633 | 112.2523
8087 | 792.8939 | 106.7404 | 792.8939 | 106.7404
8088 | 780.1502 | 100.0532 | 780.1502 | 100.0532
8089 | 735.7933 | 91.3206 | 735.7933 | 91.3206
8090 | 727.3593 | 83.7571 | 727.3593 | 83.7571
8091 | 733.1943 | 83.7357 | 733.1943 | 83.7357
8092 | 737.2736 | 96.3309 | 737.2736 | 96.3309
8093 | 744.2955 | 99.1135 | 744.2955 | 99.1135
8094 | 730.878 | 88.9591 | 730.878 | 88.9591
8095 | 690.3851 | 83.2501 | 690.3851 | 83.2501
8096 | 666.9338 | 71.3863 | 666.9338 | 71.3863
8097 | 661.9952 | 60.5864 | 661.9952 | 60.5864
8098 | 666.1816 | 39.2372 | 666.1816 | 39.2372
8099 | 637.8581 | 29.5988 | 637.8581 | 29.5988
8100 | 596.7352 | 31.8106 | 596.7352 | 31.8106
8101 | 563.5479 | 23.0925 | 563.5479 | 23.0925
8102 | 543.1934 | 34.1401 | 543.1934 | 34.1401
8103 | 522.6814 | 40.5745 | 522.6814 | 40.5745
8104 | 505.439 | 49.9056 | 505.439 | 49.9056
8105 | 506.7753 | 105.6311 | 506.7753 | 105.6311
8106 | 522.6057 | 116.9812 | 522.6057 | 116.9812
8107 | 564.6892 | 116.0042 | 564.6892 | 116.0042
8108 | 639.0556 | 109.5297 | 639.0556 | 109.5297
8109 | 688.1199 | 106.8615 | 688.1199 | 106.8615
8110 | 727.9513 | 101.1625 | 727.9513 | 101.1625
8111 | 782.0633 | 94.4144 | 782.0633 | 94.4144
8112 | 774.5311 | 85.5489 | 774.5311 | 85.5489
8113 | 730.2329 | 75.2698 | 730.2329 | 75.2698
8114 | 716.3612 | 66.3059 | 716.3612 | 66.3059
8115 | 724.6721 | 64.9433 | 724.6721 | 64.9433
8116 | 726.7988 | 79.0531 | 726.7988 | 79.0531
8117 | 731.259 | 85.9002 | 731.259 | 85.9002
8118 | 720.1405 | 78.6357 | 720.1405 | 78.6357
8119 | 682.184 | 74.6945 | 682.184 | 74.6945
8120 | 657.6578 | 64.409 | 657.6578 | 64.409
8121 | 655.4106 | 56.4488 | 655.4106 | 56.4488
8122 | 667.5047 | 35.5626 | 667.5047 | 35.5626
8123 | 643.0544 | 26.8731 | 643.0544 | 26.8731
8124 | 603.137 | 29.3061 | 603.137 | 29.3061
8125 | 569.3744 | 18.7565 | 569.3744 | 18.7565
8126 | 544.6615 | 30.5546 | 544.6615 | 30.5546
8127 | 524.4876 | 38.1293 | 524.4876 | 38.1293
8128 | 503.8711 | 47.7296 | 503.8711 | 47.7296
8129 | 504.4691 | 103.6489 | 504.4691 | 103.6489
8130 | 516.3265 | 114.5977 | 516.3265 | 114.5977
8131 | 549.0873 | 112.706 | 549.0873 | 112.706
8132 | 604.7143 | 105.0819 | 604.7143 | 105.0819
8133 | 662.9452 | 102.2358 | 662.9452 | 102.2358
8134 | 701.254 | 96.8082 | 701.254 | 96.8082
8135 | 754.122 | 90.3749 | 754.122 | 90.3749
8136 | 747.4637 | 83.0399 | 747.4637 | 83.0399
8137 | 712.0779 | 73.3538 | 712.0779 | 73.3538
8138 | 703.6492 | 64.6294 | 703.6492 | 64.6294
8139 | 702.7578 | 64.6742 | 702.7578 | 64.6742
8140 | 701.3287 | 79.2333 | 701.3287 | 79.2333
8141 | 703.2349 | 86.2697 | 703.2349 | 86.2697
8142 | 689.1592 | 79.9906 | 689.1592 | 79.9906
8143 | 660.6013 | 76.1702 | 660.6013 | 76.1702
8144 | 643.7937 | 65.408 | 643.7937 | 65.408
8145 | 636.036 | 55.3403 | 636.036 | 55.3403
8146 | 646.4731 | 34.3743 | 646.4731 | 34.3743
8147 | 631.9282 | 25.167 | 631.9282 | 25.167
8148 | 600.1554 | 28.0197 | 600.1554 | 28.0197
8149 | 563.8816 | 19.5594 | 563.8816 | 19.5594
8150 | 540.1137 | 31.4145 | 540.1137 | 31.4145
8151 | 514.4053 | 38.7588 | 514.4053 | 38.7588
8152 | 498.8396 | 48.8473 | 498.8396 | 48.8473
8153 | 497.3381 | 104.6822 | 497.3381 | 104.6822
8154 | 504.0293 | 116.1852 | 504.0293 | 116.1852
8155 | 527.362 | 115.4157 | 527.362 | 115.4157
8156 | 573.3343 | 109.1442 | 573.3343 | 109.1442
8157 | 620.392 | 106.2936 | 620.392 | 106.2936
8158 | 665.8001 | 100.8363 | 665.8001 | 100.8363
8159 | 714.6481 | 94.6197 | 714.6481 | 94.6197
8160 | 720.663 | 87.271 | 720.663 | 87.271
8161 | 687.4875 | 77.4321 | 687.4875 | 77.4321
8162 | 682.879 | 70.7947 | 682.879 | 70.7947
8163 | 682.2735 | 72.4064 | 682.2735 | 72.4064
8164 | 682.3665 | 86.6667 | 682.3665 | 86.6667
8165 | 680.2383 | 92.3141 | 680.2383 | 92.3141
8166 | 665.6034 | 85.6473 | 665.6034 | 85.6473
8167 | 644.154 | 83.1772 | 644.154 | 83.1772
8168 | 625.5593 | 74.7963 | 625.5593 | 74.7963
8169 | 620.0941 | 66.462 | 620.0941 | 66.462
8170 | 631.308 | 46.1643 | 631.308 | 46.1643
8171 | 622.5194 | 35.9215 | 622.5194 | 35.9215
8172 | 591.1543 | 36.5845 | 591.1543 | 36.5845
8173 | 558.2643 | 24.9195 | 558.2643 | 24.9195
8174 | 537.2364 | 34.4481 | 537.2364 | 34.4481
8175 | 516.1424 | 40.157 | 516.1424 | 40.157
8176 | 499.6041 | 48.4208 | 499.6041 | 48.4208
8177 | 497.8772 | 102.9396 | 497.8772 | 102.9396
8178 | 505.4475 | 112.9851 | 505.4475 | 112.9851
8179 | 531.5358 | 111.0866 | 531.5358 | 111.0866
8180 | 577.7252 | 103.5104 | 577.7252 | 103.5104
8181 | 619.5561 | 100.2788 | 619.5561 | 100.2788
8182 | 652.3714 | 94.598 | 652.3714 | 94.598
8183 | 709.1111 | 87.964 | 709.1111 | 87.964
8184 | 715.014 | 79.3357 | 715.014 | 79.3357
8185 | 683.6411 | 67.996 | 683.6411 | 67.996
8186 | 664.231 | 58.8884 | 664.231 | 58.8884
8187 | 659.8892 | 60.5138 | 659.8892 | 60.5138
8188 | 656.7586 | 76.8657 | 656.7586 | 76.8657
8189 | 656.9825 | 84.1849 | 656.9825 | 84.1849
8190 | 641.5146 | 77.7576 | 641.5146 | 77.7576
8191 | 623.9126 | 74.2132 | 623.9126 | 74.2132
8192 | 616.055 | 63.5149 | 616.055 | 63.5149
8193 | 619.572 | 53.1939 | 619.572 | 53.1939
8194 | 625.7228 | 31.6417 | 625.7228 | 31.6417
8195 | 606.8838 | 20.7671 | 606.8838 | 20.7671
8196 | 573.7679 | 20.4403 | 573.7679 | 20.4403
8197 | 541.2218 | 7.4615 | 541.2218 | 7.4615
8198 | 521.185 | 19.3393 | 521.185 | 19.3393
8199 | 500.0131 | 27.8447 | 500.0131 | 27.8447
8200 | 483.1054 | 39.1717 | 483.1054 | 39.1717
8201 | 483.0803 | 97.6137 | 483.0803 | 97.6137
8202 | 495.5572 | 108.6719 | 495.5572 | 108.6719
8203 | 528.4265 | 104.9646 | 528.4265 | 104.9646
8204 | 586.7905 | 98.8551 | 586.7905 | 98.8551
8205 | 633.8813 | 96.9305 | 633.8813 | 96.9305
8206 | 669.3163 | 91.6443 | 669.3163 | 91.6443
8207 | 731.585 | 86.1096 | 731.585 | 86.1096
8208 | 727.5527 | 81.108 | 727.5527 | 81.108
8209 | 685.5616 | 73.7644 | 685.5616 | 73.7644
8210 | 670.7827 | 68.0987 | 670.7827 | 68.0987
8211 | 678.7161 | 69.5211 | 678.7161 | 69.5211
8212 | 681.3765 | 87.0248 | 681.3765 | 87.0248
8213 | 697.0034 | 95.2245 | 697.0034 | 95.2245
8214 | 681.9086 | 88.1631 | 681.9086 | 88.1631
8215 | 650.9872 | 83.4919 | 650.9872 | 83.4919
8216 | 633.8127 | 72.8142 | 633.8127 | 72.8142
8217 | 626.9306 | 63.8344 | 626.9306 | 63.8344
8218 | 636.2155 | 41.9218 | 636.2155 | 41.9218
8219 | 619.1718 | 30.9856 | 619.1718 | 30.9856
8220 | 579.6653 | 32.1664 | 579.6653 | 32.1664
8221 | 543.6408 | 22.7732 | 543.6408 | 22.7732
8222 | 519.2173 | 36.161 | 519.2173 | 36.161
8223 | 499.5502 | 43.9844 | 499.5502 | 43.9844
8224 | 480.5209 | 53.2882 | 480.5209 | 53.2882
8225 | 485.4718 | 109.228 | 485.4718 | 109.228
8226 | 499.655 | 120.6421 | 499.655 | 120.6421
8227 | 540.9389 | 118.1141 | 540.9389 | 118.1141
8228 | 611.6744 | 109.7259 | 611.6744 | 109.7259
8229 | 669.3685 | 106.5559 | 669.3685 | 106.5559
8230 | 702.1013 | 101.5115 | 702.1013 | 101.5115
8231 | 755.7662 | 95.4727 | 755.7662 | 95.4727
8232 | 754.482 | 86.7829 | 754.482 | 86.7829
8233 | 710.3059 | 76.5426 | 710.3059 | 76.5426
8234 | 700.1701 | 70.2267 | 700.1701 | 70.2267
8235 | 701.7013 | 72.3198 | 701.7013 | 72.3198
8236 | 699.5607 | 87.8893 | 699.5607 | 87.8893
8237 | 705.367 | 94.4308 | 705.367 | 94.4308
8238 | 690.5359 | 87.7571 | 690.5359 | 87.7571
8239 | 650.8703 | 84.7784 | 650.8703 | 84.7784
8240 | 625.5969 | 74.7917 | 625.5969 | 74.7917
8241 | 618.9535 | 65.358 | 618.9535 | 65.358
8242 | 629.441 | 44.1845 | 629.441 | 44.1845
8243 | 613.4139 | 33.7021 | 613.4139 | 33.7021
8244 | 581.6323 | 34.6845 | 581.6323 | 34.6845
8245 | 547.8167 | 24.249 | 547.8167 | 24.249
8246 | 524.8928 | 37.0802 | 524.8928 | 37.0802
8247 | 501.5855 | 46.3862 | 501.5855 | 46.3862
8248 | 482.5755 | 56.9103 | 482.5755 | 56.9103
8249 | 486.9081 | 112.6677 | 486.9081 | 112.6677
8250 | 504.5619 | 123.9061 | 504.5619 | 123.9061
8251 | 546.8419 | 122.3429 | 546.8419 | 122.3429
8252 | 621.4896 | 114.9514 | 621.4896 | 114.9514
8253 | 670.6636 | 111.3983 | 670.6636 | 111.3983
8254 | 709.6597 | 104.3672 | 709.6597 | 104.3672
8255 | 765.0374 | 97.9178 | 765.0374 | 97.9178
8256 | 765.432 | 92.1978 | 765.432 | 92.1978
8257 | 712.8556 | 86.2684 | 712.8556 | 86.2684
8258 | 706.7857 | 82.9839 | 706.7857 | 82.9839
8259 | 712.2651 | 86.8674 | 712.2651 | 86.8674
8260 | 708.0219 | 102.3822 | 708.0219 | 102.3822
8261 | 714.6654 | 107.6304 | 714.6654 | 107.6304
8262 | 702.5979 | 98.6142 | 702.5979 | 98.6142
8263 | 663.2635 | 92.9509 | 663.2635 | 92.9509
8264 | 643.166 | 81.4018 | 643.166 | 81.4018
8265 | 640.7733 | 71.2222 | 640.7733 | 71.2222
8266 | 647.9046 | 50.4866 | 647.9046 | 50.4866
8267 | 624.9553 | 40.7889 | 624.9553 | 40.7889
8268 | 585.1805 | 42.2685 | 585.1805 | 42.2685
8269 | 549.6531 | 32.2504 | 549.6531 | 32.2504
8270 | 525.6765 | 43.4189 | 525.6765 | 43.4189
8271 | 504.5395 | 48.4824 | 504.5395 | 48.4824
8272 | 488.8392 | 56.9171 | 488.8392 | 56.9171
8273 | 491.0854 | 114.4422 | 491.0854 | 114.4422
8274 | 503.3661 | 128.7097 | 503.3661 | 128.7097
8275 | 542.6741 | 128.4808 | 542.6741 | 128.4808
8276 | 615.2897 | 121.4657 | 615.2897 | 121.4657
8277 | 673.5706 | 117.6023 | 673.5706 | 117.6023
8278 | 705.845 | 108.2082 | 705.845 | 108.2082
8279 | 767.1064 | 99.7198 | 767.1064 | 99.7198
8280 | 773.0687 | 90.1929 | 773.0687 | 90.1929
8281 | 721.5901 | 81.5971 | 721.5901 | 81.5971
8282 | 711.1697 | 78.5635 | 711.1697 | 78.5635
8283 | 708.6723 | 83.6376 | 708.6723 | 83.6376
8284 | 714.1557 | 100.4457 | 714.1557 | 100.4457
8285 | 721.2059 | 107.4046 | 721.2059 | 107.4046
8286 | 700.9225 | 99.7615 | 700.9225 | 99.7615
8287 | 663.5413 | 94.9672 | 663.5413 | 94.9672
8288 | 639.393 | 84.0362 | 639.393 | 84.0362
8289 | 631.0164 | 73.6012 | 631.0164 | 73.6012
8290 | 643.8189 | 52.0103 | 643.8189 | 52.0103
8291 | 630.4666 | 41.7173 | 630.4666 | 41.7173
8292 | 591.9867 | 42.5559 | 591.9867 | 42.5559
8293 | 556.4775 | 31.484 | 556.4775 | 31.484
8294 | 530.2745 | 45.9119 | 530.2745 | 45.9119
8295 | 509.4735 | 55.2521 | 509.4735 | 55.2521
8296 | 493.1914 | 64.6882 | 493.1914 | 64.6882
8297 | 492.5964 | 119.6404 | 492.5964 | 119.6404
8298 | 505.7921 | 129.7771 | 505.7921 | 129.7771
8299 | 535.5959 | 127.849 | 535.5959 | 127.849
8300 | 595.3733 | 121.1372 | 595.3733 | 121.1372
8301 | 648.5767 | 118.184 | 648.5767 | 118.184
8302 | 689.0825 | 112.4256 | 689.0825 | 112.4256
8303 | 739.4049 | 105.4289 | 739.4049 | 105.4289
8304 | 736.474 | 96.2327 | 736.474 | 96.2327
8305 | 703.9903 | 85.3127 | 703.9903 | 85.3127
8306 | 697.7801 | 77.5576 | 697.7801 | 77.5576
8307 | 700.9551 | 77.9947 | 700.9551 | 77.9947
8308 | 694.3059 | 91.9037 | 694.3059 | 91.9037
8309 | 703.1991 | 97.2979 | 703.1991 | 97.2979
8310 | 690.4441 | 89.5659 | 690.4441 | 89.5659
8311 | 656.0971 | 85.49 | 656.0971 | 85.49
8312 | 637.2675 | 75.0723 | 637.2675 | 75.0723
8313 | 633.0933 | 65.8165 | 633.0933 | 65.8165
8314 | 641.1192 | 45.6192 | 641.1192 | 45.6192
8315 | 625.625 | 36.9205 | 625.625 | 36.9205
8316 | 593.4645 | 39.0981 | 593.4645 | 39.0981
8317 | 559.2039 | 29.7231 | 559.2039 | 29.7231
8318 | 534.2408 | 44.6346 | 534.2408 | 44.6346
8319 | 510.6796 | 53.1354 | 510.6796 | 53.1354
8320 | 495.6763 | 63.68 | 495.6763 | 63.68
8321 | 493.1816 | 120.8333 | 493.1816 | 120.8333
8322 | 503.2906 | 133.4015 | 503.2906 | 133.4015
8323 | 528.0819 | 132.9651 | 528.0819 | 132.9651
8324 | 569.4735 | 125.788 | 569.4735 | 125.788
8325 | 607.4544 | 120.6907 | 607.4544 | 120.6907
8326 | 650.0099 | 113.3631 | 650.0099 | 113.3631
8327 | 705.1514 | 106.047 | 705.1514 | 106.047
8328 | 710.3514 | 96.6478 | 710.3514 | 96.6478
8329 | 683.8848 | 86.2706 | 683.8848 | 86.2706
8330 | 677.8277 | 79.5602 | 677.8277 | 79.5602
8331 | 676.5631 | 80.1114 | 676.5631 | 80.1114
8332 | 685.691 | 93.4547 | 685.691 | 93.4547
8333 | 683.0251 | 98.5524 | 683.0251 | 98.5524
8334 | 665.358 | 90.5352 | 665.358 | 90.5352
8335 | 642.4629 | 85.8367 | 642.4629 | 85.8367
8336 | 624.8124 | 74.8852 | 624.8124 | 74.8852
8337 | 622.4528 | 64.952 | 622.4528 | 64.952
8338 | 626.6095 | 44.3464 | 626.6095 | 44.3464
8339 | 618.9336 | 34.8791 | 618.9336 | 34.8791
8340 | 589.7789 | 36.3815 | 589.7789 | 36.3815
8341 | 552.4914 | 26.4135 | 552.4914 | 26.4135
8342 | 532.1249 | 39.977 | 532.1249 | 39.977
8343 | 510.1093 | 48.0444 | 510.1093 | 48.0444
8344 | 491.2622 | 59.1387 | 491.2622 | 59.1387
8345 | 491.4241 | 115.017 | 491.4241 | 115.017
8346 | 497.5323 | 125.7582 | 497.5323 | 125.7582
8347 | 522.1873 | 126.574 | 522.1873 | 126.574
8348 | 571.903 | 121.3448 | 571.903 | 121.3448
8349 | 612.9181 | 117.2876 | 612.9181 | 117.2876
8350 | 653.5096 | 110.8107 | 653.5096 | 110.8107
8351 | 706.4755 | 103.1731 | 706.4755 | 103.1731
8352 | 712.1171 | 93.8286 | 712.1171 | 93.8286
8353 | 682.2812 | 83.7206 | 682.2812 | 83.7206
8354 | 676.0084 | 74.7612 | 676.0084 | 74.7612
8355 | 674.7647 | 73.9552 | 674.7647 | 73.9552
8356 | 681.7195 | 86.6211 | 681.7195 | 86.6211
8357 | 681.4125 | 91.1486 | 681.4125 | 91.1486
8358 | 668.8758 | 82.6775 | 668.8758 | 82.6775
8359 | 641.2401 | 77.5593 | 641.2401 | 77.5593
8360 | 627.5673 | 66.0034 | 627.5673 | 66.0034
8361 | 625.4887 | 55.6984 | 625.4887 | 55.6984
8362 | 627.1248 | 35.298 | 627.1248 | 35.298
8363 | 616.1001 | 26.3325 | 616.1001 | 26.3325
8364 | 592.1637 | 27.6707 | 592.1637 | 27.6707
8365 | 554.4431 | 21.537 | 554.4431 | 21.537
8366 | 533.0345 | 37.6733 | 533.0345 | 37.6733
8367 | 516.0487 | 46.0418 | 516.0487 | 46.0418
8368 | 491.7242 | 55.357 | 491.7242 | 55.357
8369 | 491.287 | 112.6631 | 491.287 | 112.6631
8370 | 505.8778 | 123.8764 | 505.8778 | 123.8764
8371 | 532.9087 | 124.5234 | 532.9087 | 124.5234
8372 | 593.031 | 118.1766 | 593.031 | 118.1766
8373 | 637.493 | 115.31 | 637.493 | 115.31
8374 | 675.5221 | 110.4047 | 675.5221 | 110.4047
8375 | 723.8714 | 104.3181 | 723.8714 | 104.3181
8376 | 734.6247 | 96.2509 | 734.6247 | 96.2509
8377 | 696.1529 | 87.2218 | 696.1529 | 87.2218
8378 | 689.4211 | 80.5775 | 689.4211 | 80.5775
8379 | 693.8325 | 80.8093 | 693.8325 | 80.8093
8380 | 695.9676 | 93.4866 | 695.9676 | 93.4866
8381 | 708.7736 | 97.4895 | 708.7736 | 97.4895
8382 | 690.7137 | 88.4756 | 690.7137 | 88.4756
8383 | 661.6202 | 83.3117 | 661.6202 | 83.3117
8384 | 645.4575 | 72.0136 | 645.4575 | 72.0136
8385 | 635.6828 | 61.7679 | 635.6828 | 61.7679
8386 | 638.2857 | 41.1965 | 638.2857 | 41.1965
8387 | 627.4687 | 32.4248 | 627.4687 | 32.4248
8388 | 593.1529 | 35.2456 | 593.1529 | 35.2456
8389 | 552.3399 | 26.726 | 552.3399 | 26.726
8390 | 530.0394 | 41.544 | 530.0394 | 41.544
8391 | 509.7684 | 49.9034 | 509.7684 | 49.9034
8392 | 492.117 | 60.8152 | 492.117 | 60.8152
8393 | 495.3304 | 117.5739 | 495.3304 | 117.5739
8394 | 510.5378 | 129.0108 | 510.5378 | 129.0108
8395 | 549.1972 | 127.8786 | 549.1972 | 127.8786
8396 | 620.674 | 120.859 | 620.674 | 120.859
8397 | 667.4926 | 117.064 | 667.4926 | 117.064
8398 | 702.5659 | 109.6315 | 702.5659 | 109.6315
8399 | 756.2467 | 102.0166 | 756.2467 | 102.0166
8400 | 756.0621 | 92.6836 | 756.0621 | 92.6836
8401 | 711.5035 | 81.9301 | 711.5035 | 81.9301
8402 | 701.9234 | 73.9743 | 701.9234 | 73.9743
8403 | 710.1672 | 73.2572 | 710.1672 | 73.2572
8404 | 710.2284 | 85.7521 | 710.2284 | 85.7521
8405 | 714.781 | 90.2043 | 714.781 | 90.2043
8406 | 701.5466 | 81.7218 | 701.5466 | 81.7218
8407 | 668.7857 | 76.8385 | 668.7857 | 76.8385
8408 | 640.1518 | 65.6339 | 640.1518 | 65.6339
8409 | 635.0845 | 55.5638 | 635.0845 | 55.5638
8410 | 638.1299 | 35.0517 | 638.1299 | 35.0517
8411 | 617.295 | 26.0565 | 617.295 | 26.0565
8412 | 586.7979 | 27.6434 | 586.7979 | 27.6434
8413 | 546.1299 | 21.0625 | 546.1299 | 21.0625
8414 | 526.9888 | 37.7645 | 526.9888 | 37.7645
8415 | 506.4882 | 46.5367 | 506.4882 | 46.5367
8416 | 490.3109 | 55.6444 | 490.3109 | 55.6444
8417 | 495.1045 | 111.1121 | 495.1045 | 111.1121
8418 | 511.6257 | 122.257 | 511.6257 | 122.257
8419 | 551.9644 | 121.3621 | 551.9644 | 121.3621
8420 | 617.073 | 115.0609 | 617.073 | 115.0609
8421 | 669.6031 | 112.7919 | 669.6031 | 112.7919
8422 | 702.9322 | 103.5483 | 702.9322 | 103.5483
8423 | 750.2443 | 94.0836 | 750.2443 | 94.0836
8424 | 750.271 | 83.9842 | 750.271 | 83.9842
8425 | 712.6097 | 70.3453 | 712.6097 | 70.3453
8426 | 702.1821 | 60.1041 | 702.1821 | 60.1041
8427 | 705.5767 | 60.5138 | 705.5767 | 60.5138
8428 | 713.8284 | 76.8657 | 713.8284 | 76.8657
8429 | 716.5973 | 84.1849 | 716.5973 | 84.1849
8430 | 699.8743 | 77.7576 | 699.8743 | 77.7576
8431 | 660.8953 | 74.2132 | 660.8953 | 74.2132
8432 | 645.1024 | 63.5149 | 645.1024 | 63.5149
8433 | 641.7183 | 53.1939 | 641.7183 | 53.1939
8434 | 646.8548 | 31.6417 | 646.8548 | 31.6417
8435 | 620.454 | 20.7671 | 620.454 | 20.7671
8436 | 586.4586 | 20.4403 | 586.4586 | 20.4403
8437 | 549.8279 | 7.2927 | 549.8279 | 7.2927
8438 | 529.2007 | 20.5779 | 529.2007 | 20.5779
8439 | 508.1154 | 31.8819 | 508.1154 | 31.8819
8440 | 491.1893 | 43.2727 | 491.1893 | 43.2727
8441 | 496.0107 | 99.6117 | 496.0107 | 99.6117
8442 | 512.4762 | 111.3109 | 512.4762 | 111.3109
8443 | 548.1412 | 110.1332 | 548.1412 | 110.1332
8444 | 614.7899 | 102.7942 | 614.7899 | 102.7942
8445 | 666.4162 | 99.1772 | 666.4162 | 99.1772
8446 | 698.6129 | 91.6306 | 698.6129 | 91.6306
8447 | 746.6827 | 81.0232 | 746.6827 | 81.0232
8448 | 745.625 | 71.8749 | 745.625 | 71.8749
8449 | 704.8162 | 60.3823 | 704.8162 | 60.3823
8450 | 697.0857 | 56.5208 | 697.0857 | 56.5208
8451 | 705.4315 | 60.5138 | 705.4315 | 60.5138
8452 | 703.4028 | 76.8657 | 703.4028 | 76.8657
8453 | 703.2368 | 84.1849 | 703.2368 | 84.1849
8454 | 690.9675 | 77.7576 | 690.9675 | 77.7576
8455 | 655.6628 | 74.2132 | 655.6628 | 74.2132
8456 | 634.101 | 63.5149 | 634.101 | 63.5149
8457 | 634.5699 | 53.1939 | 634.5699 | 53.1939
8458 | 642.4269 | 31.6417 | 642.4269 | 31.6417
8459 | 622.3694 | 20.7671 | 622.3694 | 20.7671
8460 | 586.1126 | 20.4403 | 586.1126 | 20.4403
8461 | 544.545 | 8.3944 | 544.545 | 8.3944
8462 | 522.6179 | 22.5075 | 522.6179 | 22.5075
8463 | 505.6677 | 30.7118 | 505.6677 | 30.7118
8464 | 490.9432 | 41.8609 | 490.9432 | 41.8609
8465 | 490.9548 | 99.1282 | 490.9548 | 99.1282
8466 | 504.3875 | 111.7283 | 504.3875 | 111.7283
8467 | 531.3553 | 111.7138 | 531.3553 | 111.7138
8468 | 591.6247 | 105.4925 | 591.6247 | 105.4925
8469 | 641.5666 | 102.7673 | 641.5666 | 102.7673
8470 | 680.5122 | 95.5081 | 680.5122 | 95.5081
8471 | 733.3343 | 87.8317 | 733.3343 | 87.8317
8472 | 734.9617 | 78.3116 | 734.9617 | 78.3116
8473 | 702.4331 | 67.33 | 702.4331 | 67.33
8474 | 698.8562 | 59.8874 | 698.8562 | 59.8874
8475 | 702.7689 | 60.7031 | 702.7689 | 60.7031
8476 | 696.6689 | 76.8657 | 696.6689 | 76.8657
8477 | 694.3277 | 84.1849 | 694.3277 | 84.1849
8478 | 689.1551 | 77.7576 | 689.1551 | 77.7576
8479 | 662.87 | 74.2132 | 662.87 | 74.2132
8480 | 637.0453 | 63.5149 | 637.0453 | 63.5149
8481 | 629.588 | 53.1939 | 629.588 | 53.1939
8482 | 634.9447 | 31.6417 | 634.9447 | 31.6417
8483 | 618.544 | 20.7671 | 618.544 | 20.7671
8484 | 591.1098 | 20.4403 | 591.1098 | 20.4403
8485 | 550.8177 | 12.037 | 550.8177 | 12.037
8486 | 527.2265 | 25.2309 | 527.2265 | 25.2309
8487 | 502.8515 | 31.9572 | 502.8515 | 31.9572
8488 | 487.2404 | 42.1323 | 487.2404 | 42.1323
8489 | 485.4687 | 98.2979 | 485.4687 | 98.2979
8490 | 496.0963 | 109.9036 | 496.0963 | 109.9036
8491 | 520.066 | 109.0178 | 520.066 | 109.0178
8492 | 564.6681 | 102.3334 | 564.6681 | 102.3334
8493 | 605.2885 | 99.33 | 605.2885 | 99.33
8494 | 644.1618 | 92.6866 | 644.1618 | 92.6866
8495 | 697.8317 | 85.2018 | 697.8317 | 85.2018
8496 | 704.3271 | 75.7228 | 704.3271 | 75.7228
8497 | 668.2465 | 63.473 | 668.2465 | 63.473
8498 | 654.7289 | 56.5208 | 654.7289 | 56.5208
8499 | 655.5513 | 60.5138 | 655.5513 | 60.5138
8500 | 660.5243 | 76.8657 | 660.5243 | 76.8657
8501 | 666.6847 | 84.1849 | 666.6847 | 84.1849
8502 | 652.4402 | 77.7576 | 652.4402 | 77.7576
8503 | 626.5744 | 74.2132 | 626.5744 | 74.2132
8504 | 604.0384 | 63.5149 | 604.0384 | 63.5149
8505 | 602.2365 | 53.1939 | 602.2365 | 53.1939
8506 | 613.4384 | 31.6417 | 613.4384 | 31.6417
8507 | 606.0128 | 20.7671 | 606.0128 | 20.7671
8508 | 576.9154 | 20.4403 | 576.9154 | 20.4403
8509 | 541.6439 | 7.2927 | 541.6439 | 7.2927
8510 | 521.281 | 19.369 | 521.281 | 19.369
8511 | 499.1846 | 27.3178 | 499.1846 | 27.3178
8512 | 480.2969 | 36.4597 | 480.2969 | 36.4597
8513 | 481.7045 | 93.0975 | 481.7045 | 93.0975
8514 | 491.5945 | 105.1616 | 491.5945 | 105.1616
8515 | 515.1012 | 104.4195 | 515.1012 | 104.4195
8516 | 557.3727 | 98.1001 | 557.3727 | 98.1001
8517 | 594.5656 | 95.9177 | 594.5656 | 95.9177
8518 | 632.5266 | 87.9104 | 632.5266 | 87.9104
8519 | 686.5773 | 79.6615 | 686.5773 | 79.6615
8520 | 696.2971 | 71.5784 | 696.2971 | 71.5784
8521 | 665.9689 | 60.4371 | 665.9689 | 60.4371
8522 | 654.6462 | 56.5208 | 654.6462 | 56.5208
8523 | 656.7679 | 60.5138 | 656.7679 | 60.5138
8524 | 664.5086 | 76.8657 | 664.5086 | 76.8657
8525 | 662.2609 | 84.1849 | 662.2609 | 84.1849
8526 | 651.2824 | 77.7576 | 651.2824 | 77.7576
8527 | 629.842 | 74.2132 | 629.842 | 74.2132
8528 | 616.9514 | 63.5149 | 616.9514 | 63.5149
8529 | 618.1401 | 53.1939 | 618.1401 | 53.1939
8530 | 619.8834 | 31.6417 | 619.8834 | 31.6417
8531 | 608.3575 | 20.7671 | 608.3575 | 20.7671
8532 | 576.712 | 20.4403 | 576.712 | 20.4403
8533 | 541.6821 | 7.2927 | 541.6821 | 7.2927
8534 | 519.268 | 15.4823 | 519.268 | 15.4823
8535 | 500.5445 | 21.465 | 500.5445 | 21.465
8536 | 481.8563 | 31.2227 | 481.8563 | 31.2227
8537 | 482.3897 | 87.9837 | 482.3897 | 87.9837
8538 | 493.3364 | 100.4994 | 493.3364 | 100.4994
8539 | 517.7505 | 100.0379 | 517.7505 | 100.0379
8540 | 568.7945 | 93.9146 | 568.7945 | 93.9146
8541 | 614.6031 | 91.2989 | 614.6031 | 91.2989
8542 | 651.7996 | 86.5989 | 651.7996 | 86.5989
8543 | 706.8564 | 81.0711 | 706.8564 | 81.0711
8544 | 707.5221 | 74.612 | 707.5221 | 74.612
8545 | 677.3545 | 67.5854 | 677.3545 | 67.5854
8546 | 670.5736 | 62.385 | 670.5736 | 62.385
8547 | 667.3178 | 63.4653 | 667.3178 | 63.4653
8548 | 668.2859 | 77.5271 | 668.2859 | 77.5271
8549 | 674.8145 | 84.1849 | 674.8145 | 84.1849
8550 | 661.5983 | 77.7576 | 661.5983 | 77.7576
8551 | 636.526 | 74.2132 | 636.526 | 74.2132
8552 | 616.061 | 63.5149 | 616.061 | 63.5149
8553 | 614.4628 | 53.1939 | 614.4628 | 53.1939
8554 | 620.7927 | 31.6417 | 620.7927 | 31.6417
8555 | 608.2442 | 20.7671 | 608.2442 | 20.7671
8556 | 582.5884 | 20.4403 | 582.5884 | 20.4403
8557 | 544.7969 | 7.2927 | 544.7969 | 7.2927
8558 | 522.5201 | 17.2386 | 522.5201 | 17.2386
8559 | 499.9106 | 22.9134 | 499.9106 | 22.9134
8560 | 486.5288 | 31.6743 | 486.5288 | 31.6743
8561 | 489.0737 | 87.0622 | 489.0737 | 87.0622
8562 | 496.7744 | 98.0041 | 496.7744 | 98.0041
8563 | 524.2416 | 96.8149 | 524.2416 | 96.8149
8564 | 565.7903 | 90.2971 | 565.7903 | 90.2971
8565 | 613.6081 | 87.2161 | 613.6081 | 87.2161
8566 | 648.9849 | 81.5079 | 648.9849 | 81.5079
8567 | 700.2947 | 74.8077 | 700.2947 | 74.8077
8568 | 699.1205 | 66.3117 | 699.1205 | 66.3117
8569 | 671.6288 | 59.3171 | 671.6288 | 59.3171
8570 | 664.5462 | 56.5208 | 664.5462 | 56.5208
8571 | 660.9603 | 60.5138 | 660.9603 | 60.5138
8572 | 662.6544 | 76.8657 | 662.6544 | 76.8657
8573 | 660.4966 | 84.1849 | 660.4966 | 84.1849
8574 | 647.2423 | 77.7576 | 647.2423 | 77.7576
8575 | 624.1868 | 74.2132 | 624.1868 | 74.2132
8576 | 615.4752 | 63.5149 | 615.4752 | 63.5149
8577 | 616.247 | 53.1939 | 616.247 | 53.1939
8578 | 622.6409 | 31.6417 | 622.6409 | 31.6417
8579 | 609.6926 | 20.7671 | 609.6926 | 20.7671
8580 | 579.5932 | 20.4403 | 579.5932 | 20.4403
8581 | 540.6792 | 8.4924 | 540.6792 | 8.4924
8582 | 520.3717 | 19.8388 | 520.3717 | 19.8388
8583 | 499.4409 | 26.6541 | 499.4409 | 26.6541
8584 | 484.2485 | 35.5587 | 484.2485 | 35.5587
8585 | 486.4294 | 90.6067 | 486.4294 | 90.6067
8586 | 497.3307 | 101.4095 | 497.3307 | 101.4095
8587 | 526.4855 | 100.266 | 526.4855 | 100.266
8588 | 588.0349 | 93.7299 | 588.0349 | 93.7299
8589 | 632.55 | 91.1278 | 632.55 | 91.1278
8590 | 668.9125 | 85.6546 | 668.9125 | 85.6546
8591 | 721.2373 | 79.5611 | 721.2373 | 79.5611
8592 | 730.6747 | 72.363 | 730.6747 | 72.363
8593 | 685.4655 | 65.2817 | 685.4655 | 65.2817
8594 | 678.349 | 61.6323 | 678.349 | 61.6323
8595 | 689.2793 | 65.6093 | 689.2793 | 65.6093
8596 | 687.9958 | 81.5347 | 687.9958 | 81.5347
8597 | 682.7882 | 87.7523 | 682.7882 | 87.7523
8598 | 674.0574 | 78.9254 | 674.0574 | 78.9254
8599 | 638.1084 | 74.2132 | 638.1084 | 74.2132
8600 | 614.493 | 63.5149 | 614.493 | 63.5149
8601 | 608.3752 | 53.1939 | 608.3752 | 53.1939
8602 | 616.6194 | 32.0432 | 616.6194 | 32.0432
8603 | 606.9315 | 23.8144 | 606.9315 | 23.8144
8604 | 575.802 | 26.5827 | 575.802 | 26.5827
8605 | 537.807 | 16.2316 | 537.807 | 16.2316
8606 | 514.3531 | 26.8663 | 514.3531 | 26.8663
8607 | 489.3149 | 33.7523 | 489.3149 | 33.7523
8608 | 474.2177 | 43.2294 | 474.2177 | 43.2294
8609 | 478.9295 | 99.4065 | 478.9295 | 99.4065
8610 | 490.5595 | 110.8844 | 490.5595 | 110.8844
8611 | 523.6341 | 109.9347 | 523.6341 | 109.9347
8612 | 583.8009 | 103.1386 | 583.8009 | 103.1386
8613 | 627.1165 | 100.1899 | 627.1165 | 100.1899
8614 | 657.9679 | 95.0862 | 657.9679 | 95.0862
8615 | 717.9341 | 90.4387 | 717.9341 | 90.4387
8616 | 721.4118 | 85.8363 | 721.4118 | 85.8363
8617 | 682.3888 | 80.4726 | 682.3888 | 80.4726
8618 | 670.7066 | 76.6566 | 670.7066 | 76.6566
8619 | 676.4327 | 78.7633 | 676.4327 | 78.7633
8620 | 676.5915 | 92.4237 | 676.5915 | 92.4237
8621 | 675.0555 | 96.5155 | 675.0555 | 96.5155
8622 | 670.8387 | 86.5528 | 670.8387 | 86.5528
8623 | 635.7321 | 80.2348 | 635.7321 | 80.2348
8624 | 618.0225 | 68.3618 | 618.0225 | 68.3618
8625 | 612.5479 | 58.8141 | 612.5479 | 58.8141
8626 | 620.7004 | 38.1994 | 620.7004 | 38.1994
8627 | 606.7676 | 29.414 | 606.7676 | 29.414
8628 | 576.3566 | 31.952 | 576.3566 | 31.952
8629 | 534.9998 | 21.927 | 534.9998 | 21.927
8630 | 511.7121 | 33.2551 | 511.7121 | 33.2551
8631 | 487.6109 | 40.3897 | 487.6109 | 40.3897
8632 | 470.7137 | 49.6274 | 470.7137 | 49.6274
8633 | 469.0991 | 105.1726 | 469.0991 | 105.1726
8634 | 483.414 | 116.4794 | 483.414 | 116.4794
8635 | 511.4346 | 115.1922 | 511.4346 | 115.1922
8636 | 565.1999 | 108.3619 | 565.1999 | 108.3619
8637 | 614.9352 | 105.4405 | 614.9352 | 105.4405
8638 | 654.4409 | 100.5763 | 654.4409 | 100.5763
8639 | 709.6782 | 95.7464 | 709.6782 | 95.7464
8640 | 719.453 | 89.7777 | 719.453 | 89.7777
8641 | 683.063 | 82.1878 | 683.063 | 82.1878
8642 | 670.5885 | 76.1731 | 670.5885 | 76.1731
8643 | 669.8482 | 76.9705 | 669.8482 | 76.9705
8644 | 669.0152 | 90.8727 | 669.0152 | 90.8727
8645 | 675.4766 | 96.552 | 675.4766 | 96.552
8646 | 663.3837 | 89.1758 | 663.3837 | 89.1758
8647 | 635.907 | 85.0064 | 635.907 | 85.0064
8648 | 616.3083 | 74.1394 | 616.3083 | 74.1394
8649 | 607.2665 | 64.0465 | 607.2665 | 64.0465
8650 | 618.0866 | 43.1695 | 618.0866 | 43.1695
8651 | 609.4347 | 33.5105 | 609.4347 | 33.5105
8652 | 574.8392 | 34.8054 | 574.8392 | 34.8054
8653 | 539.1252 | 23.5829 | 539.1252 | 23.5829
8654 | 516.4934 | 33.7706 | 516.4934 | 33.7706
8655 | 492.5513 | 39.8765 | 492.5513 | 39.8765
8656 | 473.2972 | 48.4869 | 473.2972 | 48.4869
8657 | 472.8757 | 103.5121 | 472.8757 | 103.5121
8658 | 483.0247 | 114.1096 | 483.0247 | 114.1096
8659 | 506.3247 | 112.3913 | 506.3247 | 112.3913
8660 | 552.5959 | 105.0568 | 552.5959 | 105.0568
8661 | 598.5293 | 101.839 | 598.5293 | 101.839
8662 | 632.1914 | 97.3169 | 632.1914 | 97.3169
8663 | 681.909 | 93.2648 | 681.909 | 93.2648
8664 | 691.6851 | 88.9155 | 691.6851 | 88.9155
8665 | 669.0067 | 83.5016 | 669.0067 | 83.5016
8666 | 654.2131 | 79.7153 | 654.2131 | 79.7153
8667 | 648.1714 | 83.1723 | 648.1714 | 83.1723
8668 | 647.9603 | 99.8344 | 647.9603 | 99.8344
8669 | 651.0029 | 106.9712 | 651.0029 | 106.9712
8670 | 640.4299 | 99.6566 | 640.4299 | 99.6566
8671 | 614.1178 | 95.4507 | 614.1178 | 95.4507
8672 | 596.4382 | 84.6247 | 596.4382 | 84.6247
8673 | 598.1297 | 74.582 | 598.1297 | 74.582
8674 | 614.7173 | 52.9249 | 614.7173 | 52.9249
8675 | 604.0481 | 42.1233 | 604.0481 | 42.1233
8676 | 571.7576 | 41.8625 | 571.7576 | 41.8625
8677 | 536.3488 | 29.2236 | 536.3488 | 29.2236
8678 | 515.354 | 38.3986 | 515.354 | 38.3986
8679 | 493.561 | 44.322 | 493.561 | 44.322
8680 | 471.7488 | 53.165 | 471.7488 | 53.165
8681 | 470.0387 | 108.1469 | 470.0387 | 108.1469
8682 | 478.6049 | 118.1285 | 478.6049 | 118.1285
8683 | 502.6136 | 115.8103 | 502.6136 | 115.8103
8684 | 544.053 | 108.5124 | 544.053 | 108.5124
8685 | 584.1815 | 105.5021 | 584.1815 | 105.5021
8686 | 623.1317 | 100.2364 | 623.1317 | 100.2364
8687 | 673.9756 | 94.4235 | 673.9756 | 94.4235
8688 | 683.7091 | 87.547 | 683.7091 | 87.547
8689 | 658.1862 | 78.8372 | 658.1862 | 78.8372
8690 | 649.3729 | 70.0032 | 649.3729 | 70.0032
8691 | 654.8691 | 67.3976 | 654.8691 | 67.3976
8692 | 657.6701 | 78.7657 | 657.6701 | 78.7657
8693 | 659.792 | 84.1849 | 659.792 | 84.1849
8694 | 647.0004 | 77.7576 | 647.0004 | 77.7576
8695 | 621.4842 | 74.2132 | 621.4842 | 74.2132
8696 | 609.6534 | 63.5149 | 609.6534 | 63.5149
8697 | 607.7635 | 53.1939 | 607.7635 | 53.1939
8698 | 610.2697 | 31.6417 | 610.2697 | 31.6417
8699 | 600.8851 | 20.7671 | 600.8851 | 20.7671
8700 | 571.1653 | 21.4416 | 571.1653 | 21.4416
8701 | 533.1926 | 11.3732 | 533.1926 | 11.3732
8702 | 510.3675 | 24.4029 | 510.3675 | 24.4029
8703 | 489.203 | 29.8108 | 489.203 | 29.8108
8704 | 469.9996 | 39.2287 | 469.9996 | 39.2287
8705 | 469.2422 | 94.6987 | 469.2422 | 94.6987
8706 | 479.8009 | 105.2049 | 479.8009 | 105.2049
8707 | 506.7428 | 103.4866 | 506.7428 | 103.4866
8708 | 555.8796 | 96.0701 | 555.8796 | 96.0701
8709 | 598.1295 | 92.6309 | 598.1295 | 92.6309
8710 | 638.0468 | 87.4862 | 638.0468 | 87.4862
8711 | 695.7757 | 81.3128 | 695.7757 | 81.3128
8712 | 706.4885 | 72.0573 | 706.4885 | 72.0573
8713 | 675.0146 | 62.3758 | 675.0146 | 62.3758
8714 | 664.2577 | 56.5208 | 664.2577 | 56.5208
8715 | 667.9557 | 60.5138 | 667.9557 | 60.5138
8716 | 668.8138 | 76.8657 | 668.8138 | 76.8657
8717 | 664.3855 | 84.1849 | 664.3855 | 84.1849
8718 | 657.974 | 77.7576 | 657.974 | 77.7576
8719 | 637.4223 | 74.2132 | 637.4223 | 74.2132
8720 | 621.03 | 63.5149 | 621.03 | 63.5149
8721 | 620.0396 | 53.1939 | 620.0396 | 53.1939
8722 | 621.2143 | 31.6417 | 621.2143 | 31.6417
8723 | 608.0893 | 20.7671 | 608.0893 | 20.7671
8724 | 576.6354 | 23.2896 | 576.6354 | 23.2896
8725 | 548.3791 | 15.0102 | 548.3791 | 15.0102
8726 | 525.775 | 20.8708 | 525.775 | 20.8708
8727 | 503.6578 | 30.8185 | 503.6578 | 30.8185
8728 | 483.6741 | 42.748 | 483.6741 | 42.748
8729 | 481.7311 | 97.1408 | 481.7311 | 97.1408
8730 | 490.8916 | 103.535 | 490.8916 | 103.535
8731 | 512.5364 | 105.6435 | 512.5364 | 105.6435
8732 | 554.1981 | 100.1062 | 554.1981 | 100.1062
8733 | 586.415 | 99.9188 | 586.415 | 99.9188
8734 | 617.4194 | 86.7983 | 617.4194 | 86.7983
8735 | 674.8215 | 83.372 | 674.8215 | 83.372
8736 | 676.5242 | 76.524 | 676.5242 | 76.524
8737 | 641.7016 | 64.4276 | 641.7016 | 64.4276
8738 | 631.3675 | 62.3423 | 631.3675 | 62.3423
8739 | 624.7962 | 67.1817 | 624.7962 | 67.1817
8740 | 627.8669 | 78.318 | 627.8669 | 78.318
8741 | 637.0965 | 87.203 | 637.0965 | 87.203
8742 | 623.6302 | 81.3412 | 623.6302 | 81.3412
8743 | 611.7424 | 76.0919 | 611.7424 | 76.0919
8744 | 598.595 | 62.1046 | 598.595 | 62.1046
8745 | 601.1807 | 57.539 | 601.1807 | 57.539
8746 | 614.534 | 34.9655 | 614.534 | 34.9655
8747 | 600.1337 | 23.6029 | 600.1337 | 23.6029
8748 | 575.0311 | 23.2896 | 575.0311 | 23.2896
8749 | 543.2862 | 15.0102 | 543.2862 | 15.0102
8750 | 516.3922 | 18.3269 | 516.3922 | 18.3269
8751 | 498.8425 | 27.4617 | 498.8425 | 27.4617
8752 | 481.2533 | 40.0089 | 481.2533 | 40.0089
8753 | 480.9024 | 95.1185 | 480.9024 | 95.1185
8754 | 490.8859 | 102.8794 | 490.8859 | 102.8794
8755 | 518.1099 | 105.9815 | 518.1099 | 105.9815
8756 | 572.9937 | 101.8108 | 572.9937 | 101.8108
8757 | 624.2739 | 103.3602 | 624.2739 | 103.3602
8758 | 668.697 | 87.6987 | 668.697 | 87.6987
8759 | 732.9742 | 82.9698 | 732.9742 | 82.9698