## Summary Scalars
Parameter | Value
Total Cost ($) | 3082574.3442
Capital Cost (CAPEX) | 53756.1783
Operating Cost (OPEX) | 3028818.1659
Annual Fuel Consumption Genset (L) | 633157.8947
Annual Fuel Consumption Diesel Furnace (L) | 773052.585

## Generator Summary
Size | Built | Capacity (kW) | Capital Cost ($) | Operating Cost ($)
100 kW | 4 | 400 | 25542.8846 | 59600
500 kW | 0 | 0 | 0 | 0
1000 kW | 0 | 0 | 0 | 0
2000 kW | 0 | 0 | 0 | 0
Total | 4 | 400 | 25542.8846 | 59600

## Diesel Furnace Summary
Size | Built | Capacity (MW) | Capital Cost ($) | Operating Cost ($)
17.58 kW | 125 | 2197.5 | 28213.2937 | 35160
Total | 125 | 2197.5 | 28213.2937 | 35160

## Time Series
Time | Electric Load (kW) | Thermal Load (kW) | Diesel Generation (kW) | Thermal Generation (kW)
0 | 283.3749 | 52.9004 | 283.3749 | 52.9004
1 | 269.0163 | 46.2024 | 269.0163 | 46.2024
2 | 267.755 | 46.2031 | 267.755 | 46.2031
3 | 269.6043 | 48.3981 | 269.6043 | 48.3981
4 | 266.7438 | 55.617 | 266.7438 | 55.617
5 | 271.9901 | 61.6481 | 271.9901 | 61.6481
6 | 269.6233 | 58.3854 | 269.6233 | 58.3854
7 | 253.5286 | 55.3844 | 253.5286 | 55.3844
8 | 242.553 | 47.1495 | 242.553 | 47.1495
9 | 239.8787 | 44.5716 | 239.8787 | 44.5716
10 | 242.3504 | 30.5428 | 242.3504 | 30.5428
11 | 234.7798 | 22.0129 | 234.7798 | 22.0129
12 | 221.6847 | 21.4571 | 221.6847 | 21.4571
13 | 208.1084 | 17.8158 | 208.1084 | 17.8158
14 | 198.5053 | 20.5219 | 198.5053 | 20.5219
15 | 191.0371 | 26.7572 | 191.0371 | 26.7572
16 | 183.3858 | 35.9384 | 183.3858 | 35.9384
17 | 182.8991 | 71.4217 | 182.8991 | 71.4217
18 | 188.0837 | 75.371 | 188.0837 | 75.371
19 | 199.4244 | 75.4891 | 199.4244 | 75.4891
20 | 221.6662 | 70.8824 | 221.6662 | 70.8824
21 | 241.9924 | 69.6587 | 241.9924 | 69.6587
22 | 258.186 | 61.7128 | 258.186 | 61.7128
23 | 281.2569 | 58.1423 | 281.2569 | 58.1423
24 | 285.5595 | 53.7908 | 285.5595 | 53.7908
25 | 271.28 | 47.4993 | 271.28 | 47.4993
26 | 265.914 | 48.0497 | 265.914 | 48.0497
27 | 266.4087 | 50.6841 | 266.4087 | 50.6841
28 | 266.3658 | 58.1119 | 266.3658 | 58.1119
29 | 267.509 | 63.8096 | 267.509 | 63.8096
30 | 264.2279 | 59.9629 | 264.2279 | 59.9629
31 | 251.3695 | 56.415 | 251.3695 | 56.415
32 | 241.0844 | 47.7794 | 241.0844 | 47.7794
33 | 237.8144 | 45.1142 | 237.8144 | 45.1142
34 | 240.2721 | 31.5763 | 240.2721 | 31.5763
35 | 234.7173 | 23.9725 | 234.7173 | 23.9725
36 | 219.5023 | 24.0694 | 219.5023 | 24.0694
37 | 205.7199 | 20.4726 | 205.7199 | 20.4726
38 | 198.8447 | 21.9204 | 198.8447 | 21.9204
39 | 191.7929 | 26.4952 | 191.7929 | 26.4952
40 | 184.5328 | 35.0423 | 184.5328 | 35.0423
41 | 183.7467 | 70.2365 | 183.7467 | 70.2365
42 | 187.2125 | 73.9868 | 187.2125 | 73.9868
43 | 196.522 | 74.3511 | 196.522 | 74.3511
44 | 217.174 | 70.2798 | 217.174 | 70.2798
45 | 238.2293 | 69.5313 | 238.2293 | 69.5313
46 | 253.1657 | 61.9933 | 253.1657 | 61.9933
47 | 274.7479 | 60.5199 | 274.7479 | 60.5199
48 | 276.5192 | 58.0364 | 276.5192 | 58.0364
49 | 265.951 | 53.2679 | 265.951 | 53.2679
50 | 262.1014 | 54.1919 | 262.1014 | 54.1919
51 | 263.8453 | 56.2366 | 263.8453 | 56.2366
52 | 262.7681 | 62.9745 | 262.7681 | 62.9745
53 | 266.4789 | 67.8992 | 266.4789 | 67.8992
54 | 262.3824 | 63.2523 | 262.3824 | 63.2523
55 | 248.7722 | 58.6008 | 248.7722 | 58.6008
56 | 237.7305 | 48.9159 | 237.7305 | 48.9159
57 | 234.1204 | 44.8866 | 234.1204 | 44.8866
58 | 238.6146 | 30.3338 | 238.6146 | 30.3338
59 | 232.5586 | 22.1546 | 232.5586 | 22.1546
60 | 218.3475 | 22.0282 | 218.3475 | 22.0282
61 | 206.668 | 18.1179 | 206.668 | 18.1179
62 | 198.4192 | 19.9036 | 198.4192 | 19.9036
63 | 190.8316 | 25.9713 | 190.8316 | 25.9713
64 | 184.4707 | 34.4912 | 184.4707 | 34.4912
65 | 182.4691 | 69.1543 | 182.4691 | 69.1543
66 | 185.8647 | 72.3564 | 185.8647 | 72.3564
67 | 193.7057 | 72.3815 | 193.7057 | 72.3815
68 | 211.1278 | 67.9952 | 211.1278 | 67.9952
69 | 227.5113 | 67.0235 | 227.5113 | 67.0235
70 | 243.6843 | 58.0998 | 243.6843 | 58.0998
71 | 262.1592 | 54.2546 | 262.1592 | 54.2546
72 | 268.3569 | 49.0828 | 268.3569 | 49.0828
73 | 258.625 | 41.8022 | 258.625 | 41.8022
74 | 254.6212 | 41.2304 | 254.6212 | 41.2304
75 | 255.9909 | 43.1834 | 255.9909 | 43.1834
76 | 254.1283 | 50.0602 | 254.1283 | 50.0602
77 | 254.9102 | 55.3456 | 254.9102 | 55.3456
78 | 247.39 | 51.8939 | 247.39 | 51.8939
79 | 240.0412 | 48.1328 | 240.0412 | 48.1328
80 | 233.6426 | 38.8945 | 233.6426 | 38.8945
81 | 232.8328 | 35.2917 | 232.8328 | 35.2917
82 | 234.4036 | 21.0009 | 234.4036 | 21.0009
83 | 231.3255 | 12.8918 | 231.3255 | 12.8918
84 | 217.5276 | 12.8242 | 217.5276 | 12.8242
85 | 203.9126 | 9.7927 | 203.9126 | 9.7927
86 | 197.0826 | 12.9354 | 197.0826 | 12.9354
87 | 191.3634 | 19.3009 | 191.3634 | 19.3009
88 | 183.3419 | 28.8958 | 183.3419 | 28.8958
89 | 181.6632 | 64.8701 | 181.6632 | 64.8701
90 | 184.6589 | 69.2631 | 184.6589 | 69.2631
91 | 194.239 | 69.6088 | 194.239 | 69.6088
92 | 209.3599 | 64.8475 | 209.3599 | 64.8475
93 | 228.3373 | 63.3905 | 228.3373 | 63.3905
94 | 242.2009 | 54.3066 | 242.2009 | 54.3066
95 | 259.7365 | 50.9465 | 259.7365 | 50.9465
96 | 266.8416 | 46.3559 | 266.8416 | 46.3559
97 | 254.1183 | 39.1111 | 254.1183 | 39.1111
98 | 251.1149 | 37.7305 | 251.1149 | 37.7305
99 | 250.6616 | 40.2561 | 250.6616 | 40.2561
100 | 254.534 | 48.1707 | 254.534 | 48.1707
101 | 259.8263 | 54.282 | 259.8263 | 54.282
102 | 253.2289 | 50.816 | 253.2289 | 50.816
103 | 245.7002 | 47.2954 | 245.7002 | 47.2954
104 | 238.9649 | 38.551 | 238.9649 | 38.551
105 | 234.7985 | 35.2917 | 234.7985 | 35.2917
106 | 235.3461 | 21.0009 | 235.3461 | 21.0009
107 | 228.3775 | 12.5483 | 228.3775 | 12.5483
108 | 216.3391 | 12.2101 | 216.3391 | 12.2101
109 | 205.2077 | 8.8952 | 205.2077 | 8.8952
110 | 197.0924 | 11.7702 | 197.0924 | 11.7702
111 | 189.9921 | 17.7492 | 189.9921 | 17.7492
112 | 183.3702 | 26.0873 | 183.3702 | 26.0873
113 | 181.5341 | 61.084 | 181.5341 | 61.084
114 | 186.3503 | 64.7985 | 186.3503 | 64.7985
115 | 196.1797 | 65.9887 | 196.1797 | 65.9887
116 | 214.9142 | 62.6932 | 214.9142 | 62.6932
117 | 230.7584 | 62.2125 | 230.7584 | 62.2125
118 | 246.1882 | 53.3189 | 246.1882 | 53.3189
119 | 266.2619 | 48.0064 | 266.2619 | 48.0064
120 | 268.5082 | 43.4229 | 268.5082 | 43.4229
121 | 254.9925 | 37.2474 | 254.9925 | 37.2474
122 | 253.2684 | 36.8116 | 253.2684 | 36.8116
123 | 255.6883 | 40.2561 | 255.6883 | 40.2561
124 | 255.3378 | 48.1707 | 255.3378 | 48.1707
125 | 256.4557 | 54.282 | 256.4557 | 54.282
126 | 252.0298 | 50.816 | 252.0298 | 50.816
127 | 241.6901 | 47.2954 | 241.6901 | 47.2954
128 | 234.6389 | 38.551 | 234.6389 | 38.551
129 | 232.3622 | 35.2917 | 232.3622 | 35.2917
130 | 234.1648 | 21.0009 | 234.1648 | 21.0009
131 | 229.2023 | 12.5483 | 229.2023 | 12.5483
132 | 216.5999 | 11.8107 | 216.5999 | 11.8107
133 | 204.3824 | 7.4323 | 204.3824 | 7.4323
134 | 196.3741 | 9.6345 | 196.3741 | 9.6345
135 | 189.236 | 15.0352 | 189.236 | 15.0352
136 | 181.5849 | 24.3467 | 181.5849 | 24.3467
137 | 181.9334 | 60.1879 | 181.9334 | 60.1879
138 | 187.3591 | 64.5136 | 187.3591 | 64.5136
139 | 198.8316 | 65.336 | 198.8316 | 65.336
140 | 221.963 | 61.2861 | 221.963 | 61.2861
141 | 240.3636 | 60.3115 | 240.3636 | 60.3115
142 | 255.884 | 51.4666 | 255.884 | 51.4666
143 | 275.9641 | 47.3107 | 275.9641 | 47.3107
144 | 279.0275 | 43.4458 | 279.0275 | 43.4458
145 | 263.3714 | 37.4922 | 263.3714 | 37.4922
146 | 259.0292 | 37.7234 | 259.0292 | 37.7234
147 | 263.5706 | 40.2561 | 263.5706 | 40.2561
148 | 261.5402 | 48.1707 | 261.5402 | 48.1707
149 | 261.7014 | 54.282 | 261.7014 | 54.282
150 | 256.5287 | 51.5575 | 256.5287 | 51.5575
151 | 246.0091 | 48.7855 | 246.0091 | 48.7855
152 | 235.8095 | 40.3331 | 235.8095 | 40.3331
153 | 234.2118 | 37.0695 | 234.2118 | 37.0695
154 | 236.2287 | 22.5712 | 236.2287 | 22.5712
155 | 229.7304 | 14.548 | 229.7304 | 14.548
156 | 216.9158 | 14.6535 | 216.9158 | 14.6535
157 | 203.4183 | 11.8683 | 203.4183 | 11.8683
158 | 194.699 | 14.8907 | 194.699 | 14.8907
159 | 186.1174 | 21.4122 | 186.1174 | 21.4122
160 | 178.834 | 30.9914 | 178.834 | 30.9914
161 | 178.7765 | 67.0315 | 178.7765 | 67.0315
162 | 185.229 | 71.1526 | 185.229 | 71.1526
163 | 195.541 | 71.6214 | 195.541 | 71.6214
164 | 217.4157 | 67.7605 | 217.4157 | 67.7605
165 | 237.0049 | 67.6791 | 237.0049 | 67.6791
166 | 250.2735 | 58.6223 | 250.2735 | 58.6223
167 | 269.0606 | 54.3619 | 269.0606 | 54.3619
168 | 271.1069 | 50.424 | 271.1069 | 50.424
169 | 257.7893 | 43.122 | 257.7893 | 43.122
170 | 254.347 | 42.1207 | 254.347 | 42.1207
171 | 257.7744 | 44.4516 | 257.7744 | 44.4516
172 | 256.0215 | 52.1314 | 256.0215 | 52.1314
173 | 256.6429 | 58.7438 | 256.6429 | 58.7438
174 | 251.9172 | 55.5254 | 251.9172 | 55.5254
175 | 240.4529 | 51.8101 | 240.4529 | 51.8101
176 | 231.2693 | 42.9197 | 231.2693 | 42.9197
177 | 229.0141 | 39.3112 | 229.0141 | 39.3112
178 | 233.3645 | 24.9002 | 233.3645 | 24.9002
179 | 227.0637 | 17.0186 | 227.0637 | 17.0186
180 | 214.2166 | 17.0698 | 214.2166 | 17.0698
181 | 202.0566 | 13.7492 | 202.0566 | 13.7492
182 | 192.8535 | 16.7959 | 192.8535 | 16.7959
183 | 185.3086 | 23.5622 | 185.3086 | 23.5622
184 | 178.7133 | 32.8079 | 178.7133 | 32.8079
185 | 179.5736 | 68.3227 | 179.5736 | 68.3227
186 | 184.5593 | 72.3707 | 184.5593 | 72.3707
187 | 197.0009 | 73.017 | 197.0009 | 73.017
188 | 219.6457 | 68.7353 | 219.6457 | 68.7353
189 | 238.7326 | 67.5789 | 238.7326 | 67.5789
190 | 255.5779 | 58.8714 | 255.5779 | 58.8714
191 | 274.9352 | 55.5729 | 274.9352 | 55.5729
192 | 277.1062 | 50.7948 | 277.1062 | 50.7948
193 | 266.0001 | 43.9436 | 266.0001 | 43.9436
194 | 257.5949 | 43.6724 | 257.5949 | 43.6724
195 | 261.0265 | 45.7099 | 261.0265 | 45.7099
196 | 262.5998 | 52.6911 | 262.5998 | 52.6911
197 | 265.5115 | 58.1798 | 265.5115 | 58.1798
198 | 260.4266 | 54.0869 | 260.4266 | 54.0869
199 | 247.6726 | 50.2141 | 247.6726 | 50.2141
200 | 241.6361 | 41.3637 | 241.6361 | 41.3637
201 | 237.2636 | 38.2762 | 237.2636 | 38.2762
202 | 238.7449 | 24.2259 | 238.7449 | 24.2259
203 | 228.7882 | 16.3072 | 228.7882 | 16.3072
204 | 216.4659 | 15.8989 | 216.4659 | 15.8989
205 | 203.4286 | 12.2276 | 203.4286 | 12.2276
206 | 195.8396 | 15.2342 | 195.8396 | 15.2342
207 | 189.2175 | 21.5668 | 189.2175 | 21.5668
208 | 183.6676 | 30.874 | 183.6676 | 30.874
209 | 182.3946 | 66.5033 | 182.3946 | 66.5033
210 | 186.2833 | 70.5986 | 186.2833 | 70.5986
211 | 197.4633 | 71.2692 | 197.4633 | 71.2692
212 | 215.8184 | 67.3339 | 215.8184 | 67.3339
213 | 233.133 | 66.6685 | 233.133 | 66.6685
214 | 248.0435 | 57.835 | 248.0435 | 57.835
215 | 271.2463 | 52.8002 | 271.2463 | 52.8002
216 | 275.51 | 48.0293 | 275.51 | 48.0293
217 | 264.6963 | 40.4667 | 264.6963 | 40.4667
218 | 263.3673 | 39.3223 | 263.3673 | 39.3223
219 | 262.2775 | 41.2982 | 262.2775 | 41.2982
220 | 263.4277 | 48.5142 | 263.4277 | 48.5142
221 | 263.7355 | 54.282 | 263.7355 | 54.282
222 | 260.4241 | 50.816 | 260.4241 | 50.816
223 | 249.5093 | 47.2954 | 249.5093 | 47.2954
224 | 239.6727 | 38.551 | 239.6727 | 38.551
225 | 237.1001 | 35.2917 | 237.1001 | 35.2917
226 | 239.2461 | 21.0854 | 239.2461 | 21.0854
227 | 230.6518 | 12.899 | 230.6518 | 12.899
228 | 218.3139 | 12.7297 | 218.3139 | 12.7297
229 | 205.5744 | 9.3046 | 205.5744 | 9.3046
230 | 196.6178 | 12.0021 | 196.6178 | 12.0021
231 | 190.2791 | 18.0713 | 190.2791 | 18.0713
232 | 182.5842 | 28.0412 | 182.5842 | 28.0412
233 | 182.6024 | 64.6468 | 182.6024 | 64.6468
234 | 185.6439 | 69.1157 | 185.6439 | 69.1157
235 | 192.9859 | 69.6131 | 192.9859 | 69.6131
236 | 209.6062 | 65.2827 | 209.6062 | 65.2827
237 | 225.323 | 64.4097 | 225.323 | 64.4097
238 | 239.7358 | 55.3272 | 239.7358 | 55.3272
239 | 261.673 | 51.0768 | 261.673 | 51.0768
240 | 263.9133 | 46.3459 | 263.9133 | 46.3459
241 | 255.0389 | 39.0596 | 255.0389 | 39.0596
242 | 252.4551 | 37.1093 | 252.4551 | 37.1093
243 | 251.125 | 40.2561 | 251.125 | 40.2561
244 | 254.4655 | 48.1707 | 254.4655 | 48.1707
245 | 256.8461 | 54.282 | 256.8461 | 54.282
246 | 251.5077 | 50.816 | 251.5077 | 50.816
247 | 242.1846 | 47.2954 | 242.1846 | 47.2954
248 | 234.1938 | 38.551 | 234.1938 | 38.551
249 | 231.4939 | 35.2917 | 231.4939 | 35.2917
250 | 234.1894 | 21.0009 | 234.1894 | 21.0009
251 | 225.896 | 12.5483 | 225.896 | 12.5483
252 | 215.0182 | 11.8107 | 215.0182 | 11.8107
253 | 203.7015 | 9.233 | 203.7015 | 9.233
254 | 195.7844 | 11.9663 | 195.7844 | 11.9663
255 | 190.0673 | 18.6124 | 190.0673 | 18.6124
256 | 182.1259 | 29.3854 | 182.1259 | 29.3854
257 | 182.4869 | 65.9021 | 182.4869 | 65.9021
258 | 184.2286 | 70.2307 | 184.2286 | 70.2307
259 | 192.2583 | 70.9228 | 192.2583 | 70.9228
260 | 205.9438 | 66.6912 | 205.9438 | 66.6912
261 | 221.2093 | 65.5405 | 221.2093 | 65.5405
262 | 236.6537 | 57.5129 | 236.6537 | 57.5129
263 | 254.7639 | 55.0504 | 254.7639 | 55.0504
264 | 260.2325 | 51.1197 | 260.2325 | 51.1197
265 | 251.9023 | 44.7896 | 251.9023 | 44.7896
266 | 250.4448 | 44.2936 | 250.4448 | 44.2936
267 | 249.2772 | 46.009 | 249.2772 | 46.009
268 | 249.6618 | 52.7169 | 249.6618 | 52.7169
269 | 251.4824 | 57.915 | 251.4824 | 57.915
270 | 245.023 | 53.6646 | 245.023 | 53.6646
271 | 237.0814 | 49.7761 | 237.0814 | 49.7761
272 | 231.274 | 41.4424 | 231.274 | 41.4424
273 | 232.0779 | 38.7787 | 232.0779 | 38.7787
274 | 235.1532 | 24.7413 | 235.1532 | 24.7413
275 | 228.7003 | 16.4976 | 228.7003 | 16.4976
276 | 215.936 | 16.0105 | 215.936 | 16.0105
277 | 203.0025 | 12.4623 | 203.0025 | 12.4623
278 | 195.9723 | 14.0862 | 195.9723 | 14.0862
279 | 190.1449 | 19.0017 | 190.1449 | 19.0017
280 | 184.2489 | 28.2073 | 184.2489 | 28.2073
281 | 181.8984 | 64.0026 | 181.8984 | 64.0026
282 | 185.0037 | 68.5159 | 185.0037 | 68.5159
283 | 192.7584 | 69.2667 | 192.7584 | 69.2667
284 | 209.8862 | 65.1739 | 209.8862 | 65.1739
285 | 226.0991 | 64.4369 | 226.0991 | 64.4369
286 | 239.7422 | 56.1302 | 239.7422 | 56.1302
287 | 259.5264 | 51.9514 | 259.5264 | 51.9514
288 | 264.7495 | 47.826 | 264.7495 | 47.826
289 | 254.3273 | 41.1953 | 254.3273 | 41.1953
290 | 250.8115 | 40.5175 | 250.8115 | 40.5175
291 | 251.4807 | 42.2687 | 251.4807 | 42.2687
292 | 252.0256 | 49.2371 | 252.0256 | 49.2371
293 | 256.4971 | 54.7601 | 256.4971 | 54.7601
294 | 253.05 | 51.1095 | 253.05 | 51.1095
295 | 242.7785 | 47.6275 | 242.7785 | 47.6275
296 | 236.8243 | 38.8415 | 236.8243 | 38.8415
297 | 235.0014 | 35.2917 | 235.0014 | 35.2917
298 | 233.6166 | 21.0009 | 233.6166 | 21.0009
299 | 226.8056 | 12.5483 | 226.8056 | 12.5483
300 | 213.8577 | 11.8107 | 213.8577 | 11.8107
301 | 201.039 | 7.8231 | 201.039 | 7.8231
302 | 193.8924 | 10.2443 | 193.8924 | 10.2443
303 | 187.3309 | 16.7057 | 187.3309 | 16.7057
304 | 179.4094 | 26.355 | 179.4094 | 26.355
305 | 179.2166 | 61.8669 | 179.2166 | 61.8669
306 | 184.4752 | 65.7804 | 184.4752 | 65.7804
307 | 194.4803 | 66.1476 | 194.4803 | 66.1476
308 | 216.3679 | 61.737 | 216.3679 | 61.737
309 | 236.0229 | 60.25 | 236.0229 | 60.25
310 | 248.4778 | 51.6455 | 248.4778 | 51.6455
311 | 270.5824 | 49.2761 | 270.5824 | 49.2761
312 | 269.0265 | 45.9723 | 269.0265 | 45.9723
313 | 256.3581 | 40.4738 | 256.3581 | 40.4738
314 | 253.2481 | 40.9169 | 253.2481 | 40.9169
315 | 254.7462 | 43.1719 | 254.7462 | 43.1719
316 | 253.6414 | 50.3278 | 253.6414 | 50.3278
317 | 256.5718 | 55.9067 | 256.5718 | 55.9067
318 | 252.0624 | 52.2374 | 252.0624 | 52.2374
319 | 239.9875 | 48.9086 | 239.9875 | 48.9086
320 | 231.822 | 40.2429 | 231.822 | 40.2429
321 | 229.7018 | 36.5714 | 229.7018 | 36.5714
322 | 233.482 | 21.9414 | 233.482 | 21.9414
323 | 225.9393 | 13.4057 | 225.9393 | 13.4057
324 | 209.8905 | 13.1248 | 209.8905 | 13.1248
325 | 196.4378 | 9.9086 | 196.4378 | 9.9086
326 | 190.2159 | 12.8294 | 190.2159 | 12.8294
327 | 183.0426 | 19.0862 | 183.0426 | 19.0862
328 | 175.5633 | 28.6353 | 175.5633 | 28.6353
329 | 175.4128 | 64.5723 | 175.4128 | 64.5723
330 | 181.7151 | 68.8795 | 181.7151 | 68.8795
331 | 190.9879 | 69.6732 | 190.9879 | 69.6732
332 | 212.5309 | 65.4172 | 212.5309 | 65.4172
333 | 232.5851 | 63.6668 | 232.5851 | 63.6668
334 | 248.1483 | 54.1634 | 248.1483 | 54.1634
335 | 265.5436 | 50.2136 | 265.5436 | 50.2136
336 | 269.3305 | 45.7118 | 269.3305 | 45.7118
337 | 255.6645 | 38.8678 | 255.6645 | 38.8678
338 | 253.2833 | 38.1027 | 253.2833 | 38.1027
339 | 253.4553 | 40.2561 | 253.4553 | 40.2561
340 | 252.8839 | 48.1707 | 252.8839 | 48.1707
341 | 254.9578 | 54.282 | 254.9578 | 54.282
342 | 250.9506 | 50.816 | 250.9506 | 50.816
343 | 239.4918 | 47.2954 | 239.4918 | 47.2954
344 | 231.5652 | 38.551 | 231.5652 | 38.551
345 | 230.4222 | 35.2917 | 230.4222 | 35.2917
346 | 234.0977 | 21.0009 | 234.0977 | 21.0009
347 | 224.1485 | 12.5483 | 224.1485 | 12.5483
348 | 209.5131 | 11.8107 | 209.5131 | 11.8107
349 | 197.6594 | 7.4323 | 197.6594 | 7.4323
350 | 189.6152 | 9.2079 | 189.6152 | 9.2079
351 | 183.3904 | 15.5348 | 183.3904 | 15.5348
352 | 177.2361 | 24.7146 | 177.2361 | 24.7146
353 | 177.1545 | 60.2237 | 177.1545 | 60.2237
354 | 182.887 | 64.2975 | 182.887 | 64.2975
355 | 193.2415 | 65.0111 | 193.2415 | 65.0111
356 | 213.6258 | 61.1201 | 213.6258 | 61.1201
357 | 232.803 | 60.4618 | 232.803 | 60.4618
358 | 249.9071 | 51.8245 | 249.9071 | 51.8245
359 | 267.8703 | 47.2849 | 267.8703 | 47.2849
360 | 268.4713 | 42.5898 | 268.4713 | 42.5898
361 | 258.0799 | 35.5583 | 258.0799 | 35.5583
362 | 253.1151 | 36.7543 | 253.1151 | 36.7543
363 | 253.5441 | 40.2561 | 253.5441 | 40.2561
364 | 253.5362 | 48.1707 | 253.5362 | 48.1707
365 | 257.428 | 54.282 | 257.428 | 54.282
366 | 252.1321 | 50.816 | 252.1321 | 50.816
367 | 241.037 | 47.2954 | 241.037 | 47.2954
368 | 232.9411 | 38.551 | 232.9411 | 38.551
369 | 230.1701 | 35.2917 | 230.1701 | 35.2917
370 | 234.6928 | 21.0009 | 234.6928 | 21.0009
371 | 226.871 | 12.5483 | 226.871 | 12.5483
372 | 213.0251 | 11.8107 | 213.0251 | 11.8107
373 | 199.8563 | 7.4323 | 199.8563 | 7.4323
374 | 190.5902 | 7.9998 | 190.5902 | 7.9998
375 | 184.9929 | 12.3971 | 184.9929 | 12.3971
376 | 177.8971 | 22.1223 | 177.8971 | 22.1223
377 | 176.8137 | 58.4158 | 176.8137 | 58.4158
378 | 181.049 | 62.9863 | 181.049 | 62.9863
379 | 189.9085 | 63.9017 | 189.9085 | 63.9017
380 | 209.3507 | 60.1066 | 209.3507 | 60.1066
381 | 228.0104 | 59.497 | 228.0104 | 59.497
382 | 243.337 | 51.3177 | 243.337 | 51.3177
383 | 263.0021 | 46.6966 | 263.0021 | 46.6966
384 | 265.6063 | 41.9414 | 265.6063 | 41.9414
385 | 252.8295 | 35.5383 | 252.8295 | 35.5383
386 | 249.6597 | 36.7543 | 249.6597 | 36.7543
387 | 250.2152 | 40.2561 | 250.2152 | 40.2561
388 | 251.9566 | 48.1707 | 251.9566 | 48.1707
389 | 249.9952 | 54.282 | 249.9952 | 54.282
390 | 247.5824 | 50.816 | 247.5824 | 50.816
391 | 238.634 | 47.2954 | 238.634 | 47.2954
392 | 226.3935 | 38.551 | 226.3935 | 38.551
393 | 224.1982 | 35.2917 | 224.1982 | 35.2917
394 | 229.2769 | 21.0009 | 229.2769 | 21.0009
395 | 224.0626 | 12.5483 | 224.0626 | 12.5483
396 | 212.0108 | 11.8107 | 212.0108 | 11.8107
397 | 199.0864 | 7.4323 | 199.0864 | 7.4323
398 | 192.0909 | 10.0181 | 192.0909 | 10.0181
399 | 186.1073 | 16.7343 | 186.1073 | 16.7343
400 | 178.9606 | 27.2897 | 178.9606 | 27.2897
401 | 177.7624 | 63.775 | 177.7624 | 63.775
402 | 180.6473 | 68.274 | 180.6473 | 68.274
403 | 186.2964 | 68.999 | 186.2964 | 68.999
404 | 203.7625 | 64.9635 | 203.7625 | 64.9635
405 | 220.0454 | 63.9602 | 220.0454 | 63.9602
406 | 235.1995 | 55.9928 | 235.1995 | 55.9928
407 | 256.6327 | 53.6877 | 256.6327 | 53.6877
408 | 261.5524 | 50.0519 | 261.5524 | 50.0519
409 | 251.389 | 44.2714 | 251.389 | 44.2714
410 | 248.5629 | 44.4124 | 248.5629 | 44.4124
411 | 247.4075 | 46.4599 | 247.4075 | 46.4599
412 | 249.315 | 53.5214 | 249.315 | 53.5214
413 | 250.7854 | 58.4661 | 250.7854 | 58.4661
414 | 244.0888 | 54.5063 | 244.0888 | 54.5063
415 | 234.3747 | 50.8339 | 234.3747 | 50.8339
416 | 226.9015 | 42.2111 | 226.9015 | 42.2111
417 | 226.0895 | 39.1694 | 226.0895 | 39.1694
418 | 231.2994 | 25.1177 | 231.2994 | 25.1177
419 | 223.0103 | 17.68 | 223.0103 | 17.68
420 | 209.6372 | 18.2607 | 209.6372 | 18.2607
421 | 198.906 | 15.0546 | 198.906 | 15.0546
422 | 191.5805 | 17.2082 | 191.5805 | 17.2082
423 | 185.841 | 23.0627 | 185.841 | 23.0627
424 | 178.5073 | 32.566 | 178.5073 | 32.566
425 | 177.9483 | 68.5574 | 177.9483 | 68.5574
426 | 179.4141 | 72.6341 | 179.4141 | 72.6341
427 | 186.597 | 73.3548 | 186.597 | 73.3548
428 | 201.388 | 69.4267 | 201.388 | 69.4267
429 | 216.0102 | 68.4206 | 216.0102 | 68.4206
430 | 231.097 | 59.6286 | 231.097 | 59.6286
431 | 251.1687 | 55.5385 | 251.1687 | 55.5385
432 | 255.6003 | 50.6402 | 255.6003 | 50.6402
433 | 247.0127 | 43.8048 | 247.0127 | 43.8048
434 | 243.618 | 43.9887 | 243.618 | 43.9887
435 | 245.0597 | 46.291 | 245.0597 | 46.291
436 | 246.6925 | 53.3839 | 246.6925 | 53.3839
437 | 247.6488 | 58.9055 | 247.6488 | 58.9055
438 | 244.8752 | 55.3379 | 244.8752 | 55.3379
439 | 236.7463 | 51.813 | 236.7463 | 51.813
440 | 230.2227 | 43.1301 | 230.2227 | 43.1301
441 | 230.4115 | 39.8809 | 230.4115 | 39.8809
442 | 232.3855 | 25.4813 | 232.3855 | 25.4813
443 | 222.4334 | 16.9342 | 222.4334 | 16.9342
444 | 208.7691 | 16.1966 | 208.7691 | 16.1966
445 | 197.0527 | 12.3177 | 197.0527 | 12.3177
446 | 189.6502 | 14.5472 | 189.6502 | 14.5472
447 | 184.3428 | 19.9021 | 184.3428 | 19.9021
448 | 178.9939 | 28.369 | 178.9939 | 28.369
449 | 175.9647 | 63.7507 | 175.9647 | 63.7507
450 | 178.893 | 67.9519 | 178.893 | 67.9519
451 | 187.3801 | 68.8444 | 187.3801 | 68.8444
452 | 204.5673 | 65.0451 | 204.5673 | 65.0451
453 | 222.2936 | 64.4326 | 222.2936 | 64.4326
454 | 237.0241 | 56.4065 | 237.0241 | 56.4065
455 | 257.5569 | 52.0459 | 257.5569 | 52.0459
456 | 259.2495 | 47.2119 | 259.2495 | 47.2119
457 | 250.8607 | 40.0845 | 250.8607 | 40.0845
458 | 246.1526 | 38.9143 | 246.1526 | 38.9143
459 | 248.5589 | 40.458 | 248.5589 | 40.458
460 | 248.0888 | 48.1707 | 248.0888 | 48.1707
461 | 251.0914 | 54.282 | 251.0914 | 54.282
462 | 248.3323 | 50.816 | 248.3323 | 50.816
463 | 240.2904 | 47.2954 | 240.2904 | 47.2954
464 | 231.1408 | 38.551 | 231.1408 | 38.551
465 | 231.122 | 35.2917 | 231.122 | 35.2917
466 | 232.6673 | 21.0009 | 232.6673 | 21.0009
467 | 223.5189 | 12.5483 | 223.5189 | 12.5483
468 | 213.16 | 11.8107 | 213.16 | 11.8107
469 | 200.7238 | 7.4323 | 200.7238 | 7.4323
470 | 193.542 | 8.9846 | 193.542 | 8.9846
471 | 188.3175 | 13.8844 | 188.3175 | 13.8844
472 | 183.7912 | 22.7779 | 183.7912 | 22.7779
473 | 181.5993 | 58.808 | 181.5993 | 58.808
474 | 185.9277 | 63.6347 | 185.9277 | 63.6347
475 | 197.0964 | 64.6718 | 197.0964 | 64.6718
476 | 220.4718 | 60.7479 | 220.4718 | 60.7479
477 | 241.4504 | 59.9723 | 241.4504 | 59.9723
478 | 256.0761 | 52.002 | 256.0761 | 52.002
479 | 277.4519 | 48.1953 | 277.4519 | 48.1953
480 | 279.6873 | 43.7822 | 279.6873 | 43.7822
481 | 264.6526 | 37.7298 | 264.6526 | 37.7298
482 | 264.0859 | 36.7543 | 264.0859 | 36.7543
483 | 267.3661 | 40.2561 | 267.3661 | 40.2561
484 | 264.0853 | 48.1707 | 264.0853 | 48.1707
485 | 265.3699 | 54.282 | 265.3699 | 54.282
486 | 262.6403 | 50.816 | 262.6403 | 50.816
487 | 248.5296 | 47.2954 | 248.5296 | 47.2954
488 | 238.828 | 38.551 | 238.828 | 38.551
489 | 237.371 | 35.2917 | 237.371 | 35.2917
490 | 239.1085 | 21.0009 | 239.1085 | 21.0009
491 | 228.1923 | 12.5483 | 228.1923 | 12.5483
492 | 212.9287 | 11.8107 | 212.9287 | 11.8107
493 | 200.711 | 7.4323 | 200.711 | 7.4323
494 | 193.8468 | 7.9998 | 193.8468 | 7.9998
495 | 189.3677 | 11.8646 | 189.3677 | 11.8646
496 | 183.7469 | 19.9837 | 183.7469 | 19.9837
497 | 181.9279 | 54.8472 | 181.9279 | 54.8472
498 | 185.6629 | 58.9711 | 185.6629 | 58.9711
499 | 195.6714 | 59.563 | 195.6714 | 59.563
500 | 217.6833 | 55.4187 | 217.6833 | 55.4187
501 | 237.664 | 54.7447 | 237.664 | 54.7447
502 | 254.6086 | 47.4915 | 254.6086 | 47.4915
503 | 272.5615 | 45.9623 | 272.5615 | 45.9623
504 | 276.8505 | 43.8194 | 276.8505 | 43.8194
505 | 262.8749 | 39.5362 | 262.8749 | 39.5362
506 | 260.1103 | 40.6979 | 260.1103 | 40.6979
507 | 260.8792 | 43.0231 | 260.8792 | 43.0231
508 | 260.0014 | 49.7868 | 260.0014 | 49.7868
509 | 259.197 | 54.5282 | 259.197 | 54.5282
510 | 256.8667 | 50.816 | 256.8667 | 50.816
511 | 245.5102 | 47.2954 | 245.5102 | 47.2954
512 | 237.8187 | 38.551 | 237.8187 | 38.551
513 | 237.7237 | 35.2917 | 237.7237 | 35.2917
514 | 237.7072 | 21.0009 | 237.7072 | 21.0009
515 | 227.7095 | 12.5483 | 227.7095 | 12.5483
516 | 212.5061 | 11.8107 | 212.5061 | 11.8107
517 | 200.5764 | 7.4323 | 200.5764 | 7.4323
518 | 194.1734 | 9.4728 | 194.1734 | 9.4728
519 | 188.8098 | 14.9136 | 188.8098 | 14.9136
520 | 184.7126 | 23.9001 | 184.7126 | 23.9001
521 | 183.3943 | 59.518 | 183.3943 | 59.518
522 | 187.3227 | 63.8265 | 187.3227 | 63.8265
523 | 198.2569 | 64.709 | 198.2569 | 64.709
524 | 219.6833 | 60.9125 | 219.6833 | 60.9125
525 | 239.0976 | 60.1984 | 239.0976 | 60.1984
526 | 255.584 | 52.1981 | 255.584 | 52.1981
527 | 274.1642 | 48.7579 | 274.1642 | 48.7579
528 | 272.2262 | 44.5581 | 272.2262 | 44.5581
529 | 259.207 | 39.0496 | 259.207 | 39.0496
530 | 254.5404 | 39.2407 | 254.5404 | 39.2407
531 | 259.6492 | 41.0964 | 259.6492 | 41.0964
532 | 259.446 | 48.1707 | 259.446 | 48.1707
533 | 259.5832 | 54.282 | 259.5832 | 54.282
534 | 251.9554 | 50.816 | 251.9554 | 50.816
535 | 242.3873 | 47.2954 | 242.3873 | 47.2954
536 | 235.4806 | 38.551 | 235.4806 | 38.551
537 | 235.2588 | 35.2917 | 235.2588 | 35.2917
538 | 235.8951 | 21.0009 | 235.8951 | 21.0009
539 | 226.3308 | 13.5403 | 226.3308 | 13.5403
540 | 212.0955 | 14.3128 | 212.0955 | 14.3128
541 | 199.6847 | 11.8611 | 199.6847 | 11.8611
542 | 192.3888 | 14.6345 | 192.3888 | 14.6345
543 | 188.1668 | 20.7924 | 188.1668 | 20.7924
544 | 183.0405 | 30.7481 | 183.0405 | 30.7481
545 | 179.8478 | 66.96 | 179.8478 | 66.96
546 | 183.1038 | 71.3773 | 183.1038 | 71.3773
547 | 192.6014 | 72.1667 | 192.6014 | 72.1667
548 | 212.6346 | 68.1999 | 212.6346 | 68.1999
549 | 230.4166 | 67.1237 | 230.4166 | 67.1237
550 | 249.2463 | 58.8857 | 249.2463 | 58.8857
551 | 265.2536 | 56.5291 | 265.2536 | 56.5291
552 | 267.567 | 53.0622 | 267.567 | 53.0622
553 | 255.9943 | 47.4019 | 255.9943 | 47.4019
554 | 253.2052 | 47.218 | 253.2052 | 47.218
555 | 255.2781 | 48.6901 | 255.2781 | 48.6901
556 | 254.0838 | 54.9084 | 254.0838 | 54.9084
557 | 255.2118 | 59.4666 | 255.2118 | 59.4666
558 | 249.0805 | 54.6308 | 249.0805 | 54.6308
559 | 241.9167 | 50.0294 | 241.9167 | 50.0294
560 | 232.1348 | 40.5535 | 232.1348 | 40.5535
561 | 231.9448 | 36.9808 | 231.9448 | 36.9808
562 | 233.7549 | 22.8618 | 233.7549 | 22.8618
563 | 226.0758 | 15.2179 | 226.0758 | 15.2179
564 | 212.6435 | 15.916 | 212.6435 | 15.916
565 | 201.0068 | 13.815 | 201.0068 | 13.815
566 | 194.5247 | 17.8237 | 194.5247 | 17.8237
567 | 189.479 | 24.4683 | 189.479 | 24.4683
568 | 183.1301 | 34.5027 | 183.1301 | 34.5027
569 | 181.1857 | 71.0109 | 181.1857 | 71.0109
570 | 183.1476 | 75.872 | 183.1476 | 75.872
571 | 190.2474 | 76.9878 | 190.2474 | 76.9878
572 | 207.3228 | 73.3974 | 207.3228 | 73.3974
573 | 221.8264 | 72.9052 | 221.8264 | 72.9052
574 | 236.1237 | 64.8275 | 236.1237 | 64.8275
575 | 255.1273 | 60.9135 | 255.1273 | 60.9135
576 | 258.6407 | 56.1569 | 258.6407 | 56.1569
577 | 248.716 | 49.0552 | 248.716 | 49.0552
578 | 244.8016 | 48.21 | 244.8016 | 48.21
579 | 247.0392 | 49.1811 | 247.0392 | 49.1811
580 | 248.5203 | 55.1016 | 248.5203 | 55.1016
581 | 248.2893 | 59.6041 | 248.2893 | 59.6041
582 | 241.8973 | 54.6995 | 241.8973 | 54.6995
583 | 231.7968 | 49.9249 | 231.7968 | 49.9249
584 | 225.0489 | 40.4991 | 225.0489 | 40.4991
585 | 228.1768 | 37.436 | 228.1768 | 37.436
586 | 231.9332 | 23.0407 | 231.9332 | 23.0407
587 | 221.6179 | 14.4836 | 221.6179 | 14.4836
588 | 208.4855 | 14.6693 | 208.4855 | 14.6693
589 | 197.66 | 12.1331 | 197.66 | 12.1331
590 | 191.7761 | 14.2938 | 191.7761 | 14.2938
591 | 186.7631 | 19.2236 | 186.7631 | 19.2236
592 | 180.096 | 28.2331 | 180.096 | 28.2331
593 | 178.0611 | 63.6505 | 178.0611 | 63.6505
594 | 180.576 | 67.3479 | 180.576 | 67.3479
595 | 188.8157 | 67.2341 | 188.8157 | 67.2341
596 | 202.7943 | 62.3311 | 202.7943 | 62.3311
597 | 216.6313 | 60.7782 | 216.6313 | 60.7782
598 | 232.7752 | 52.4056 | 232.7752 | 52.4056
599 | 250.7433 | 49.5266 | 250.7433 | 49.5266
600 | 251.4518 | 45.4799 | 251.4518 | 45.4799
601 | 243.6019 | 39.1526 | 243.6019 | 39.1526
602 | 239.1423 | 39.0016 | 239.1423 | 39.0016
603 | 242.193 | 41.0606 | 242.193 | 41.0606
604 | 243.9655 | 48.1707 | 243.9655 | 48.1707
605 | 244.8975 | 54.282 | 244.8975 | 54.282
606 | 239.3318 | 50.816 | 239.3318 | 50.816
607 | 230.919 | 47.2954 | 230.919 | 47.2954
608 | 225.5884 | 38.551 | 225.5884 | 38.551
609 | 226.7803 | 35.2917 | 226.7803 | 35.2917
610 | 228.8433 | 21.0009 | 228.8433 | 21.0009
611 | 220.6772 | 12.7644 | 220.6772 | 12.7644
612 | 207.9987 | 14.1697 | 207.9987 | 14.1697
613 | 195.637 | 11.8153 | 195.637 | 11.8153
614 | 189.0079 | 14.5887 | 189.0079 | 14.5887
615 | 184.6574 | 20.5906 | 184.6574 | 20.5906
616 | 179.3132 | 30.6794 | 179.3132 | 30.6794
617 | 176.6514 | 66.6293 | 176.6514 | 66.6293
618 | 179.8167 | 70.9565 | 179.8167 | 70.9565
619 | 188.9582 | 71.8175 | 188.9582 | 71.8175
620 | 206.4049 | 67.7819 | 206.4049 | 67.7819
621 | 222.9822 | 66.5382 | 222.9822 | 66.5382
622 | 238.0004 | 57.9137 | 238.0004 | 57.9137
623 | 255.7454 | 55.3267 | 255.7454 | 55.3267
624 | 257.7569 | 52.3092 | 257.7569 | 52.3092
625 | 246.0673 | 47.651 | 246.0673 | 47.651
626 | 243.7909 | 49.587 | 243.7909 | 49.587
627 | 245.4871 | 53.3666 | 245.4871 | 53.3666
628 | 245.7924 | 61.8222 | 245.7924 | 61.8222
629 | 249.1855 | 68.2069 | 249.1855 | 68.2069
630 | 244.7856 | 64.3344 | 244.7856 | 64.3344
631 | 234.1684 | 59.8891 | 234.1684 | 59.8891
632 | 229.2758 | 50.0324 | 229.2758 | 50.0324
633 | 230.5684 | 45.5364 | 230.5684 | 45.5364
634 | 233.9474 | 30.112 | 233.9474 | 30.112
635 | 223.3144 | 20.9937 | 223.3144 | 20.9937
636 | 207.0312 | 20.6312 | 207.0312 | 20.6312
637 | 195.797 | 17.448 | 195.797 | 17.448
638 | 189.228 | 19.7175 | 189.228 | 19.7175
639 | 185.4269 | 25.6292 | 185.4269 | 25.6292
640 | 180.6239 | 35.5834 | 180.6239 | 35.5834
641 | 178.4715 | 71.3931 | 178.4715 | 71.3931
642 | 181.6684 | 75.5714 | 181.6684 | 75.5714
643 | 193.0067 | 76.3122 | 193.0067 | 76.3122
644 | 215.2339 | 71.8916 | 215.2339 | 71.8916
645 | 237.6007 | 70.2771 | 237.6007 | 70.2771
646 | 253.8858 | 62.032 | 253.8858 | 62.032
647 | 276.1806 | 59.3676 | 276.1806 | 59.3676
648 | 276.368 | 55.0175 | 276.368 | 55.0175
649 | 264.9964 | 47.9731 | 264.9964 | 47.9731
650 | 260.875 | 46.5495 | 260.875 | 46.5495
651 | 261.9898 | 47.5936 | 261.9898 | 47.5936
652 | 262.1763 | 53.925 | 262.1763 | 53.925
653 | 261.8047 | 58.8597 | 261.8047 | 58.8597
654 | 256.241 | 54.4748 | 256.241 | 54.4748
655 | 244.9087 | 50.2427 | 244.9087 | 50.2427
656 | 239.5486 | 41.0488 | 239.5486 | 41.0488
657 | 240.8257 | 37.3057 | 240.8257 | 37.3057
658 | 239.3035 | 22.6628 | 239.3035 | 22.6628
659 | 225.7664 | 14.2374 | 225.7664 | 14.2374
660 | 203.3431 | 13.8204 | 203.3431 | 13.8204
661 | 191.5292 | 11.3043 | 191.5292 | 11.3043
662 | 184.2305 | 15.1799 | 184.2305 | 15.1799
663 | 180.8096 | 21.5267 | 180.8096 | 21.5267
664 | 177.0909 | 31.156 | 177.0909 | 31.156
665 | 173.5118 | 67.0544 | 173.5118 | 67.0544
666 | 176.8256 | 71.1311 | 176.8256 | 71.1311
667 | 187.5663 | 71.5455 | 187.5663 | 71.5455
668 | 208.2306 | 67.3096 | 208.2306 | 67.3096
669 | 229.5844 | 66.2505 | 229.5844 | 66.2505
670 | 245.8746 | 57.7863 | 245.8746 | 57.7863
671 | 263.8739 | 53.8437 | 263.8739 | 53.8437
672 | 264.4038 | 49.5094 | 264.4038 | 49.5094
673 | 251.8595 | 42.797 | 251.8595 | 42.797
674 | 250.1257 | 41.2533 | 250.1257 | 41.2533
675 | 251.0953 | 41.6217 | 251.0953 | 41.6217
676 | 251.3209 | 48.1707 | 251.3209 | 48.1707
677 | 251.3453 | 54.282 | 251.3453 | 54.282
678 | 246.2065 | 50.816 | 246.2065 | 50.816
679 | 235.2589 | 47.2954 | 235.2589 | 47.2954
680 | 227.5072 | 38.551 | 227.5072 | 38.551
681 | 230.0397 | 35.2917 | 230.0397 | 35.2917
682 | 230.7482 | 21.0009 | 230.7482 | 21.0009
683 | 219.6649 | 12.5483 | 219.6649 | 12.5483
684 | 204.4895 | 11.8107 | 204.4895 | 11.8107
685 | 193.0287 | 7.4323 | 193.0287 | 7.4323
686 | 185.5704 | 9.4513 | 185.5704 | 9.4513
687 | 182.3093 | 14.3396 | 182.3093 | 14.3396
688 | 176.3215 | 23.5308 | 176.3215 | 23.5308
689 | 172.9725 | 59.3305 | 172.9725 | 59.3305
690 | 178.4189 | 63.4945 | 178.4189 | 63.4945
691 | 188.9421 | 64.0906 | 188.9421 | 64.0906
692 | 208.5861 | 60.1439 | 208.5861 | 60.1439
693 | 227.6759 | 59.0977 | 227.6759 | 59.0977
694 | 240.726 | 50.947 | 240.726 | 50.947
695 | 258.2823 | 47.9649 | 258.2823 | 47.9649
696 | 259.5201 | 44.0327 | 259.5201 | 44.0327
697 | 247.5791 | 39.1125 | 247.5791 | 39.1125
698 | 244.7769 | 40.413 | 244.7769 | 40.413
699 | 246.5286 | 43.1505 | 246.5286 | 43.1505
700 | 245.2225 | 50.3049 | 245.2225 | 50.3049
701 | 245.1766 | 55.7349 | 245.1766 | 55.7349
702 | 242.0406 | 51.307 | 242.0406 | 51.307
703 | 230.3222 | 47.2954 | 230.3222 | 47.2954
704 | 222.0878 | 38.551 | 222.0878 | 38.551
705 | 225.1506 | 35.2917 | 225.1506 | 35.2917
706 | 226.8683 | 21.0009 | 226.8683 | 21.0009
707 | 216.2811 | 12.5483 | 216.2811 | 12.5483
708 | 207.1905 | 9.4067 | 207.1905 | 9.4067
709 | 195.3127 | 10.8145 | 195.3127 | 10.8145
710 | 188.4766 | 19.3541 | 188.4766 | 19.3541
711 | 183.7632 | 24.9412 | 183.7632 | 24.9412
712 | 179.8185 | 37.4639 | 179.8185 | 37.4639
713 | 176.4511 | 70.7241 | 176.4511 | 70.7241
714 | 181.2936 | 78.2534 | 181.2936 | 78.2534
715 | 191.2195 | 80.4895 | 191.2195 | 80.4895
716 | 210.3774 | 78.54 | 210.3774 | 78.54
717 | 227.7272 | 76.3519 | 227.7272 | 76.3519
718 | 244.0558 | 70.7693 | 244.0558 | 70.7693
719 | 259.9597 | 63.967 | 259.9597 | 63.967
720 | 264.3915 | 53.5301 | 264.3915 | 53.5301
721 | 252.5893 | 44.1653 | 252.5893 | 44.1653
722 | 251.4689 | 39.8594 | 251.4689 | 39.8594
723 | 251.8441 | 41.456 | 251.8441 | 41.456
724 | 251.8765 | 45.8304 | 251.8765 | 45.8304
725 | 255.8323 | 50.8344 | 255.8323 | 50.8344
726 | 252.8575 | 47.8008 | 252.8575 | 47.8008
727 | 237.8645 | 44.0088 | 237.8645 | 44.0088
728 | 228.5017 | 37.6958 | 228.5017 | 37.6958
729 | 232.4599 | 32.2695 | 232.4599 | 32.2695
730 | 232.819 | 20.5096 | 232.819 | 20.5096
731 | 221.2056 | 10.3231 | 221.2056 | 10.3231
732 | 207.4061 | 9.4067 | 207.4061 | 9.4067
733 | 194.6643 | 6.7331 | 194.6643 | 6.7331
734 | 187.961 | 16.0023 | 187.961 | 16.0023
735 | 186.1107 | 23.7338 | 186.1107 | 23.7338
736 | 180.644 | 37.9342 | 180.644 | 37.9342
737 | 177.8273 | 71.9352 | 177.8273 | 71.9352
738 | 179.8013 | 79.6238 | 179.8013 | 79.6238
739 | 187.3477 | 82.0376 | 187.3477 | 82.0376
740 | 203.2096 | 79.0882 | 203.2096 | 79.0882
741 | 222.1234 | 75.6816 | 222.1234 | 75.6816
742 | 239.8591 | 69.1768 | 239.8591 | 69.1768
743 | 255.5133 | 64.0966 | 255.5133 | 64.0966
744 | 261.5579 | 54.7375 | 261.5579 | 54.7375
745 | 249.2141 | 48.1394 | 249.2141 | 48.1394
746 | 246.3528 | 46.1223 | 246.3528 | 46.1223
747 | 245.3875 | 45.4448 | 245.3875 | 45.4448
748 | 246.1212 | 46.1897 | 246.1212 | 46.1897
749 | 249.746 | 50.8344 | 249.746 | 50.8344
750 | 243.8226 | 47.8008 | 243.8226 | 47.8008
751 | 233.7727 | 44.0088 | 233.7727 | 44.0088
752 | 229.6971 | 37.6958 | 229.6971 | 37.6958
753 | 232.2913 | 32.2695 | 232.2913 | 32.2695
754 | 230.6972 | 20.5096 | 230.6972 | 20.5096
755 | 219.6814 | 10.3231 | 219.6814 | 10.3231
756 | 206.2142 | 12.1437 | 206.2142 | 12.1437
757 | 194.742 | 12.6664 | 194.742 | 12.6664
758 | 187.215 | 17.4986 | 187.215 | 17.4986
759 | 184.9798 | 22.5005 | 184.9798 | 22.5005
760 | 181.6621 | 35.2713 | 181.6621 | 35.2713
761 | 177.041 | 67.9797 | 177.041 | 67.9797
762 | 179.1537 | 73.9313 | 179.1537 | 73.9313
763 | 187.5232 | 74.6932 | 187.5232 | 74.6932
764 | 202.6169 | 70.6512 | 202.6169 | 70.6512
765 | 217.4077 | 67.2261 | 217.4077 | 67.2261
766 | 231.8057 | 61.1176 | 231.8057 | 61.1176
767 | 249.0128 | 58.7707 | 249.0128 | 58.7707
768 | 252.6291 | 51.2486 | 252.6291 | 51.2486
769 | 245.1685 | 43.6727 | 245.1685 | 43.6727
770 | 240.8133 | 39.8483 | 240.8133 | 39.8483
771 | 240.5148 | 38.9375 | 240.5148 | 38.9375
772 | 241.66 | 45.386 | 241.66 | 45.386
773 | 246.3398 | 50.8344 | 246.3398 | 50.8344
774 | 243.5007 | 47.8008 | 243.5007 | 47.8008
775 | 234.6412 | 44.0088 | 234.6412 | 44.0088
776 | 230.9371 | 37.6958 | 230.9371 | 37.6958
777 | 236.2509 | 32.2695 | 236.2509 | 32.2695
778 | 233.2429 | 20.5096 | 233.2429 | 20.5096
779 | 220.8119 | 10.3231 | 220.8119 | 10.3231
780 | 206.5012 | 9.4067 | 206.5012 | 9.4067
781 | 195.4974 | 6.3035 | 195.4974 | 6.3035
782 | 188.9882 | 7.4061 | 188.9882 | 7.4061
783 | 186.259 | 9.3524 | 186.259 | 9.3524
784 | 181.7014 | 19.8788 | 181.7014 | 19.8788
785 | 178.3642 | 54.8354 | 178.3642 | 54.8354
786 | 180.1233 | 64.0906 | 180.1233 | 64.0906
787 | 188.4604 | 67.7525 | 188.4604 | 67.7525
788 | 206.683 | 65.9253 | 206.683 | 65.9253
789 | 223.7509 | 63.778 | 223.7509 | 63.778
790 | 237.5281 | 58.7657 | 237.5281 | 58.7657
791 | 255.5354 | 58.4041 | 255.5354 | 58.4041
792 | 261.2062 | 53.0597 | 261.2062 | 53.0597
793 | 248.5546 | 48.0468 | 248.5546 | 48.0468
794 | 247.0158 | 46.9223 | 247.0158 | 46.9223
795 | 247.4079 | 50.0226 | 247.4079 | 50.0226
796 | 248.0666 | 55.0266 | 248.0666 | 55.0266
797 | 252.4809 | 59.5677 | 252.4809 | 59.5677
798 | 247.6883 | 56.8785 | 247.6883 | 56.8785
799 | 236.0812 | 53.3458 | 236.0812 | 53.3458
800 | 231.1554 | 47.1661 | 231.1554 | 47.1661
801 | 235.7023 | 42.1176 | 235.7023 | 42.1176
802 | 232.547 | 31.3688 | 232.547 | 31.3688
803 | 220.8761 | 22.7342 | 220.8761 | 22.7342
804 | 204.9323 | 23.7473 | 204.9323 | 23.7473
805 | 194.763 | 23.2256 | 194.763 | 23.2256
806 | 188.0567 | 27.3503 | 188.0567 | 27.3503
807 | 185.378 | 31.5004 | 185.378 | 31.5004
808 | 182.1096 | 43.5527 | 182.1096 | 43.5527
809 | 179.619 | 75.8241 | 179.619 | 75.8241
810 | 181.5547 | 82.0608 | 181.5547 | 82.0608
811 | 193.1743 | 83.3487 | 193.1743 | 83.3487
812 | 215.9152 | 79.9511 | 215.9152 | 79.9511
813 | 234.8228 | 77.2371 | 234.8228 | 77.2371
814 | 252.2651 | 72.0286 | 252.2651 | 72.0286
815 | 271.8823 | 70.5818 | 271.8823 | 70.5818
816 | 274.3959 | 63.6634 | 274.3959 | 63.6634
817 | 258.353 | 55.9986 | 258.353 | 55.9986
818 | 255.3137 | 51.8816 | 255.3137 | 51.8816
819 | 258.4871 | 50.8781 | 258.4871 | 50.8781
820 | 258.6803 | 53.1192 | 258.6803 | 53.1192
821 | 259.6832 | 57.1714 | 259.6832 | 57.1714
822 | 256.6868 | 52.2785 | 256.6868 | 52.2785
823 | 239.0386 | 46.668 | 239.0386 | 46.668
824 | 233.9336 | 39.2846 | 233.9336 | 39.2846
825 | 240.3805 | 33.5176 | 240.3805 | 33.5176
826 | 236.2832 | 22.5096 | 236.2832 | 22.5096
827 | 223.2873 | 14.1046 | 223.2873 | 14.1046
828 | 205.3346 | 16.0363 | 205.3346 | 16.0363
829 | 194.5318 | 17.3997 | 194.5318 | 17.3997
830 | 188.7575 | 26.0096 | 188.7575 | 26.0096
831 | 186.1345 | 30.9967 | 186.1345 | 30.9967
832 | 183.0621 | 42.4194 | 183.0621 | 42.4194
833 | 179.7098 | 74.2352 | 179.7098 | 74.2352
834 | 182.5027 | 79.5164 | 182.5027 | 79.5164
835 | 193.7417 | 79.9784 | 193.7417 | 79.9784
836 | 216.9272 | 76.103 | 216.9272 | 76.103
837 | 237.6725 | 73.0297 | 237.6725 | 73.0297
838 | 254.3722 | 67.9064 | 254.3722 | 67.9064
839 | 269.7348 | 66.4596 | 269.7348 | 66.4596
840 | 271.0661 | 60.6967 | 271.0661 | 60.6967
841 | 257.3796 | 56.5578 | 257.3796 | 56.5578
842 | 254.5465 | 56.5704 | 254.5465 | 56.5704
843 | 255.6202 | 60.0929 | 255.6202 | 60.0929
844 | 254.5037 | 65.6451 | 254.5037 | 65.6451
845 | 255.5619 | 69.0417 | 255.5619 | 69.0417
846 | 252.0548 | 64.6858 | 252.0548 | 64.6858
847 | 240.7544 | 59.242 | 240.7544 | 59.242
848 | 232.2152 | 51.2734 | 232.2152 | 51.2734
849 | 238.9907 | 45.3064 | 238.9907 | 45.3064
850 | 236.8154 | 34.4798 | 236.8154 | 34.4798
851 | 222.968 | 27.4193 | 222.968 | 27.4193
852 | 206.5393 | 30.8917 | 206.5393 | 30.8917
853 | 195.0972 | 33.1736 | 195.0972 | 33.1736
854 | 188.1809 | 38.9132 | 188.1809 | 38.9132
855 | 185.6724 | 43.3188 | 185.6724 | 43.3188
856 | 182.2956 | 54.8934 | 182.2956 | 54.8934
857 | 179.7645 | 85.4462 | 179.7645 | 85.4462
858 | 182.5398 | 89.5496 | 182.5398 | 89.5496
859 | 193.0755 | 89.4746 | 193.0755 | 89.4746
860 | 216.6384 | 85.5437 | 216.6384 | 85.5437
861 | 230.8875 | 82.1556 | 230.8875 | 82.1556
862 | 247.8082 | 76.4026 | 247.8082 | 76.4026
863 | 261.7597 | 75.3706 | 261.7597 | 75.3706
864 | 264.9546 | 69.1929 | 264.9546 | 69.1929
865 | 255.4645 | 63.0022 | 255.4645 | 63.0022
866 | 249.4097 | 59.8037 | 249.4097 | 59.8037
867 | 250.7375 | 58.9595 | 250.7375 | 58.9595
868 | 251.3018 | 60.8673 | 251.3018 | 60.8673
869 | 251.3851 | 63.1676 | 251.3851 | 63.1676
870 | 248.8934 | 59.2933 | 248.8934 | 59.2933
871 | 236.2165 | 56.5494 | 236.2165 | 56.5494
872 | 230.9755 | 52.2438 | 230.9755 | 52.2438
873 | 235.405 | 48.5694 | 235.405 | 48.5694
874 | 234.2684 | 37.4946 | 234.2684 | 37.4946
875 | 220.5686 | 28.6156 | 220.5686 | 28.6156
876 | 204.9272 | 30.5954 | 204.9272 | 30.5954
877 | 193.9298 | 31.0033 | 193.9298 | 31.0033
878 | 187.2298 | 35.1318 | 187.2298 | 35.1318
879 | 184.1227 | 38.5115 | 184.1227 | 38.5115
880 | 180.8751 | 49.9601 | 180.8751 | 49.9601
881 | 176.0072 | 81.4611 | 176.0072 | 81.4611
882 | 178.8333 | 86.7237 | 178.8333 | 86.7237
883 | 189.6162 | 87.2746 | 189.6162 | 87.2746
884 | 209.9893 | 83.677 | 209.9893 | 83.677
885 | 227.4871 | 80.4852 | 227.4871 | 80.4852
886 | 244.2328 | 74.3693 | 244.2328 | 74.3693
887 | 259.7997 | 72.5003 | 259.7997 | 72.5003
888 | 264.8014 | 65.5485 | 264.8014 | 65.5485
889 | 250.0645 | 60.1281 | 250.0645 | 60.1281
890 | 248.8198 | 59.2111 | 248.8198 | 59.2111
891 | 247.6257 | 59.3929 | 247.6257 | 59.3929
892 | 249.8175 | 60.6377 | 249.8175 | 60.6377
893 | 250.8482 | 61.7417 | 250.8482 | 61.7417
894 | 248.0176 | 55.7674 | 248.0176 | 55.7674
895 | 236.5915 | 50.9013 | 236.5915 | 50.9013
896 | 231.6346 | 44.529 | 231.6346 | 44.529
897 | 237.5209 | 39.9139 | 237.5209 | 39.9139
898 | 233.178 | 28.8725 | 233.178 | 28.8725
899 | 220.1272 | 19.7379 | 220.1272 | 19.7379
900 | 205.3318 | 20.7511 | 205.3318 | 20.7511
901 | 194.9962 | 21.6293 | 194.9962 | 21.6293
902 | 188.4129 | 28.417 | 188.4129 | 28.417
903 | 185.7681 | 33.3671 | 185.7681 | 33.3671
904 | 181.8024 | 46.1268 | 181.8024 | 46.1268
905 | 177.4461 | 78.6315 | 177.4461 | 78.6315
906 | 180.1411 | 84.1978 | 180.1411 | 84.1978
907 | 188.7565 | 83.8339 | 188.7565 | 83.8339
908 | 205.3943 | 79.0474 | 205.3943 | 79.0474
909 | 219.2054 | 77.1778 | 219.2054 | 77.1778
910 | 235.9487 | 72.999 | 235.9487 | 72.999
911 | 249.7428 | 70.2966 | 249.7428 | 70.2966
912 | 254.3398 | 61.0819 | 254.3398 | 61.0819
913 | 245.9446 | 53.1875 | 245.9446 | 53.1875
914 | 243.9739 | 48.989 | 243.9739 | 48.989
915 | 244.3661 | 48.8337 | 244.3661 | 48.8337
916 | 247.2606 | 52.0637 | 247.2606 | 52.0637
917 | 247.0347 | 56.5492 | 247.0347 | 56.5492
918 | 244.379 | 52.6933 | 244.379 | 52.6933
919 | 235.0436 | 50.3754 | 235.0436 | 50.3754
920 | 229.0432 | 45.8031 | 229.0432 | 45.8031
921 | 234.5507 | 41.0583 | 234.5507 | 41.0583
922 | 232.3868 | 29.2428 | 232.3868 | 29.2428
923 | 219.6759 | 19.9712 | 219.6759 | 19.9712
924 | 204.586 | 21.5474 | 204.586 | 21.5474
925 | 195.0888 | 22.0737 | 195.0888 | 22.0737
926 | 187.2913 | 25.643 | 187.2913 | 25.643
927 | 184.4526 | 28.2634 | 184.4526 | 28.2634
928 | 181.9819 | 39.8861 | 181.9819 | 39.8861
929 | 177.0406 | 71.3723 | 177.0406 | 71.3723
930 | 177.8694 | 76.6794 | 177.8694 | 76.6794
931 | 186.8441 | 77.5228 | 186.8441 | 77.5228
932 | 200.2835 | 74.9919 | 200.2835 | 74.9919
933 | 217.0565 | 75.3556 | 217.0565 | 75.3556
934 | 231.5885 | 72.5434 | 231.5885 | 72.5434
935 | 246.8313 | 72.5003 | 246.8313 | 72.5003
936 | 251.1511 | 66.8041 | 251.1511 | 66.8041
937 | 243.3731 | 62.0652 | 243.3731 | 62.0652
938 | 241.9807 | 61.8555 | 241.9807 | 61.8555
939 | 240.8274 | 64.7706 | 240.8274 | 64.7706
940 | 243.486 | 70.1413 | 243.486 | 70.1413
941 | 246.2814 | 75.2712 | 246.2814 | 75.2712
942 | 243.4732 | 73.6265 | 243.4732 | 73.6265
943 | 233.4981 | 71.9271 | 233.4981 | 71.9271
944 | 231.2077 | 67.0955 | 231.2077 | 67.0955
945 | 237.0258 | 62.0322 | 237.0258 | 62.0322
946 | 232.8791 | 49.6131 | 232.8791 | 49.6131
947 | 218.9289 | 38.1748 | 218.9289 | 38.1748
948 | 204.7509 | 36.2917 | 204.7509 | 36.2917
949 | 194.1483 | 34.1033 | 194.1483 | 34.1033
950 | 189.0425 | 37.8132 | 189.0425 | 37.8132
951 | 185.912 | 42.4855 | 185.912 | 42.4855
952 | 183.4289 | 54.8748 | 183.4289 | 54.8748
953 | 180.4265 | 87.1684 | 180.4265 | 87.1684
954 | 181.2213 | 93.1644 | 181.2213 | 93.1644
955 | 190.3807 | 93.7375 | 190.3807 | 93.7375
956 | 207.2158 | 89.6585 | 207.2158 | 89.6585
957 | 225.7215 | 86.3667 | 225.7215 | 86.3667
958 | 240.7542 | 80.8507 | 240.7542 | 80.8507
959 | 256.9873 | 79.8113 | 256.9873 | 79.8113
960 | 259.6489 | 73.7411 | 259.6489 | 73.7411
961 | 250.4982 | 69.0503 | 250.4982 | 69.0503
962 | 248.6085 | 68.9851 | 248.6085 | 68.9851
963 | 249.6669 | 71.415 | 249.6669 | 71.415
964 | 252.8777 | 75.245 | 252.8777 | 75.245
965 | 255.6302 | 78.286 | 255.6302 | 78.286
966 | 250.677 | 73.6561 | 250.677 | 73.6561
967 | 239.0896 | 70.2678 | 239.0896 | 70.2678
968 | 235.0379 | 64.4733 | 235.0379 | 64.4733
969 | 238.9782 | 58.5952 | 238.9782 | 58.5952
970 | 236.2721 | 45.2575 | 236.2721 | 45.2575
971 | 222.0623 | 34.4933 | 222.0623 | 34.4933
972 | 205.81 | 34.7176 | 205.81 | 34.7176
973 | 194.8501 | 34.6921 | 194.8501 | 34.6921
974 | 187.8896 | 40.328 | 187.8896 | 40.328
975 | 184.6004 | 45.5929 | 184.6004 | 45.5929
976 | 183.1464 | 59.0859 | 183.1464 | 59.0859
977 | 179.1987 | 92.5017 | 179.1987 | 92.5017
978 | 181.4844 | 100.7903 | 181.4844 | 100.7903
979 | 192.6547 | 102.8597 | 192.6547 | 102.8597
980 | 216.1814 | 99.3176 | 216.1814 | 99.3176
981 | 235.1684 | 94.9259 | 235.1684 | 94.9259
982 | 251.0097 | 88.3174 | 251.0097 | 88.3174
983 | 267.3867 | 84.7779 | 267.3867 | 84.7779
984 | 272.8813 | 75.467 | 272.8813 | 75.467
985 | 257.6318 | 64.7577 | 257.6318 | 64.7577
986 | 254.0668 | 57.5593 | 254.0668 | 57.5593
987 | 256.6175 | 56.1929 | 256.6175 | 56.1929
988 | 255.2349 | 57.9007 | 255.2349 | 57.9007
989 | 256.4932 | 59.6825 | 256.4932 | 59.6825
990 | 252.4861 | 54.56 | 252.4861 | 54.56
991 | 238.5756 | 49.2865 | 238.5756 | 49.2865
992 | 232.4174 | 42.1402 | 232.4174 | 42.1402
993 | 241.4037 | 36.4954 | 241.4037 | 36.4954
994 | 237.101 | 24.9799 | 237.101 | 24.9799
995 | 221.4547 | 15.6046 | 221.4547 | 15.6046
996 | 205.3069 | 16.603 | 205.3069 | 16.603
997 | 194.3108 | 19.8626 | 194.3108 | 19.8626
998 | 187.0279 | 24.6837 | 187.0279 | 24.6837
999 | 184.049 | 27.5375 | 184.049 | 27.5375
1000 | 182.9726 | 38.6231 | 182.9726 | 38.6231
1001 | 179.8398 | 72.1056 | 179.8398 | 72.1056
1002 | 182.5505 | 82.0682 | 182.5505 | 82.0682
1003 | 195.5285 | 86.0783 | 195.5285 | 86.0783
1004 | 217.89 | 85.8696 | 217.89 | 85.8696
1005 | 237.3158 | 85.5593 | 237.3158 | 85.5593
1006 | 250.2053 | 81.2619 | 250.2053 | 81.2619
1007 | 266.8453 | 77.0484 | 266.8453 | 77.0484
1008 | 271.4938 | 61.7263 | 271.4938 | 61.7263
1009 | 258.0924 | 52.5356 | 258.0924 | 52.5356
1010 | 256.8931 | 46.2297 | 256.8931 | 46.2297
1011 | 257.3525 | 41.5782 | 257.3525 | 41.5782
1012 | 260.5519 | 45.386 | 260.5519 | 45.386
1013 | 261.1642 | 50.8344 | 261.1642 | 50.8344
1014 | 257.7116 | 47.8008 | 257.7116 | 47.8008
1015 | 245.782 | 44.0088 | 245.782 | 44.0088
1016 | 241.7775 | 37.6958 | 241.7775 | 37.6958
1017 | 244.8727 | 32.2695 | 244.8727 | 32.2695
1018 | 237.2365 | 20.5096 | 237.2365 | 20.5096
1019 | 222.1481 | 11.0157 | 222.1481 | 11.0157
1020 | 207.0447 | 14.4252 | 207.0447 | 14.4252
1021 | 196.264 | 18.5071 | 196.264 | 18.5071
1022 | 189.4081 | 25.3318 | 189.4081 | 25.3318
1023 | 185.5769 | 29.7301 | 185.5769 | 29.7301
1024 | 184.6176 | 41.8157 | 184.6176 | 41.8157
1025 | 184.8406 | 74.9537 | 184.8406 | 74.9537
1026 | 185.7522 | 82.1201 | 185.7522 | 82.1201
1027 | 195.7983 | 84.9265 | 195.7983 | 84.9265
1028 | 217.3009 | 83.7215 | 217.3009 | 83.7215
1029 | 238.4195 | 82.9111 | 238.4195 | 82.9111
1030 | 258.0652 | 79.073 | 258.0652 | 79.073
1031 | 276.3927 | 79.1002 | 276.3927 | 79.1002
1032 | 276.9517 | 73.4781 | 276.9517 | 73.4781
1033 | 264.4281 | 67.217 | 264.4281 | 67.217
1034 | 262.1949 | 64.3037 | 262.1949 | 64.3037
1035 | 263.7376 | 64.4854 | 263.7376 | 64.4854
1036 | 262.3077 | 67.0191 | 262.3077 | 67.0191
1037 | 262.0335 | 69.538 | 262.0335 | 69.538
1038 | 257.0219 | 64.2636 | 257.0219 | 64.2636
1039 | 243.0627 | 58.9828 | 243.0627 | 58.9828
1040 | 237.4935 | 52.3179 | 237.4935 | 52.3179
1041 | 243.7339 | 47.2101 | 243.7339 | 47.2101
1042 | 236.9715 | 35.6835 | 236.9715 | 35.6835
1043 | 221.8814 | 26.8267 | 221.8814 | 26.8267
1044 | 207.6171 | 28.8806 | 207.6171 | 28.8806
1045 | 196.0258 | 29.6514 | 196.0258 | 29.6514
1046 | 189.964 | 33.2429 | 189.964 | 33.2429
1047 | 186.2001 | 36.1263 | 186.2001 | 36.1263
1048 | 184.634 | 47.5823 | 184.634 | 47.5823
1049 | 181.6305 | 79.3574 | 181.6305 | 79.3574
1050 | 182.951 | 84.8645 | 182.951 | 84.8645
1051 | 193.4557 | 85.4931 | 193.4557 | 85.4931
1052 | 212.7603 | 81.5622 | 212.7603 | 81.5622
1053 | 232.6276 | 78.1001 | 232.6276 | 78.1001
1054 | 248.6327 | 72.3767 | 248.6327 | 72.3767
1055 | 262.8089 | 71.7892 | 262.8089 | 71.7892
1056 | 266.813 | 65.9337 | 266.813 | 65.9337
1057 | 255.9724 | 61.0615 | 255.9724 | 61.0615
1058 | 251.6204 | 60.9407 | 251.6204 | 60.9407
1059 | 252.3169 | 64.6484 | 252.3169 | 64.6484
1060 | 254.0531 | 70.4413 | 254.0531 | 70.4413
1061 | 254.5274 | 75.4231 | 254.5274 | 75.4231
1062 | 252.1788 | 72.0673 | 252.1788 | 72.0673
1063 | 242.4608 | 68.1271 | 242.4608 | 68.1271
1064 | 237.9833 | 61.9659 | 237.9833 | 61.9659
1065 | 242.982 | 57.0211 | 242.982 | 57.0211
1066 | 240.0256 | 45.8909 | 240.0256 | 45.8909
1067 | 222.593 | 36.7489 | 222.593 | 36.7489
1068 | 209.3125 | 37.1769 | 209.3125 | 37.1769
1069 | 198.24 | 35.7699 | 198.24 | 35.7699
1070 | 190.7837 | 38.4614 | 190.7837 | 38.4614
1071 | 187.0495 | 41.6448 | 187.0495 | 41.6448
1072 | 185.3104 | 53.5304 | 185.3104 | 53.5304
1073 | 181.9225 | 85.8759 | 181.9225 | 85.8759
1074 | 182.5505 | 92.1496 | 182.5505 | 92.1496
1075 | 191.6669 | 93.4005 | 191.6669 | 93.4005
1076 | 208.801 | 89.9881 | 208.801 | 89.9881
1077 | 226.1122 | 87.1296 | 226.1122 | 87.1296
1078 | 241.5983 | 81.8137 | 241.5983 | 81.8137
1079 | 255.3116 | 81.2743 | 255.3116 | 81.2743
1080 | 259.1158 | 76.4003 | 259.1158 | 76.4003
1081 | 250.58 | 73.0503 | 250.58 | 73.0503
1082 | 248.3691 | 74.1517 | 248.3691 | 74.1517
1083 | 246.8019 | 77.5261 | 246.8019 | 77.5261
1084 | 250.2887 | 81.8746 | 250.2887 | 81.8746
1085 | 252.919 | 84.786 | 252.919 | 84.786
1086 | 247.8622 | 78.7524 | 247.8622 | 78.7524
1087 | 240.7026 | 71.7752 | 240.7026 | 71.7752
1088 | 238.9105 | 63.5067 | 238.9105 | 63.5067
1089 | 243.3502 | 57.9174 | 243.3502 | 57.9174
1090 | 234.6189 | 46.8686 | 234.6189 | 46.8686
1091 | 219.2892 | 38.1489 | 219.2892 | 38.1489
1092 | 205.7044 | 39.1361 | 205.7044 | 39.1361
1093 | 194.6798 | 38.6291 | 194.6798 | 38.6291
1094 | 188.8612 | 42.565 | 188.8612 | 42.565
1095 | 185.8897 | 47.4447 | 185.8897 | 47.4447
1096 | 185.318 | 61.097 | 185.318 | 61.097
1097 | 183.5912 | 94.4943 | 183.5912 | 94.4943
1098 | 183.2112 | 101.4681 | 183.2112 | 101.4681
1099 | 192.4678 | 103.256 | 192.4678 | 103.256
1100 | 210.6175 | 100.3176 | 210.6175 | 100.3176
1101 | 226.0867 | 97.4592 | 226.0867 | 97.4592
1102 | 243.1037 | 91.621 | 243.1037 | 91.621
1103 | 260.5527 | 90.5223 | 260.5527 | 90.5223
1104 | 265.0742 | 84.841 | 265.0742 | 84.841
1105 | 255.0797 | 80.4391 | 255.0797 | 80.4391
1106 | 251.7479 | 80.7221 | 251.7479 | 80.7221
1107 | 252.3838 | 83.9186 | 252.3838 | 83.9186
1108 | 256.8992 | 88.8634 | 256.8992 | 88.8634
1109 | 261.3081 | 92.9859 | 261.3081 | 92.9859
1110 | 255.7324 | 88.9116 | 255.7324 | 88.9116
1111 | 247.1896 | 84.7048 | 247.1896 | 84.7048
1112 | 245.4397 | 78.6177 | 245.4397 | 78.6177
1113 | 247.2627 | 73.6247 | 247.2627 | 73.6247
1114 | 237.8228 | 62.1722 | 237.8228 | 62.1722
1115 | 223.5464 | 52.2043 | 223.5464 | 52.2043
1116 | 208.9805 | 51.7175 | 208.9805 | 51.7175
1117 | 196.8964 | 49.2031 | 196.8964 | 49.2031
1118 | 190.5272 | 50.5353 | 190.5272 | 50.5353
1119 | 188.2652 | 52.5299 | 188.2652 | 52.5299
1120 | 187.2005 | 63.1266 | 187.2005 | 63.1266
1121 | 185.4782 | 94.035 | 185.4782 | 94.035
1122 | 186.6769 | 98.7866 | 186.6769 | 98.7866
1123 | 197.6734 | 98.8449 | 197.6734 | 98.8449
1124 | 217.5244 | 94.4362 | 217.5244 | 94.4362
1125 | 236.236 | 90.3926 | 236.236 | 90.3926
1126 | 251.3823 | 84.0396 | 251.3823 | 84.0396
1127 | 270.6222 | 82.8743 | 270.6222 | 82.8743
1128 | 270.2084 | 77.5521 | 270.2084 | 77.5521
1129 | 258.6511 | 74.0354 | 258.6511 | 74.0354
1130 | 255.3933 | 75.2628 | 255.3933 | 75.2628
1131 | 256.3979 | 79.152 | 256.3979 | 79.152
1132 | 256.3023 | 84.5079 | 256.3023 | 84.5079
1133 | 262.7658 | 88.8897 | 262.7658 | 88.8897
1134 | 258.0095 | 85.6672 | 258.0095 | 85.6672
1135 | 246.6036 | 82.2048 | 246.6036 | 82.2048
1136 | 244.8667 | 76.5843 | 244.8667 | 76.5843
1137 | 248.7344 | 71.4247 | 248.7344 | 71.4247
1138 | 238.557 | 59.313 | 238.557 | 59.313
1139 | 221.4568 | 49.3154 | 221.4568 | 49.3154
1140 | 207.1011 | 48.9212 | 207.1011 | 48.9212
1141 | 196.0799 | 46.6772 | 196.0799 | 46.6772
1142 | 189.7022 | 48.5502 | 189.7022 | 48.5502
1143 | 186.2191 | 51.6188 | 186.2191 | 51.6188
1144 | 186.4622 | 63.4637 | 186.4622 | 63.4637
1145 | 184.4394 | 95.6647 | 184.4394 | 95.6647
1146 | 186.2925 | 102.0792 | 186.2925 | 102.0792
1147 | 201.5422 | 103.993 | 201.5422 | 103.993
1148 | 225.1422 | 101.5361 | 225.1422 | 101.5361
1149 | 245.3541 | 98.9517 | 245.3541 | 98.9517
1150 | 260.4355 | 93.5469 | 260.4355 | 93.5469
1151 | 278.7282 | 92.7927 | 278.7282 | 92.7927
1152 | 280.5483 | 86.3298 | 280.5483 | 86.3298
1153 | 263.4684 | 80.0798 | 263.4684 | 80.0798
1154 | 259.8201 | 78.2739 | 259.8201 | 78.2739
1155 | 262.1958 | 80.3149 | 262.1958 | 80.3149
1156 | 260.7687 | 85.9227 | 260.7687 | 85.9227
1157 | 264.7557 | 90.7933 | 264.7557 | 90.7933
1158 | 263.3347 | 87.4708 | 263.3347 | 87.4708
1159 | 249.4094 | 83.8122 | 249.4094 | 83.8122
1160 | 245.5557 | 78.214 | 245.5557 | 78.214
1161 | 251.9685 | 73.2099 | 251.9685 | 73.2099
1162 | 241.357 | 61.5463 | 241.357 | 61.5463
1163 | 224.469 | 52.1043 | 224.469 | 52.1043
1164 | 209.2064 | 51.9916 | 209.2064 | 51.9916
1165 | 197.4828 | 49.8031 | 197.4828 | 49.8031
1166 | 190.677 | 51.565 | 190.677 | 51.565
1167 | 188.1423 | 54.1151 | 188.1423 | 54.1151
1168 | 187.9543 | 65.4711 | 187.9543 | 65.4711
1169 | 185.8296 | 97.135 | 185.8296 | 97.135
1170 | 186.3057 | 102.6718 | 186.3057 | 102.6718
1171 | 202.3975 | 103.2152 | 202.3975 | 103.2152
1172 | 228.4762 | 99.1065 | 228.4762 | 99.1065
1173 | 245.9185 | 95.4259 | 245.9185 | 95.4259
1174 | 261.255 | 89.0729 | 261.255 | 89.0729
1175 | 284.669 | 87.5446 | 284.669 | 87.5446
1176 | 284.2538 | 81.4373 | 284.2538 | 81.4373
1177 | 266.8005 | 76.3428 | 266.8005 | 76.3428
1178 | 262.0477 | 75.948 | 262.0477 | 75.948
1179 | 264.988 | 78.2668 | 264.988 | 78.2668
1180 | 265.7705 | 83.3116 | 265.7705 | 83.3116
1181 | 271.9713 | 87.4045 | 271.9713 | 87.4045
1182 | 269.6179 | 83.0153 | 269.6179 | 83.0153
1183 | 257.3732 | 78.1085 | 257.3732 | 78.1085
1184 | 255.8716 | 70.8955 | 255.8716 | 70.8955
1185 | 254.3242 | 65.1877 | 254.3242 | 65.1877
1186 | 242.6671 | 53.2649 | 242.6671 | 53.2649
1187 | 226.5461 | 43.2118 | 226.5461 | 43.2118
1188 | 209.9195 | 43.4027 | 209.9195 | 43.4027
1189 | 200.041 | 43.2847 | 200.041 | 43.2847
1190 | 193.4913 | 47.4576 | 193.4913 | 47.4576
1191 | 189.326 | 50.5966 | 189.326 | 50.5966
1192 | 189.0294 | 62.3933 | 189.0294 | 62.3933
1193 | 190.2189 | 95.2647 | 190.2189 | 95.2647
1194 | 190.3116 | 103.3384 | 190.3116 | 103.3384
1195 | 206.7611 | 105.9004 | 206.7611 | 105.9004
1196 | 232.1346 | 101.588 | 232.1346 | 101.588
1197 | 251.1849 | 98.1406 | 251.1849 | 98.1406
1198 | 265.9916 | 92.484 | 265.9916 | 92.484
1199 | 285.5225 | 91.4186 | 285.5225 | 91.4186
1200 | 285.4013 | 84.4743 | 285.4013 | 84.4743
1201 | 267.5557 | 78.2687 | 267.5557 | 78.2687
1202 | 264.457 | 75.7036 | 264.457 | 75.7036
1203 | 268.2937 | 75.7668 | 268.2937 | 75.7668
1204 | 268.7158 | 76.645 | 268.7158 | 76.645
1205 | 273.1687 | 76.3564 | 273.1687 | 76.3564
1206 | 268.4046 | 68.7302 | 268.4046 | 68.7302
1207 | 255.0701 | 61.8864 | 255.0701 | 61.8864
1208 | 251.8152 | 53.9104 | 251.8152 | 53.9104
1209 | 253.7202 | 47.4212 | 253.7202 | 47.4212
1210 | 243.6122 | 35.4095 | 243.6122 | 35.4095
1211 | 228.3788 | 26.5119 | 228.3788 | 26.5119
1212 | 212.0407 | 29.6103 | 212.0407 | 29.6103
1213 | 200.2331 | 36.981 | 200.2331 | 36.981
1214 | 193.572 | 44.6835 | 193.572 | 44.6835
1215 | 190.7608 | 48.2262 | 190.7608 | 48.2262
1216 | 191.0271 | 60.6748 | 191.0271 | 60.6748
1217 | 191.5685 | 94.3387 | 191.5685 | 94.3387
1218 | 191.1153 | 101.7236 | 191.1153 | 101.7236
1219 | 203.5748 | 102.9819 | 203.5748 | 102.9819
1220 | 225.6749 | 99.0769 | 225.6749 | 99.0769
1221 | 243.5984 | 95.5962 | 243.5984 | 95.5962
1222 | 255.8412 | 90.021 | 255.8412 | 90.021
1223 | 277.2286 | 88.3742 | 277.2286 | 88.3742
1224 | 279.5127 | 79.0892 | 279.5127 | 79.0892
1225 | 265.5587 | 70.8355 | 265.5587 | 70.8355
1226 | 262.7269 | 64.7777 | 262.7269 | 64.7777
1227 | 264.3537 | 62.9151 | 264.3537 | 62.9151
1228 | 266.6081 | 64.5488 | 266.6081 | 64.5488
1229 | 268.3318 | 65.9232 | 268.3318 | 65.9232
1230 | 265.9456 | 59.0414 | 265.9456 | 59.0414
1231 | 253.4292 | 52.5495 | 253.4292 | 52.5495
1232 | 250.9799 | 44.892 | 250.9799 | 44.892
1233 | 252.0969 | 38.462 | 252.0969 | 38.462
1234 | 242.0135 | 26.3206 | 242.0135 | 26.3206
1235 | 225.0557 | 17.3898 | 225.0557 | 17.3898
1236 | 211.8339 | 20.5029 | 211.8339 | 20.5029
1237 | 201.525 | 24.5996 | 201.525 | 24.5996
1238 | 195.3247 | 30.2059 | 195.3247 | 30.2059
1239 | 192.0914 | 34.4708 | 192.0914 | 34.4708
1240 | 192.0704 | 47.3712 | 192.0704 | 47.3712
1241 | 190.969 | 79.7389 | 190.969 | 79.7389
1242 | 188.623 | 86.0941 | 188.623 | 86.0941
1243 | 198.5614 | 86.4524 | 198.5614 | 86.4524
1244 | 217.8055 | 81.777 | 217.8055 | 81.777
1245 | 236.149 | 77.926 | 236.149 | 77.926
1246 | 249.966 | 71.6064 | 249.966 | 71.6064
1247 | 269.9617 | 70.5966 | 269.9617 | 70.5966
1248 | 266.8 | 63.0522 | 266.8 | 63.0522
1249 | 255.809 | 57.9504 | 255.809 | 57.9504
1250 | 254.2387 | 57.8148 | 254.2387 | 57.8148
1251 | 252.034 | 61.5929 | 252.034 | 61.5929
1252 | 255.2024 | 66.7673 | 255.2024 | 66.7673
1253 | 259.0324 | 70.5602 | 259.0324 | 70.5602
1254 | 253.7749 | 64.7636 | 253.7749 | 64.7636
1255 | 246.1548 | 59.0828 | 246.1548 | 59.0828
1256 | 249.0815 | 51.7882 | 249.0815 | 51.7882
1257 | 247.8291 | 45.4138 | 247.8291 | 45.4138
1258 | 237.9615 | 33.8539 | 237.9615 | 33.8539
1259 | 222.6973 | 25.223 | 222.6973 | 25.223
1260 | 208.814 | 27.051 | 208.814 | 27.051
1261 | 198.0764 | 29.5774 | 198.0764 | 29.5774
1262 | 192.8407 | 35.9799 | 192.8407 | 35.9799
1263 | 189.6598 | 40.6633 | 189.6598 | 40.6633
1264 | 190.5093 | 51.7156 | 190.5093 | 51.7156
1265 | 189.6974 | 82.3981 | 189.6974 | 82.3981
1266 | 187.6273 | 87.8052 | 187.6273 | 87.8052
1267 | 195.4409 | 88.3153 | 195.4409 | 88.3153
1268 | 215.7607 | 84.1733 | 215.7607 | 84.1733
1269 | 233.3524 | 79.9704 | 233.3524 | 79.9704
1270 | 247.9919 | 73.0656 | 247.9919 | 73.0656
1271 | 269.7027 | 70.941 | 269.7027 | 70.941
1272 | 268.8028 | 62.9819 | 268.8028 | 62.9819
1273 | 257.6497 | 55.306 | 257.6497 | 55.306
1274 | 252.268 | 53.2001 | 252.268 | 53.2001
1275 | 252.6835 | 56.1077 | 252.6835 | 56.1077
1276 | 254.8646 | 62.0192 | 254.8646 | 62.0192
1277 | 258.6937 | 65.3269 | 258.6937 | 65.3269
1278 | 253.5131 | 59.5674 | 253.5131 | 59.5674
1279 | 244.2272 | 53.4791 | 244.2272 | 53.4791
1280 | 246.1001 | 44.4735 | 246.1001 | 44.4735
1281 | 249.2704 | 37.9435 | 249.2704 | 37.9435
1282 | 238.1977 | 26.4836 | 238.1977 | 26.4836
1283 | 219.5771 | 16.7861 | 219.5771 | 16.7861
1284 | 205.6219 | 18.4474 | 205.6219 | 18.4474
1285 | 194.8485 | 21.0108 | 194.8485 | 21.0108
1286 | 189.1574 | 26.3615 | 189.1574 | 26.3615
1287 | 186.331 | 31.2782 | 186.331 | 31.2782
1288 | 187.255 | 45.0305 | 187.255 | 45.0305
1289 | 187.2072 | 78.3389 | 187.2072 | 78.3389
1290 | 186.9292 | 84.8423 | 186.9292 | 84.8423
1291 | 198.626 | 86.2413 | 198.626 | 86.2413
1292 | 220.5876 | 82.8215 | 220.5876 | 82.8215
1293 | 239.7095 | 79.4371 | 239.7095 | 79.4371
1294 | 255.0498 | 73.5471 | 255.0498 | 73.5471
1295 | 275.8974 | 72.0558 | 275.8974 | 72.0558
1296 | 276.6172 | 63.4448 | 276.6172 | 63.4448
1297 | 261.1009 | 57.6356 | 261.1009 | 57.6356
1298 | 255.6627 | 55.8556 | 255.6627 | 55.8556
1299 | 257.2063 | 55.5855 | 257.2063 | 55.5855
1300 | 257.614 | 55.2785 | 257.614 | 55.2785
1301 | 265.3244 | 56.5232 | 265.3244 | 56.5232
1302 | 261.2699 | 51.4934 | 261.2699 | 51.4934
1303 | 253.0949 | 46.4532 | 253.0949 | 46.4532
1304 | 254.0237 | 39.892 | 254.0237 | 39.892
1305 | 252.1069 | 35.3139 | 252.1069 | 35.3139
1306 | 239.3533 | 25.2318 | 239.3533 | 25.2318
1307 | 221.3319 | 17.212 | 221.3319 | 17.212
1308 | 205.6973 | 20.2548 | 205.6973 | 20.2548
1309 | 195.2294 | 22.9737 | 195.2294 | 22.9737
1310 | 189.3704 | 27.1911 | 189.3704 | 27.1911
1311 | 187.078 | 31.1745 | 187.078 | 31.1745
1312 | 188.1323 | 43.6786 | 188.1323 | 43.6786
1313 | 188.0128 | 76.2981 | 188.0128 | 76.2981
1314 | 189.9428 | 81.7719 | 189.9428 | 81.7719
1315 | 205.8524 | 81.708 | 205.8524 | 81.708
1316 | 235.0212 | 77.303 | 235.0212 | 77.303
1317 | 254.1456 | 73.9927 | 254.1456 | 73.9927
1318 | 270.5144 | 68.6842 | 270.5144 | 68.6842
1319 | 295.4678 | 69.0299 | 295.4678 | 69.0299
1320 | 290.1879 | 65.5522 | 290.1879 | 65.5522
1321 | 269.6319 | 63.7466 | 269.6319 | 63.7466
1322 | 268.7243 | 66.0518 | 268.7243 | 66.0518
1323 | 269.3183 | 70.278 | 269.3183 | 70.278
1324 | 268.4608 | 75.3117 | 268.4608 | 75.3117
1325 | 275.215 | 79.6527 | 275.215 | 79.6527
1326 | 270.2984 | 75.545 | 270.2984 | 75.545
1327 | 257.1275 | 70.7197 | 257.1275 | 70.7197
1328 | 262.6637 | 64.0548 | 262.6637 | 64.0548
1329 | 259.7971 | 58.6285 | 259.7971 | 58.6285
1330 | 244.7741 | 47.8501 | 244.7741 | 47.8501
1331 | 224.291 | 39.5562 | 224.291 | 39.5562
1332 | 207.7439 | 40.9842 | 207.7439 | 40.9842
1333 | 196.438 | 40.3069 | 196.438 | 40.3069
1334 | 191.201 | 43.3095 | 191.201 | 43.3095
1335 | 188.057 | 47.0855 | 188.057 | 47.0855
1336 | 189.317 | 59.5304 | 189.317 | 59.5304
1337 | 189.716 | 92.4091 | 189.716 | 92.4091
1338 | 191.4121 | 99.0718 | 191.4121 | 99.0718
1339 | 206.7512 | 100.4782 | 206.7512 | 100.4782
1340 | 236.6214 | 96.9917 | 236.6214 | 96.9917
1341 | 254.6904 | 93.8036 | 254.6904 | 93.8036
1342 | 270.1278 | 87.9951 | 270.1278 | 87.9951
1343 | 291.1164 | 87.1446 | 291.1164 | 87.1446
1344 | 286.3413 | 81.3817 | 286.3413 | 81.3817
1345 | 268.671 | 76.9169 | 268.671 | 76.9169
1346 | 264.6259 | 76.911 | 264.6259 | 76.911
1347 | 265.2928 | 80.5779 | 265.2928 | 80.5779
1348 | 267.0457 | 86.5523 | 267.0457 | 86.5523
1349 | 270.758 | 91.423 | 270.758 | 91.423
1350 | 267.8151 | 87.419 | 267.8151 | 87.419
1351 | 255.6554 | 82.79 | 255.6554 | 82.79
1352 | 258.7819 | 76.5177 | 258.7819 | 76.5177
1353 | 259.5298 | 71.6618 | 259.5298 | 71.6618
1354 | 244.5307 | 60.513 | 244.5307 | 60.513
1355 | 225.7163 | 51.2562 | 225.7163 | 51.2562
1356 | 211.4212 | 51.4397 | 211.4212 | 51.4397
1357 | 200.304 | 50.0513 | 200.304 | 50.0513
1358 | 193.9195 | 52.502 | 193.9195 | 52.502
1359 | 191.8931 | 55.8447 | 191.8931 | 55.8447
1360 | 192.0297 | 67.6155 | 192.0297 | 67.6155
1361 | 193.6889 | 99.2424 | 193.6889 | 99.2424
1362 | 194.4145 | 105.0162 | 194.4145 | 105.0162
1363 | 210.8792 | 105.5634 | 210.8792 | 105.5634
1364 | 239.6267 | 101.451 | 239.6267 | 101.451
1365 | 253.7186 | 97.7703 | 253.7186 | 97.7703
1366 | 265.6982 | 91.8321 | 265.6982 | 91.8321
1367 | 286.4798 | 91.1816 | 286.4798 | 91.1816
1368 | 280.7801 | 86.441 | 280.7801 | 86.441
1369 | 265.0006 | 82.8502 | 265.0006 | 82.8502
1370 | 263.7726 | 82.8961 | 263.7726 | 82.8961
1371 | 266.4128 | 84.426 | 266.4128 | 84.426
1372 | 265.9943 | 87.3375 | 265.9943 | 87.3375
1373 | 269.6991 | 90.7859 | 269.6991 | 90.7859
1374 | 265.5419 | 87.5079 | 265.5419 | 87.5079
1375 | 256.8611 | 84.4863 | 256.8611 | 84.4863
1376 | 261.5958 | 79.0139 | 261.5958 | 79.0139
1377 | 259.2663 | 74.4988 | 259.2663 | 74.4988
1378 | 246.132 | 63.3129 | 246.132 | 63.3129
1379 | 227.1012 | 53.7672 | 227.1012 | 53.7672
1380 | 212.0662 | 53.6027 | 212.0662 | 53.6027
1381 | 200.8292 | 51.2994 | 200.8292 | 51.2994
1382 | 194.8701 | 52.902 | 194.8701 | 52.902
1383 | 192.6643 | 55.1743 | 192.6643 | 55.1743
1384 | 193.1856 | 65.7118 | 193.1856 | 65.7118
1385 | 194.6674 | 96.335 | 194.6674 | 96.335
1386 | 194.6487 | 100.8014 | 194.6487 | 100.8014
1387 | 206.4684 | 100.6412 | 206.4684 | 100.6412
1388 | 231.2463 | 96.2547 | 231.2463 | 96.2547
1389 | 247.9632 | 92.1074 | 247.9632 | 92.1074
1390 | 261.2681 | 85.2248 | 261.2681 | 85.2248
1391 | 282.8786 | 83.6705 | 282.8786 | 83.6705
1392 | 279.3071 | 77.4781 | 279.3071 | 77.4781
1393 | 265.8934 | 72.0947 | 265.8934 | 72.0947
1394 | 265.6755 | 71.6036 | 265.6755 | 71.6036
1395 | 267.3262 | 74.7928 | 267.3262 | 74.7928
1396 | 271.1795 | 79.0339 | 271.1795 | 79.0339
1397 | 276.1128 | 81.3082 | 276.1128 | 81.3082
1398 | 272.2892 | 74.8413 | 272.2892 | 74.8413
1399 | 258.5378 | 69.379 | 258.5378 | 69.379
1400 | 258.1674 | 63.6437 | 258.1674 | 63.6437
1401 | 255.1898 | 58.5915 | 255.1898 | 58.5915
1402 | 243.9639 | 46.2575 | 243.9639 | 46.2575
1403 | 226.9097 | 38.6674 | 226.9097 | 38.6674
1404 | 212.6291 | 42.3027 | 212.6291 | 42.3027
1405 | 202.4624 | 44.6476 | 202.4624 | 44.6476
1406 | 196.5623 | 49.6724 | 196.5623 | 49.6724
1407 | 193.3002 | 55.5113 | 193.3002 | 55.5113
1408 | 193.2311 | 70.2229 | 193.2311 | 70.2229
1409 | 196.5734 | 104.7127 | 196.5734 | 104.7127
1410 | 194.3599 | 112.2532 | 194.3599 | 112.2532
1411 | 203.0304 | 114.7929 | 203.0304 | 114.7929
1412 | 221.7691 | 112.5509 | 221.7691 | 112.5509
1413 | 240.2679 | 110.7072 | 240.2679 | 110.7072
1414 | 256.0211 | 105.658 | 256.0211 | 105.658
1415 | 275.6678 | 105.7556 | 275.6678 | 105.7556
1416 | 270.9436 | 100.6038 | 270.9436 | 100.6038
1417 | 258.4771 | 94.839 | 258.4771 | 94.839
1418 | 253.9392 | 92.6775 | 253.9392 | 92.6775
1419 | 256.0023 | 93.1926 | 256.0023 | 93.1926
1420 | 257.4589 | 95.6041 | 257.4589 | 95.6041
1421 | 262.5267 | 97.7414 | 262.5267 | 97.7414
1422 | 257.2643 | 92.2115 | 257.2643 | 92.2115
1423 | 250.2936 | 86.6751 | 250.2936 | 86.6751
1424 | 253.6392 | 79.9176 | 253.6392 | 79.9176
1425 | 252.5179 | 73.9766 | 252.5179 | 73.9766
1426 | 241.798 | 61.5463 | 241.798 | 61.5463
1427 | 226.3844 | 52.0821 | 226.3844 | 52.0821
1428 | 212.6205 | 54.3693 | 212.6205 | 54.3693
1429 | 203.4867 | 60.0956 | 203.4867 | 60.0956
1430 | 197.932 | 63.976 | 197.932 | 63.976
1431 | 194.547 | 67.0075 | 194.547 | 67.0075
1432 | 195.1386 | 78.8635 | 195.1386 | 78.8635
1433 | 196.1662 | 111.2423 | 196.1662 | 111.2423
1434 | 193.2343 | 117.0383 | 193.2343 | 117.0383
1435 | 201.8146 | 117.7818 | 201.8146 | 117.7818
1436 | 219.2665 | 114.7212 | 219.2665 | 114.7212
1437 | 236.0519 | 112.6739 | 236.0519 | 112.6739
1438 | 253.9988 | 107.9024 | 253.9988 | 107.9024
1439 | 274.3895 | 106.9 | 274.3895 | 106.9
1440 | 270.3867 | 98.8223 | 270.3867 | 98.8223
1441 | 257.1211 | 92.3464 | 257.1211 | 92.3464
1442 | 255.7069 | 89.4738 | 255.7069 | 89.4738
1443 | 257.0526 | 90.2186 | 257.0526 | 90.2186
1444 | 257.1649 | 92.7782 | 257.1649 | 92.7782
1445 | 261.5347 | 95.0081 | 261.5347 | 95.0081
1446 | 257.6821 | 89.8042 | 257.6821 | 89.8042
1447 | 252.2081 | 84.9788 | 252.2081 | 84.9788
1448 | 257.4419 | 78.0621 | 257.4419 | 78.0621
1449 | 255.5384 | 73.6025 | 255.5384 | 73.6025
1450 | 242.0332 | 62.8611 | 242.0332 | 62.8611
1451 | 227.2387 | 55.1709 | 227.2387 | 55.1709
1452 | 213.6093 | 201.1143 | 213.6093 | 201.1143
1453 | 203.3534 | 220 | 203.3534 | 220
1454 | 196.234 | 228.8514 | 196.234 | 228.8514
1455 | 193.7066 | 242.5404 | 193.7066 | 242.5404
1456 | 194.5094 | 261.9741 | 194.5094 | 261.9741
1457 | 195.4077 | 301.9946 | 195.4077 | 301.9946
1458 | 194.1196 | 314.6703 | 194.1196 | 314.6703
1459 | 203.2631 | 321.2242 | 203.2631 | 321.2242
1460 | 220.8551 | 319.9659 | 220.8551 | 319.9659
1461 | 238.3424 | 319.4599 | 238.3424 | 319.4599
1462 | 254.793 | 313.2688 | 254.793 | 313.2688
1463 | 275.1055 | 309.7576 | 275.1055 | 309.7576
1464 | 271.4075 | 298.5441 | 271.4075 | 298.5441
1465 | 258.6573 | 275.3821 | 258.6573 | 275.3821
1466 | 254.2234 | 250.4906 | 254.2234 | 250.4906
1467 | 254.8381 | 240.5764 | 254.8381 | 240.5764
1468 | 257.8269 | 246.9293 | 257.8269 | 246.9293
1469 | 263.1855 | 251.2162 | 263.1855 | 251.2162
1470 | 259.738 | 247.0796 | 259.738 | 247.0796
1471 | 257.0075 | 242.9637 | 257.0075 | 242.9637
1472 | 259.8273 | 234.0402 | 259.8273 | 234.0402
1473 | 255.6772 | 228.4086 | 255.6772 | 228.4086
1474 | 242.3583 | 214.8726 | 242.3583 | 214.8726
1475 | 226.209 | 203.1923 | 226.209 | 203.1923
1476 | 212.8578 | 212.6336 | 212.8578 | 212.6336
1477 | 202.2313 | 233.0407 | 202.2313 | 233.0407
1478 | 196.7322 | 239.1101 | 196.7322 | 239.1101
1479 | 193.4085 | 245.2355 | 193.4085 | 245.2355
1480 | 194.4477 | 259.6122 | 194.4477 | 259.6122
1481 | 197.0742 | 297.865 | 197.0742 | 297.865
1482 | 196.4187 | 315.3368 | 196.4187 | 315.3368
1483 | 210.7738 | 331.2366 | 210.7738 | 331.2366
1484 | 236.2345 | 331.7605 | 236.2345 | 331.7605
1485 | 254.644 | 327.9944 | 254.644 | 327.9944
1486 | 270.2258 | 322.151 | 270.2258 | 322.151
1487 | 293.9713 | 317.1039 | 293.9713 | 317.1039
1488 | 289.6607 | 304.2531 | 289.6607 | 304.2531
1489 | 269.401 | 279.9898 | 269.401 | 279.9898
1490 | 266.1889 | 246.3175 | 266.1889 | 246.3175
1491 | 268.7763 | 220.6965 | 268.7763 | 220.6965
1492 | 271.7205 | 208.2707 | 271.7205 | 208.2707
1493 | 275.8886 | 196.2856 | 275.8886 | 196.2856
1494 | 270.6245 | 182.8611 | 270.6245 | 182.8611
1495 | 263.442 | 171.7612 | 263.442 | 171.7612
1496 | 266.369 | 154.8393 | 266.369 | 154.8393
1497 | 261.5232 | 144.9188 | 261.5232 | 144.9188
1498 | 247.4784 | 133.4404 | 247.4784 | 133.4404
1499 | 227.8094 | 124.6435 | 227.8094 | 124.6435
1500 | 213.2462 | 144.4015 | 213.2462 | 144.4015
1501 | 202.0008 | 163.6349 | 202.0008 | 163.6349
1502 | 196.8436 | 164.4156 | 196.8436 | 164.4156
1503 | 194.0937 | 167.1793 | 194.0937 | 167.1793
1504 | 195.4201 | 177.9771 | 195.4201 | 177.9771
1505 | 197.5068 | 210.3471 | 197.5068 | 210.3471
1506 | 199.4842 | 217.1834 | 199.4842 | 217.1834
1507 | 215.5477 | 219.4049 | 215.5477 | 219.4049
1508 | 246.416 | 217.8133 | 246.416 | 217.8133
1509 | 263.8734 | 217.1045 | 263.8734 | 217.1045
1510 | 278.3176 | 209.0732 | 278.3176 | 209.0732
1511 | 301.4502 | 205.6344 | 301.4502 | 205.6344
1512 | 292.7744 | 208.3021 | 292.7744 | 208.3021
1513 | 274.1802 | 213.3516 | 274.1802 | 213.3516
1514 | 272.9843 | 220.9315 | 272.9843 | 220.9315
1515 | 274.592 | 224.319 | 274.592 | 224.319
1516 | 277.4735 | 225.2817 | 277.4735 | 225.2817
1517 | 282.301 | 221.6571 | 282.301 | 221.6571
1518 | 279.6786 | 210.0004 | 279.6786 | 210.0004
1519 | 273.6502 | 198.1615 | 273.6502 | 198.1615
1520 | 273.7507 | 185.7169 | 273.7507 | 185.7169
1521 | 267.0065 | 181.2011 | 267.0065 | 181.2011
1522 | 250.5421 | 173.8087 | 250.5421 | 173.8087
1523 | 230.5379 | 171.0251 | 230.5379 | 171.0251
1524 | 213.6849 | 190.8555 | 213.6849 | 190.8555
1525 | 202.5973 | 213.9433 | 202.5973 | 213.9433
1526 | 196.9856 | 222.36 | 196.9856 | 222.36
1527 | 193.8668 | 236.2518 | 193.8668 | 236.2518
1528 | 195.4057 | 255.5986 | 195.4057 | 255.5986
1529 | 199.5555 | 296.532 | 199.5555 | 296.532
1530 | 202.873 | 311.8014 | 202.873 | 311.8014
1531 | 219.4736 | 319.9926 | 219.4736 | 319.9926
1532 | 252.5853 | 320.0528 | 252.5853 | 320.0528
1533 | 274.1234 | 316.3157 | 274.1234 | 316.3157
1534 | 286.5129 | 306.6615 | 286.5129 | 306.6615
1535 | 311.2438 | 307.4537 | 311.2438 | 307.4537
1536 | 302.5727 | 301.0363 | 302.5727 | 301.0363
1537 | 283.678 | 283.8006 | 283.678 | 283.8006
1538 | 280.0475 | 257.9528 | 280.0475 | 257.9528
1539 | 283.3988 | 233.433 | 283.3988 | 233.433
1540 | 285.6948 | 218.2976 | 285.6948 | 218.2976
1541 | 287.4135 | 205.2548 | 287.4135 | 205.2548
1542 | 284.0468 | 188.3237 | 284.0468 | 188.3237
1543 | 275.8945 | 174.0506 | 275.8945 | 174.0506
1544 | 276.6094 | 160.0411 | 276.6094 | 160.0411
1545 | 268.119 | 154.0328 | 268.119 | 154.0328
1546 | 255.4978 | 146.3362 | 255.4978 | 146.3362
1547 | 235.8558 | 140.8865 | 235.8558 | 140.8865
1548 | 221.2394 | 158.8622 | 221.2394 | 158.8622
1549 | 210.2125 | 176.5887 | 210.2125 | 176.5887
1550 | 203.4846 | 178.572 | 203.4846 | 178.572
1551 | 200.5716 | 183.7845 | 200.5716 | 183.7845
1552 | 201.7048 | 195.2779 | 201.7048 | 195.2779
1553 | 204.6227 | 231.2557 | 204.6227 | 231.2557
1554 | 205.7263 | 243.149 | 205.7263 | 243.149
1555 | 218.6316 | 252.6733 | 218.6316 | 252.6733
1556 | 243.5775 | 255.559 | 243.5775 | 255.559
1557 | 263.1297 | 262.5443 | 263.1297 | 262.5443
1558 | 275.4818 | 262.7286 | 275.4818 | 262.7286
1559 | 297.2393 | 264.2164 | 297.2393 | 264.2164
1560 | 294.4202 | 259.0016 | 294.4202 | 259.0016
1561 | 277.8194 | 233.3184 | 277.8194 | 233.3184
1562 | 274.9028 | 213.8895 | 274.9028 | 213.8895
1563 | 276.6944 | 190.1667 | 276.6944 | 190.1667
1564 | 277.4397 | 179.5231 | 277.4397 | 179.5231
1565 | 279.9084 | 173.957 | 279.9084 | 173.957
1566 | 277.7599 | 166.763 | 277.7599 | 166.763
1567 | 271.0579 | 163.3717 | 271.0579 | 163.3717
1568 | 272.9045 | 160.4034 | 272.9045 | 160.4034
1569 | 264.7581 | 163.4946 | 264.7581 | 163.4946
1570 | 252.8924 | 162.2314 | 252.8924 | 162.2314
1571 | 236.8846 | 163.1427 | 236.8846 | 163.1427
1572 | 222.3502 | 177.7278 | 222.3502 | 177.7278
1573 | 211.0399 | 185.7607 | 211.0399 | 185.7607
1574 | 205.1316 | 189.5987 | 205.1316 | 189.5987
1575 | 200.8648 | 199.1147 | 200.8648 | 199.1147
1576 | 201.5593 | 213.6943 | 201.5593 | 213.6943
1577 | 204.1794 | 247.832 | 204.1794 | 247.832
1578 | 201.9931 | 254.5669 | 201.9931 | 254.5669
1579 | 212.434 | 255.8321 | 212.434 | 255.8321
1580 | 232.9904 | 251.2701 | 232.9904 | 251.2701
1581 | 251.7883 | 250.1266 | 251.7883 | 250.1266
1582 | 263.9425 | 244.0803 | 263.9425 | 244.0803
1583 | 281.4848 | 238.9608 | 281.4848 | 238.9608
1584 | 276.8001 | 234.1228 | 276.8001 | 234.1228
1585 | 266.8379 | 228.3195 | 266.8379 | 228.3195
1586 | 261.4868 | 222.4964 | 261.4868 | 222.4964
1587 | 262.1367 | 214.2196 | 262.1367 | 214.2196
1588 | 263.6554 | 206.0683 | 263.6554 | 206.0683
1589 | 268.643 | 197.0681 | 268.643 | 197.0681
1590 | 264.3644 | 185.5127 | 264.3644 | 185.5127
1591 | 261.2545 | 176.6732 | 261.2545 | 176.6732
1592 | 267.6451 | 163.8519 | 267.6451 | 163.8519
1593 | 263.2036 | 154.5834 | 263.2036 | 154.5834
1594 | 249.3751 | 140.9895 | 249.3751 | 140.9895
1595 | 232.8978 | 132.41 | 232.8978 | 132.41
1596 | 219.2781 | 150.2843 | 219.2781 | 150.2843
1597 | 210.1993 | 177.3132 | 210.1993 | 177.3132
1598 | 203.9562 | 193.0473 | 203.9562 | 193.0473
1599 | 201.9422 | 210.9962 | 201.9422 | 210.9962
1600 | 202.1922 | 231.4587 | 202.1922 | 231.4587
1601 | 204.9402 | 265.1762 | 204.9402 | 265.1762
1602 | 202.7955 | 264.9995 | 202.7955 | 264.9995
1603 | 210.7452 | 259.1937 | 210.7452 | 259.1937
1604 | 226.7912 | 253.2696 | 226.7912 | 253.2696
1605 | 243.3758 | 252.358 | 243.3758 | 252.358
1606 | 258.3429 | 247.6158 | 258.3429 | 247.6158
1607 | 278.5642 | 243.6989 | 278.5642 | 243.6989
1608 | 274.7616 | 240.8025 | 274.7616 | 240.8025
1609 | 263.4085 | 235.1441 | 263.4085 | 235.1441
1610 | 259.9626 | 225.887 | 259.9626 | 225.887
1611 | 261.5382 | 217.6972 | 261.5382 | 217.6972
1612 | 265.3206 | 216.5879 | 265.3206 | 216.5879
1613 | 271.2012 | 210.7029 | 271.2012 | 210.7029
1614 | 264.8391 | 199.93 | 264.8391 | 199.93
1615 | 262.5933 | 190.6558 | 262.5933 | 190.6558
1616 | 269.3949 | 180.1094 | 269.3949 | 180.1094
1617 | 262.7827 | 175.8688 | 262.7827 | 175.8688
1618 | 251.0014 | 162.7821 | 251.0014 | 162.7821
1619 | 232.9266 | 151.7393 | 232.9266 | 151.7393
1620 | 217.2007 | 162.3687 | 217.2007 | 162.3687
1621 | 208.6916 | 170.2278 | 208.6916 | 170.2278
1622 | 202.6018 | 172.4864 | 202.6018 | 172.4864
1623 | 200.4347 | 180.7127 | 200.4347 | 180.7127
1624 | 201.4964 | 197.5238 | 201.4964 | 197.5238
1625 | 205.0372 | 235.6751 | 205.0372 | 235.6751
1626 | 205.1095 | 247.5104 | 205.1095 | 247.5104
1627 | 219.8792 | 253.6731 | 219.8792 | 253.6731
1628 | 242.9315 | 250.8788 | 242.9315 | 250.8788
1629 | 256.7063 | 245.8811 | 256.7063 | 245.8811
1630 | 271.7417 | 237.7773 | 271.7417 | 237.7773
1631 | 293.2053 | 233.3677 | 293.2053 | 233.3677
1632 | 288.5843 | 230.935 | 288.5843 | 230.935
1633 | 270.0316 | 224.6536 | 270.0316 | 224.6536
1634 | 267.7665 | 217.1352 | 267.7665 | 217.1352
1635 | 268.0461 | 214.6978 | 268.0461 | 214.6978
1636 | 271.9581 | 216.2546 | 271.9581 | 216.2546
1637 | 278.4254 | 218.7012 | 278.4254 | 218.7012
1638 | 274.3022 | 212.4201 | 274.3022 | 212.4201
1639 | 272.5893 | 202.8851 | 272.5893 | 202.8851
1640 | 274.7156 | 192.9908 | 274.7156 | 192.9908
1641 | 265.2995 | 187.7939 | 265.2995 | 187.7939
1642 | 252.8874 | 178.7642 | 252.8874 | 178.7642
1643 | 232.9054 | 172.6335 | 232.9054 | 172.6335
1644 | 216.5379 | 189.5514 | 216.5379 | 189.5514
1645 | 207.3427 | 208.3792 | 207.3427 | 208.3792
1646 | 201.3014 | 212.3621 | 201.3014 | 212.3621
1647 | 199.1572 | 223.8486 | 199.1572 | 223.8486
1648 | 201.2825 | 239.8048 | 201.2825 | 239.8048
1649 | 207.0151 | 275.0727 | 207.0151 | 275.0727
1650 | 208.9251 | 282.4597 | 208.9251 | 282.4597
1651 | 225.8586 | 285.0868 | 225.8586 | 285.0868
1652 | 256.9403 | 283.162 | 256.9403 | 283.162
1653 | 274.8065 | 284.873 | 274.8065 | 284.873
1654 | 290.564 | 279.8265 | 290.564 | 279.8265
1655 | 312.3081 | 277.8367 | 312.3081 | 277.8367
1656 | 303.7525 | 272.8103 | 303.7525 | 272.8103
1657 | 281.2845 | 249.3731 | 281.2845 | 249.3731
1658 | 278.6172 | 223.3803 | 278.6172 | 223.3803
1659 | 281.5932 | 214.1182 | 281.5932 | 214.1182
1660 | 281.7851 | 211.6469 | 281.7851 | 211.6469
1661 | 288.2453 | 203.9507 | 288.2453 | 203.9507
1662 | 285.5579 | 189.0337 | 285.5579 | 189.0337
1663 | 280.9889 | 176.7312 | 280.9889 | 176.7312
1664 | 281.3847 | 162.5768 | 281.3847 | 162.5768
1665 | 272.3305 | 155.5687 | 272.3305 | 155.5687
1666 | 257.913 | 147.2925 | 257.913 | 147.2925
1667 | 236.6797 | 142.8281 | 236.6797 | 142.8281
1668 | 219.7662 | 163.2671 | 219.7662 | 163.2671
1669 | 210.2426 | 180.3706 | 210.2426 | 180.3706
1670 | 204.4465 | 188.6859 | 204.4465 | 188.6859
1671 | 202.9843 | 203.534 | 202.9843 | 203.534
1672 | 203.9356 | 226.7785 | 203.9356 | 226.7785
1673 | 208.5528 | 268.219 | 208.5528 | 268.219
1674 | 209.8979 | 282.6915 | 209.8979 | 282.6915
1675 | 226.5553 | 288.2891 | 226.5553 | 288.2891
1676 | 257.0864 | 286.3932 | 257.0864 | 286.3932
1677 | 275.1709 | 290.3356 | 275.1709 | 290.3356
1678 | 286.1112 | 293.0701 | 286.1112 | 293.0701
1679 | 310.541 | 299.0352 | 310.541 | 299.0352
1680 | 299.7704 | 293.1684 | 299.7704 | 293.1684
1681 | 281.5015 | 259.8201 | 281.5015 | 259.8201
1682 | 282.8683 | 234.5084 | 282.8683 | 234.5084
1683 | 286.86 | 197.9477 | 286.86 | 197.9477
1684 | 287.2869 | 184.58 | 287.2869 | 184.58
1685 | 290.3707 | 175.5218 | 290.3707 | 175.5218
1686 | 287.4399 | 162.4306 | 287.4399 | 162.4306
1687 | 283.9194 | 151.2582 | 283.9194 | 151.2582
1688 | 285.4274 | 140.0308 | 285.4274 | 140.0308
1689 | 274.6676 | 135.0078 | 274.6676 | 135.0078
1690 | 258.9875 | 127.1808 | 258.9875 | 127.1808
1691 | 238.6137 | 123.977 | 238.6137 | 123.977
1692 | 222.3816 | 156.2541 | 222.3816 | 156.2541
1693 | 212.1409 | 188.8905 | 212.1409 | 188.8905
1694 | 206.4336 | 198.9736 | 206.4336 | 198.9736
1695 | 204.8405 | 211.0107 | 204.8405 | 211.0107
1696 | 206.5196 | 227.7783 | 206.5196 | 227.7783
1697 | 211.6962 | 264.2489 | 211.6962 | 264.2489
1698 | 215.2447 | 275.7509 | 215.2447 | 275.7509
1699 | 231.7103 | 282.8699 | 231.7103 | 282.8699
1700 | 260.6369 | 281.3073 | 260.6369 | 281.3073
1701 | 280.5144 | 279.164 | 280.5144 | 279.164
1702 | 292.7472 | 271.5094 | 292.7472 | 271.5094
1703 | 312.4849 | 267.6794 | 312.4849 | 267.6794
1704 | 303.1014 | 261.6822 | 303.1014 | 261.6822
1705 | 285.0256 | 240.6357 | 285.0256 | 240.6357
1706 | 281.8591 | 212.2957 | 281.8591 | 212.2957
1707 | 283.3975 | 185.4865 | 283.3975 | 185.4865
1708 | 283.115 | 164.0626 | 283.115 | 164.0626
1709 | 287.5328 | 140.2828 | 287.5328 | 140.2828
1710 | 284.8978 | 124.2646 | 284.8978 | 124.2646
1711 | 285.7447 | 114.8601 | 285.7447 | 114.8601
1712 | 284.4189 | 105.6902 | 284.4189 | 105.6902
1713 | 273.5845 | 100.5512 | 273.5845 | 100.5512
1714 | 260.6931 | 91.2173 | 260.6931 | 91.2173
1715 | 242.0308 | 88.4771 | 242.0308 | 88.4771
1716 | 226.1421 | 126.3618 | 226.1421 | 126.3618
1717 | 215.1696 | 153.4197 | 215.1696 | 153.4197
1718 | 208.5598 | 164.7923 | 208.5598 | 164.7923
1719 | 206.5858 | 181.075 | 206.5858 | 181.075
1720 | 208.5725 | 202.856 | 208.5725 | 202.856
1721 | 213.5276 | 246.3685 | 213.5276 | 246.3685
1722 | 215.1384 | 264.7677 | 215.1384 | 264.7677
1723 | 230.3942 | 275.9728 | 230.3942 | 275.9728
1724 | 254.4804 | 281.742 | 254.4804 | 281.742
1725 | 270.8912 | 290.4225 | 270.8912 | 290.4225
1726 | 282.8321 | 289.4187 | 282.8321 | 289.4187
1727 | 306.8228 | 284.9946 | 306.8228 | 284.9946
1728 | 299.2125 | 272.4046 | 299.2125 | 272.4046
1729 | 283.0483 | 244.0843 | 283.0483 | 244.0843
1730 | 279.6822 | 225.3364 | 279.6822 | 225.3364
1731 | 279.2273 | 204.5985 | 279.2273 | 204.5985
1732 | 279.7253 | 167.4677 | 279.7253 | 167.4677
1733 | 287.2874 | 132.0816 | 287.2874 | 132.0816
1734 | 284.2018 | 114.629 | 284.2018 | 114.629
1735 | 285.6713 | 104.9636 | 285.6713 | 104.9636
1736 | 283.2383 | 95.6053 | 283.2383 | 95.6053
1737 | 272.3928 | 91.4082 | 272.3928 | 91.4082
1738 | 260.1185 | 85.3635 | 260.1185 | 85.3635
1739 | 242.453 | 84.4055 | 242.453 | 84.4055
1740 | 228.1894 | 116.2045 | 228.1894 | 116.2045
1741 | 217.8148 | 138.3359 | 217.8148 | 138.3359
1742 | 211.3121 | 142.0145 | 211.3121 | 142.0145
1743 | 209.0548 | 150.1829 | 209.0548 | 150.1829
1744 | 209.7576 | 165.7623 | 209.7576 | 165.7623
1745 | 214.7184 | 200.7259 | 214.7184 | 200.7259
1746 | 214.7188 | 207.8521 | 214.7188 | 207.8521
1747 | 220.9916 | 210.8415 | 220.9916 | 210.8415
1748 | 241.8252 | 209.4817 | 241.8252 | 209.4817
1749 | 260.0617 | 210.2799 | 260.0617 | 210.2799
1750 | 272.1238 | 206.7548 | 272.1238 | 206.7548
1751 | 295.3531 | 204.4173 | 295.3531 | 204.4173
1752 | 292.968 | 202.767 | 292.968 | 202.767
1753 | 278.7245 | 174.5771 | 278.7245 | 174.5771
1754 | 274.8018 | 151.8445 | 274.8018 | 151.8445
1755 | 275.1058 | 125.9627 | 275.1058 | 125.9627
1756 | 276.8342 | 109.958 | 276.8342 | 109.958
1757 | 282.9937 | 99.9579 | 282.9937 | 99.9579
1758 | 279.3697 | 87.7216 | 279.3697 | 87.7216
1759 | 279.7712 | 82.2582 | 279.7712 | 82.2582
1760 | 278.1509 | 76.3485 | 278.1509 | 76.3485
1761 | 269.9053 | 72.731 | 269.9053 | 72.731
1762 | 256.5106 | 64.4258 | 256.5106 | 64.4258
1763 | 240.2833 | 62.2362 | 240.2833 | 62.2362
1764 | 224.0447 | 88.2103 | 224.0447 | 88.2103
1765 | 214.4957 | 106.7193 | 214.4957 | 106.7193
1766 | 208.6943 | 112.5858 | 208.6943 | 112.5858
1767 | 207.0168 | 126.4922 | 207.0168 | 126.4922
1768 | 206.9785 | 144.6797 | 206.9785 | 144.6797
1769 | 210.5739 | 179.2811 | 210.5739 | 179.2811
1770 | 212.2852 | 186.2913 | 212.2852 | 186.2913
1771 | 222.1402 | 187.3536 | 222.1402 | 187.3536
1772 | 240.4727 | 183.603 | 240.4727 | 183.603
1773 | 257.8101 | 181.851 | 257.8101 | 181.851
1774 | 274.5817 | 174.0225 | 274.5817 | 174.0225
1775 | 294.5389 | 168.193 | 294.5389 | 168.193
1776 | 291.8557 | 163.8911 | 291.8557 | 163.8911
1777 | 278.7729 | 152.176 | 278.7729 | 152.176
1778 | 276.9137 | 140.0644 | 276.9137 | 140.0644
1779 | 280.1474 | 133.5553 | 280.1474 | 133.5553
1780 | 284.1968 | 130.1566 | 284.1968 | 130.1566
1781 | 286.5622 | 121.5186 | 286.5622 | 121.5186
1782 | 283.8705 | 100.7913 | 283.8705 | 100.7913
1783 | 284.018 | 81.7076 | 284.018 | 81.7076
1784 | 279.7099 | 68.2197 | 279.7099 | 68.2197
1785 | 269.9804 | 63.2402 | 269.9804 | 63.2402
1786 | 256.2714 | 56.0797 | 256.2714 | 56.0797
1787 | 237.9515 | 56.0346 | 237.9515 | 56.0346
1788 | 223.7379 | 75.5463 | 223.7379 | 75.5463
1789 | 214.5762 | 86.7959 | 214.5762 | 86.7959
1790 | 207.5953 | 92.4451 | 207.5953 | 92.4451
1791 | 204.6927 | 103.497 | 204.6927 | 103.497
1792 | 206.8311 | 121.3223 | 206.8311 | 121.3223
1793 | 210.8645 | 158.1841 | 210.8645 | 158.1841
1794 | 214.3767 | 168.9327 | 214.3767 | 168.9327
1795 | 226.7997 | 172.8204 | 226.7997 | 172.8204
1796 | 250.199 | 172.417 | 250.199 | 172.417
1797 | 264.7949 | 172.2298 | 264.7949 | 172.2298
1798 | 280.0341 | 167.4297 | 280.0341 | 167.4297
1799 | 302.6609 | 161.7595 | 302.6609 | 161.7595
1800 | 296.3613 | 157.5446 | 296.3613 | 157.5446
1801 | 284.194 | 147.3509 | 284.194 | 147.3509
1802 | 279.8116 | 135.3842 | 279.8116 | 135.3842
1803 | 283.7606 | 130.4111 | 283.7606 | 130.4111
1804 | 283.3848 | 131.5476 | 283.3848 | 131.5476
1805 | 288.6854 | 127.8796 | 288.6854 | 127.8796
1806 | 288.9069 | 114.3827 | 288.9069 | 114.3827
1807 | 289.9779 | 98.6605 | 289.9779 | 98.6605
1808 | 286.6219 | 82.695 | 286.6219 | 82.695
1809 | 276.2551 | 70.63 | 276.2551 | 70.63
1810 | 262.1487 | 53.6744 | 262.1487 | 53.6744
1811 | 241.1189 | 46.5873 | 241.1189 | 46.5873
1812 | 225.6275 | 80.2265 | 225.6275 | 80.2265
1813 | 215.3939 | 100.822 | 215.3939 | 100.822
1814 | 208.5381 | 108.2099 | 208.5381 | 108.2099
1815 | 207.3958 | 122.6379 | 207.3958 | 122.6379
1816 | 209.022 | 143.7669 | 209.022 | 143.7669
1817 | 214.1753 | 183.9613 | 214.1753 | 183.9613
1818 | 217.9521 | 196.5646 | 217.9521 | 196.5646
1819 | 237.2864 | 201.5826 | 237.2864 | 201.5826
1820 | 266.7839 | 201.2805 | 266.7839 | 201.2805
1821 | 285.1752 | 204.1362 | 285.1752 | 204.1362
1822 | 298.6818 | 201.7703 | 298.6818 | 201.7703
1823 | 321.4216 | 197.5926 | 321.4216 | 197.5926
1824 | 313.7072 | 192.7981 | 313.7072 | 192.7981
1825 | 294.5825 | 180.9815 | 294.5825 | 180.9815
1826 | 291.7094 | 167.9571 | 291.7094 | 167.9571
1827 | 295.8124 | 160.7236 | 295.8124 | 160.7236
1828 | 297.2389 | 158.7738 | 297.2389 | 158.7738
1829 | 304.3876 | 153.2366 | 304.3876 | 153.2366
1830 | 302.3899 | 140.6235 | 302.3899 | 140.6235
1831 | 299.6673 | 126.6692 | 299.6673 | 126.6692
1832 | 296.3271 | 108.9649 | 296.3271 | 108.9649
1833 | 283.0518 | 98.2329 | 283.0518 | 98.2329
1834 | 264.2213 | 85.0737 | 264.2213 | 85.0737
1835 | 242.7359 | 73.0166 | 242.7359 | 73.0166
1836 | 227.7859 | 79.9657 | 227.7859 | 79.9657
1837 | 216.6649 | 85.1151 | 216.6649 | 85.1151
1838 | 210.5258 | 84.4323 | 210.5258 | 84.4323
1839 | 206.9106 | 90.0505 | 206.9106 | 90.0505
1840 | 209.4594 | 104.7605 | 209.4594 | 104.7605
1841 | 214.8192 | 139.8546 | 214.8192 | 139.8546
1842 | 219.4023 | 141.576 | 219.4023 | 141.576
1843 | 237.132 | 137.6829 | 237.132 | 137.6829
1844 | 267.029 | 127.8611 | 267.029 | 127.8611
1845 | 284.1131 | 121.6172 | 284.1131 | 121.6172
1846 | 297.2084 | 113.6728 | 297.2084 | 113.6728
1847 | 318.8261 | 113.0306 | 318.8261 | 113.0306
1848 | 313.0278 | 115.1911 | 313.0278 | 115.1911
1849 | 293.3034 | 107.649 | 293.3034 | 107.649
1850 | 290.7712 | 91.6252 | 290.7712 | 91.6252
1851 | 292.7328 | 75.1907 | 292.7328 | 75.1907
1852 | 293.9657 | 60.0409 | 293.9657 | 60.0409
1853 | 299.7498 | 52.3012 | 299.7498 | 52.3012
1854 | 300.9228 | 49.7295 | 300.9228 | 49.7295
1855 | 301.9589 | 45.9469 | 301.9589 | 45.9469
1856 | 295.9173 | 37.8638 | 295.9173 | 37.8638
1857 | 283.6406 | 33.3044 | 283.6406 | 33.3044
1858 | 267.4584 | 23.0142 | 267.4584 | 23.0142
1859 | 247.619 | 10.5369 | 247.619 | 10.5369
1860 | 230.149 | 28.0779 | 230.149 | 28.0779
1861 | 219.8744 | 34.9372 | 219.8744 | 34.9372
1862 | 214.4088 | 46.3388 | 214.4088 | 46.3388
1863 | 212.2498 | 55.2462 | 212.2498 | 55.2462
1864 | 213.2666 | 71.8254 | 213.2666 | 71.8254
1865 | 217.618 | 118.7285 | 217.618 | 118.7285
1866 | 223.0814 | 142.1846 | 223.0814 | 142.1846
1867 | 240.8834 | 161.2287 | 240.8834 | 161.2287
1868 | 269.7702 | 170.6202 | 269.7702 | 170.6202
1869 | 286.1806 | 179.5761 | 286.1806 | 179.5761
1870 | 300.1931 | 179.0649 | 300.1931 | 179.0649
1871 | 319.2474 | 178.9878 | 319.2474 | 178.9878
1872 | 313.5905 | 182.6118 | 313.5905 | 182.6118
1873 | 293.9398 | 181.4307 | 293.9398 | 181.4307
1874 | 292.2302 | 177.4189 | 292.2302 | 177.4189
1875 | 296.2674 | 177.3433 | 296.2674 | 177.3433
1876 | 295.0989 | 182.6094 | 295.0989 | 182.6094
1877 | 300.6638 | 186.3312 | 300.6638 | 186.3312
1878 | 298.9864 | 183.1944 | 298.9864 | 183.1944
1879 | 299.2736 | 179.7161 | 299.2736 | 179.7161
1880 | 291.7322 | 167.1411 | 291.7322 | 167.1411
1881 | 280.2647 | 153.033 | 280.2647 | 153.033
1882 | 263.7659 | 138.6712 | 263.7659 | 138.6712
1883 | 246.9395 | 132.8736 | 246.9395 | 132.8736
1884 | 229.5573 | 149.8061 | 229.5573 | 149.8061
1885 | 219.0708 | 155.2309 | 219.0708 | 155.2309
1886 | 212.6296 | 155.6638 | 212.6296 | 155.6638
1887 | 210.6735 | 165.3681 | 210.6735 | 165.3681
1888 | 211.9786 | 184.2657 | 211.9786 | 184.2657
1889 | 217.4392 | 224.2862 | 217.4392 | 224.2862
1890 | 222.5563 | 235.0638 | 222.5563 | 235.0638
1891 | 237.7076 | 240.3426 | 237.7076 | 240.3426
1892 | 262.6203 | 233.2883 | 262.6203 | 233.2883
1893 | 279.8063 | 226.5373 | 279.8063 | 226.5373
1894 | 292.5574 | 221.2445 | 292.5574 | 221.2445
1895 | 318.5723 | 218.5013 | 318.5723 | 218.5013
1896 | 311.6514 | 218.4884 | 311.6514 | 218.4884
1897 | 293.6879 | 210.019 | 293.6879 | 210.019
1898 | 289.4415 | 197.719 | 289.4415 | 197.719
1899 | 288.744 | 182.9508 | 288.744 | 182.9508
1900 | 292.7699 | 171.9305 | 292.7699 | 171.9305
1901 | 300.7599 | 165.408 | 300.7599 | 165.408
1902 | 299.4389 | 156.6057 | 299.4389 | 156.6057
1903 | 301.8069 | 149.5485 | 301.8069 | 149.5485
1904 | 294.1593 | 139.5672 | 294.1593 | 139.5672
1905 | 281.1238 | 133.6603 | 281.1238 | 133.6603
1906 | 265.3336 | 121.3559 | 265.3336 | 121.3559
1907 | 248.2206 | 117.0509 | 248.2206 | 117.0509
1908 | 232.6929 | 151.4869 | 232.6929 | 151.4869
1909 | 223.2866 | 166.5619 | 223.2866 | 166.5619
1910 | 216.4451 | 177.4563 | 216.4451 | 177.4563
1911 | 213.6522 | 189.4645 | 213.6522 | 189.4645
1912 | 214.6066 | 201.5229 | 214.6066 | 201.5229
1913 | 219.3417 | 231.618 | 219.3417 | 231.618
1914 | 222.8508 | 235.2521 | 222.8508 | 235.2521
1915 | 231.7888 | 224.8386 | 231.7888 | 224.8386
1916 | 251.3262 | 213.7851 | 251.3262 | 213.7851
1917 | 267.7982 | 214.6268 | 267.7982 | 214.6268
1918 | 280.586 | 210.2179 | 280.586 | 210.2179
1919 | 302.4061 | 206.866 | 302.4061 | 206.866
1920 | 299.0171 | 205.2592 | 299.0171 | 205.2592
1921 | 283.6121 | 196.7609 | 283.6121 | 196.7609
1922 | 280.1831 | 186.3011 | 280.1831 | 186.3011
1923 | 283.1785 | 176.2131 | 283.1785 | 176.2131
1924 | 288.0816 | 169.5832 | 288.0816 | 169.5832
1925 | 292.324 | 167.0164 | 292.324 | 167.0164
1926 | 292.4175 | 157.3157 | 292.4175 | 157.3157
1927 | 293.3826 | 145.7521 | 293.3826 | 145.7521
1928 | 284.9787 | 129.4388 | 284.9787 | 129.4388
1929 | 273.7561 | 122.5177 | 273.7561 | 122.5177
1930 | 262.6622 | 114.6762 | 262.6622 | 114.6762
1931 | 246.4798 | 108.4295 | 246.4798 | 108.4295
1932 | 231.4058 | 125.4779 | 231.4058 | 125.4779
1933 | 222.6461 | 132.3951 | 222.6461 | 132.3951
1934 | 216.4123 | 136.291 | 216.4123 | 136.291
1935 | 214.7346 | 148.1833 | 214.7346 | 148.1833
1936 | 215.9015 | 157.735 | 215.9015 | 157.735
1937 | 219.3237 | 187.5837 | 219.3237 | 187.5837
1938 | 223.4449 | 194.2172 | 223.4449 | 194.2172
1939 | 231.3059 | 196.743 | 231.3059 | 196.743
1940 | 249.7943 | 192.9344 | 249.7943 | 192.9344
1941 | 267.0313 | 191.2983 | 267.0313 | 191.2983
1942 | 280.0838 | 184.1943 | 280.0838 | 184.1943
1943 | 303.5761 | 179.0747 | 303.5761 | 179.0747
1944 | 296.3111 | 176.7869 | 296.3111 | 176.7869
1945 | 284.3737 | 169.2014 | 284.3737 | 169.2014
1946 | 280.7941 | 159.3357 | 280.7941 | 159.3357
1947 | 281.8236 | 152.0442 | 281.8236 | 152.0442
1948 | 288.065 | 147.7761 | 288.065 | 147.7761
1949 | 297.2787 | 142.2969 | 297.2787 | 142.2969
1950 | 293.6294 | 136.1752 | 293.6294 | 136.1752
1951 | 295.8503 | 131.871 | 295.8503 | 131.871
1952 | 289.0441 | 125.8599 | 289.0441 | 125.8599
1953 | 277.9851 | 124.6621 | 277.9851 | 124.6621
1954 | 263.5085 | 120.9647 | 263.5085 | 120.9647
1955 | 246.3999 | 119.2243 | 246.3999 | 119.2243
1956 | 233.6942 | 135.244 | 233.6942 | 135.244
1957 | 223.9562 | 143.5232 | 223.9562 | 143.5232
1958 | 217.0927 | 150.0997 | 217.0927 | 150.0997
1959 | 215.2893 | 164.151 | 215.2893 | 164.151
1960 | 216.0475 | 183.0485 | 216.0475 | 183.0485
1961 | 219.8806 | 219.7799 | 219.8806 | 219.7799
1962 | 224.9541 | 228.0797 | 224.9541 | 228.0797
1963 | 238.3185 | 230.0404 | 238.3185 | 230.0404
1964 | 260.6481 | 228.0575 | 260.6481 | 228.0575
1965 | 277.4015 | 227.5951 | 277.4015 | 227.5951
1966 | 291.667 | 222.5631 | 291.667 | 222.5631
1967 | 313.5057 | 220.1966 | 313.5057 | 220.1966
1968 | 304.9591 | 219.3722 | 304.9591 | 219.3722
1969 | 288.6675 | 210.9028 | 288.6675 | 210.9028
1970 | 285.0199 | 197.9074 | 285.0199 | 197.9074
1971 | 287.0848 | 186.5877 | 287.0848 | 186.5877
1972 | 291.0399 | 182.6094 | 291.0399 | 182.6094
1973 | 299.0091 | 181.4337 | 299.0091 | 181.4337
1974 | 298.3232 | 175.312 | 298.3232 | 175.312
1975 | 301.666 | 169.2835 | 301.666 | 169.2835
1976 | 292.7202 | 161.8813 | 292.7202 | 161.8813
1977 | 281.0526 | 156.0614 | 281.0526 | 156.0614
1978 | 264.1566 | 142.7138 | 264.1566 | 142.7138
1979 | 247.105 | 134.0473 | 247.105 | 134.0473
1980 | 230.7166 | 147.5602 | 230.7166 | 147.5602
1981 | 221.524 | 148.8554 | 221.524 | 148.8554
1982 | 216.228 | 145.55 | 216.228 | 145.55
1983 | 213.0004 | 146.2417 | 213.0004 | 146.2417
1984 | 214.5162 | 153.1997 | 214.5162 | 153.1997
1985 | 220.9925 | 180.6721 | 220.9925 | 180.6721
1986 | 226.6201 | 182.7993 | 226.6201 | 182.7993
1987 | 243.9297 | 181.1955 | 243.9297 | 181.1955
1988 | 272.6897 | 172.7792 | 272.6897 | 172.7792
1989 | 290.4389 | 167.825 | 290.4389 | 167.825
1990 | 304.1047 | 160.2573 | 304.1047 | 160.2573
1991 | 325.0931 | 154.9638 | 325.0931 | 154.9638
1992 | 314.8482 | 150.2562 | 314.8482 | 150.2562
1993 | 297.1729 | 135.8316 | 297.1729 | 135.8316
1994 | 293.0892 | 113.9974 | 293.0892 | 113.9974
1995 | 297.0251 | 93.9984 | 297.0251 | 93.9984
1996 | 298.1383 | 79.8338 | 298.1383 | 79.8338
1997 | 305.5772 | 68.9789 | 305.5772 | 68.9789
1998 | 309.1199 | 62.1907 | 309.1199 | 62.1907
1999 | 307.7902 | 59.915 | 307.7902 | 59.915
2000 | 297.9298 | 58.1349 | 297.9298 | 58.1349
2001 | 284.445 | 64.6022 | 284.445 | 64.6022
2002 | 268.3679 | 62.2813 | 268.3679 | 62.2813
2003 | 248.2081 | 56.0201 | 248.2081 | 56.0201
2004 | 231.3197 | 55.1303 | 231.3197 | 55.1303
2005 | 221.0543 | 57.4687 | 221.0543 | 57.4687
2006 | 215.6724 | 69.5368 | 215.6724 | 69.5368
2007 | 213.5678 | 96.3101 | 213.5678 | 96.3101
2008 | 215.2726 | 123.9884 | 215.2726 | 123.9884
2009 | 220.3369 | 166.704 | 220.3369 | 166.704
2010 | 227.1813 | 185.0742 | 227.1813 | 185.0742
2011 | 243.6354 | 197.2356 | 243.6354 | 197.2356
2012 | 273.156 | 200.4111 | 273.156 | 200.4111
2013 | 291.4933 | 201.8179 | 291.4933 | 201.8179
2014 | 305.3881 | 196.5685 | 305.3881 | 196.5685
2015 | 328.9938 | 194.3759 | 328.9938 | 194.3759
2016 | 318.0157 | 196.7103 | 318.0157 | 196.7103
2017 | 300.0468 | 196.3841 | 300.0468 | 196.3841
2018 | 295.5548 | 194.5313 | 295.5548 | 194.5313
2019 | 300.0413 | 202.2656 | 300.0413 | 202.2656
2020 | 300.2175 | 217.0515 | 300.2175 | 217.0515
2021 | 304.9862 | 226.8155 | 304.9862 | 226.8155
2022 | 306.0094 | 230.0686 | 306.0094 | 230.0686
2023 | 307.5376 | 233.8931 | 307.5376 | 233.8931
2024 | 295.0607 | 234.6343 | 295.0607 | 234.6343
2025 | 282.0487 | 236.3345 | 282.0487 | 236.3345
2026 | 265.7394 | 230.6374 | 265.7394 | 230.6374
2027 | 246.0565 | 224.8544 | 246.0565 | 224.8544
2028 | 229.6198 | 233.861 | 229.6198 | 233.861
2029 | 219.0809 | 238.0831 | 219.0809 | 238.0831
2030 | 212.6272 | 241.0517 | 212.6272 | 241.0517
2031 | 210.9358 | 251.6979 | 210.9358 | 251.6979
2032 | 211.5358 | 268.1032 | 211.5358 | 268.1032
2033 | 217.4374 | 302.777 | 217.4374 | 302.777
2034 | 224.9393 | 310.9175 | 224.9393 | 310.9175
2035 | 237.9161 | 314.6894 | 237.9161 | 314.6894
2036 | 267.2531 | 314.2859 | 267.2531 | 314.2859
2037 | 285.6273 | 317.0402 | 285.6273 | 317.0402
2038 | 299.691 | 313.7614 | 299.691 | 313.7614
2039 | 321.7743 | 312.3947 | 321.7743 | 312.3947
2040 | 313.9917 | 313.8887 | 313.9917 | 313.8887
2041 | 292.9752 | 309.5054 | 292.9752 | 309.5054
2042 | 289.6955 | 299.8281 | 289.6955 | 299.8281
2043 | 294.2519 | 295.3621 | 294.2519 | 295.3621
2044 | 295.9007 | 297.9042 | 295.9007 | 297.9042
2045 | 300.2262 | 297.0037 | 300.2262 | 297.0037
2046 | 303.7146 | 289.7663 | 303.7146 | 289.7663
2047 | 303.8989 | 283.3466 | 303.8989 | 283.3466
2048 | 293.0319 | 275.4373 | 293.0319 | 275.4373
2049 | 283.1298 | 271.3851 | 283.1298 | 271.3851
2050 | 268.2861 | 263.7754 | 268.2861 | 263.7754
2051 | 248.5297 | 258.0939 | 248.5297 | 258.0939
2052 | 232.5458 | 270.8098 | 232.5458 | 270.8098
2053 | 220.8315 | 280.3207 | 220.8315 | 280.3207
2054 | 214.822 | 287.8825 | 214.822 | 287.8825
2055 | 212.7104 | 301.2238 | 212.7104 | 301.2238
2056 | 212.8306 | 320.2083 | 212.8306 | 320.2083
2057 | 218.0475 | 357.4033 | 218.0475 | 357.4033
2058 | 224.1673 | 365.7321 | 224.1673 | 365.7321
2059 | 236.024 | 365.5773 | 236.024 | 365.5773
2060 | 261.5949 | 359.5518 | 261.5949 | 359.5518
2061 | 279.3228 | 355.0322 | 279.3228 | 355.0322
2062 | 292.4456 | 344.6245 | 292.4456 | 344.6245
2063 | 311.7504 | 337.1142 | 311.7504 | 337.1142
2064 | 307.6919 | 332.7688 | 307.6919 | 332.7688
2065 | 293.007 | 323.8937 | 293.007 | 323.8937
2066 | 290.6567 | 314.086 | 290.6567 | 314.086
2067 | 293.789 | 314.1553 | 293.789 | 314.1553
2068 | 296.9564 | 319.3055 | 296.9564 | 319.3055
2069 | 301.6423 | 320.9407 | 301.6423 | 320.9407
2070 | 304.5397 | 317.0649 | 304.5397 | 317.0649
2071 | 303.0471 | 313.3838 | 303.0471 | 313.3838
2072 | 290.6169 | 307.1119 | 290.6169 | 307.1119
2073 | 279.9235 | 305.3925 | 279.9235 | 305.3925
2074 | 266.995 | 298.7826 | 266.995 | 298.7826
2075 | 247.441 | 290.6378 | 247.441 | 290.6378
2076 | 230.7078 | 296.2973 | 230.7078 | 296.2973
2077 | 220.5665 | 298.7516 | 220.5665 | 298.7516
2078 | 214.3898 | 302.5027 | 214.3898 | 302.5027
2079 | 211.7179 | 314.7717 | 211.7179 | 314.7717
2080 | 211.9227 | 333.249 | 211.9227 | 333.249
2081 | 217.0697 | 370.7338 | 217.0697 | 370.7338
2082 | 222.8893 | 380.0769 | 222.8893 | 380.0769
2083 | 230.2831 | 382.6172 | 230.2831 | 382.6172
2084 | 249.9369 | 379.2578 | 249.9369 | 379.2578
2085 | 269.3874 | 378.636 | 269.3874 | 378.636
2086 | 283.1868 | 371.5899 | 283.1868 | 371.5899
2087 | 302.5006 | 366.0936 | 302.5006 | 366.0936
2088 | 298.6171 | 363.4146 | 298.6171 | 363.4146
2089 | 286.9567 | 356.5391 | 286.9567 | 356.5391
2090 | 281.1849 | 343.7609 | 281.1849 | 343.7609
2091 | 283.4646 | 331.0938 | 283.4646 | 331.0938
2092 | 286.3656 | 319.8561 | 286.3656 | 319.8561
2093 | 292.864 | 308.2622 | 292.864 | 308.2622
2094 | 290.9866 | 298.6775 | 290.9866 | 298.6775
2095 | 292.1413 | 295.3151 | 292.1413 | 295.3151
2096 | 283.2349 | 290.1154 | 283.2349 | 290.1154
2097 | 273.7161 | 288.5699 | 273.7161 | 288.5699
2098 | 260.345 | 280.8733 | 260.345 | 280.8733
2099 | 244.2468 | 274.757 | 244.2468 | 274.757
2100 | 229.0644 | 283.0826 | 229.0644 | 283.0826
2101 | 220.1253 | 285.5805 | 220.1253 | 285.5805
2102 | 213.5108 | 286.7378 | 213.5108 | 286.7378
2103 | 211.8381 | 294.0224 | 211.8381 | 294.0224
2104 | 212.1621 | 308.0804 | 212.1621 | 308.0804
2105 | 217.5312 | 341.9717 | 217.5312 | 341.9717
2106 | 222.2395 | 347.1273 | 222.2395 | 347.1273
2107 | 230.2471 | 346.4943 | 230.2471 | 346.4943
2108 | 247.9855 | 338.817 | 247.9855 | 338.817
2109 | 265.4623 | 335.9058 | 265.4623 | 335.9058
2110 | 278.547 | 328.8163 | 278.547 | 328.8163
2111 | 301.9399 | 325.0877 | 301.9399 | 325.0877
2112 | 296.9508 | 325.6978 | 296.9508 | 325.6978
2113 | 283.6408 | 321.2276 | 283.6408 | 321.2276
2114 | 280.9343 | 312.4487 | 280.9343 | 312.4487
2115 | 282.2885 | 310.0257 | 282.2885 | 310.0257
2116 | 289.6149 | 312.4084 | 289.6149 | 312.4084
2117 | 296.7938 | 310.5371 | 296.7938 | 310.5371
2118 | 295.8315 | 304.256 | 295.8315 | 304.256
2119 | 297.2007 | 298.1986 | 297.2007 | 298.1986
2120 | 285.5264 | 291.7528 | 285.5264 | 291.7528
2121 | 274.9896 | 291.4389 | 274.9896 | 291.4389
2122 | 261.0935 | 285.6115 | 261.0935 | 285.6115
2123 | 245.1135 | 281.3354 | 245.1135 | 281.3354
2124 | 228.5002 | 293.095 | 228.5002 | 293.095
2125 | 218.024 | 294.8394 | 218.024 | 294.8394
2126 | 212.5564 | 294.0407 | 212.5564 | 294.0407
2127 | 210.1641 | 305.0346 | 210.1641 | 305.0346
2128 | 210.6378 | 322.2223 | 210.6378 | 322.2223
2129 | 215.8655 | 355.8819 | 215.8655 | 355.8819
2130 | 220.3321 | 362.0083 | 220.3321 | 362.0083
2131 | 234.2575 | 358.1585 | 234.2575 | 358.1585
2132 | 254.3443 | 350.3073 | 254.3443 | 350.3073
2133 | 271.2805 | 349.1204 | 271.2805 | 349.1204
2134 | 290.4211 | 344.5956 | 290.4211 | 344.5956
2135 | 309.2536 | 343.765 | 309.2536 | 343.765
2136 | 305.353 | 344.2737 | 305.353 | 344.2737
2137 | 288.3376 | 331.1676 | 288.3376 | 331.1676
2138 | 285.4716 | 307.1454 | 285.4716 | 307.1454
2139 | 289.0483 | 293.6378 | 289.0483 | 293.6378
2140 | 294.5964 | 291.9054 | 294.5964 | 291.9054
2141 | 306.6301 | 292.3235 | 306.6301 | 292.3235
2142 | 306.8054 | 286.9553 | 306.8054 | 286.9553
2143 | 302.1433 | 282.3033 | 302.1433 | 282.3033
2144 | 289.95 | 276.9153 | 289.95 | 276.9153
2145 | 280.7198 | 274.7757 | 280.7198 | 274.7757
2146 | 263.3338 | 268.4122 | 263.3338 | 268.4122
2147 | 245.5539 | 273.5399 | 245.5539 | 273.5399
2148 | 229.4841 | 303.745 | 229.4841 | 303.745
2149 | 218.9552 | 306.9963 | 218.9552 | 306.9963
2150 | 212.2691 | 307.4002 | 212.2691 | 307.4002
2151 | 212.3484 | 315.2643 | 212.3484 | 315.2643
2152 | 212.2214 | 328.8586 | 212.2214 | 328.8586
2153 | 216.9087 | 361.7937 | 216.9087 | 361.7937
2154 | 226.7829 | 367.4419 | 226.7829 | 367.4419
2155 | 245.2539 | 368.5477 | 245.2539 | 368.5477
2156 | 273.5496 | 365.6954 | 273.5496 | 365.6954
2157 | 290.9708 | 365.8271 | 290.9708 | 365.8271
2158 | 303.3025 | 360.2155 | 303.3025 | 360.2155
2159 | 327.971 | 355.3857 | 327.971 | 355.3857
2160 | 317.404 | 351.7069 | 317.404 | 351.7069
2161 | 298.1722 | 340.2091 | 298.1722 | 340.2091
2162 | 293.8598 | 319.4472 | 293.8598 | 319.4472
2163 | 296.576 | 296.3764 | 296.576 | 296.3764
2164 | 299.666 | 283.4869 | 299.666 | 283.4869
2165 | 306.7309 | 277.1383 | 306.7309 | 277.1383
2166 | 313.4172 | 268.9591 | 313.4172 | 268.9591
2167 | 308.3231 | 261.9742 | 308.3231 | 261.9742
2168 | 297.6787 | 252.6595 | 297.6787 | 252.6595
2169 | 285.1497 | 249.8389 | 285.1497 | 249.8389
2170 | 269.4431 | 247.46 | 269.4431 | 247.46
2171 | 247.7571 | 252.0227 | 247.7571 | 252.0227
2172 | 232.5432 | 561.7649 | 232.5432 | 561.7649
2173 | 220.6904 | 582.8784 | 220.6904 | 582.8784
2174 | 214.2588 | 588.3225 | 214.2588 | 588.3225
2175 | 212.7473 | 590.9496 | 212.7473 | 590.9496
2176 | 213.0313 | 607.1621 | 213.0313 | 607.1621
2177 | 219.1771 | 650.7312 | 219.1771 | 650.7312
2178 | 228.767 | 666.1417 | 228.767 | 666.1417
2179 | 244.6064 | 670.4885 | 244.6064 | 670.4885
2180 | 271.4877 | 659.3867 | 271.4877 | 659.3867
2181 | 291.3041 | 655.8744 | 291.3041 | 655.8744
2182 | 302.6314 | 657.2487 | 302.6314 | 657.2487
2183 | 328.5009 | 663.2304 | 328.5009 | 663.2304
2184 | 319.2696 | 672.5556 | 319.2696 | 672.5556
2185 | 294.3561 | 659.7249 | 294.3561 | 659.7249
2186 | 295.131 | 626.6579 | 295.131 | 626.6579
2187 | 301.1191 | 584.6573 | 301.1191 | 584.6573
2188 | 302.3039 | 561.5421 | 302.3039 | 561.5421
2189 | 311.858 | 543.9656 | 311.858 | 543.9656
2190 | 319.8096 | 529.3345 | 319.8096 | 529.3345
2191 | 314.7285 | 518.57 | 314.7285 | 518.57
2192 | 298.1759 | 518.7291 | 298.1759 | 518.7291
2193 | 288.6257 | 518.3335 | 288.6257 | 518.3335
2194 | 271.2903 | 516.3292 | 271.2903 | 516.3292
2195 | 253.3619 | 545.2374 | 253.3619 | 545.2374
2196 | 237.0053 | 598.046 | 237.0053 | 598.046
2197 | 224.9905 | 610.2991 | 224.9905 | 610.2991
2198 | 217.7472 | 614.0333 | 217.7472 | 614.0333
2199 | 215.0961 | 622.6605 | 215.0961 | 622.6605
2200 | 215.0015 | 640.8628 | 215.0015 | 640.8628
2201 | 220.8784 | 678.1207 | 220.8784 | 678.1207
2202 | 229.7704 | 693.5623 | 229.7704 | 693.5623
2203 | 245.5807 | 699.6191 | 245.5807 | 699.6191
2204 | 272.7769 | 693.4604 | 272.7769 | 693.4604
2205 | 290.2149 | 683.9479 | 290.2149 | 683.9479
2206 | 302.8431 | 676.7728 | 302.8431 | 676.7728
2207 | 327.5374 | 667.7073 | 327.5374 | 667.7073
2208 | 319.2824 | 665.5605 | 319.2824 | 665.5605
2209 | 299.0121 | 653.9112 | 299.0121 | 653.9112
2210 | 298.5858 | 619.6318 | 298.5858 | 619.6318
2211 | 302.6667 | 569.7967 | 302.6667 | 569.7967
2212 | 304.3482 | 529.2404 | 304.3482 | 529.2404
2213 | 318.1338 | 493.1348 | 318.1338 | 493.1348
2214 | 325.3298 | 455.4666 | 325.3298 | 455.4666
2215 | 314.9919 | 426.6704 | 314.9919 | 426.6704
2216 | 299.563 | 413.1813 | 299.563 | 413.1813
2217 | 282.8606 | 416.05 | 282.8606 | 416.05
2218 | 263.0908 | 439.4456 | 263.0908 | 439.4456
2219 | 244.0627 | 503.9509 | 244.0627 | 503.9509
2220 | 228.7136 | 569.3507 | 228.7136 | 569.3507
2221 | 218.7944 | 576.9093 | 218.7944 | 576.9093
2222 | 212.687 | 582.1047 | 212.687 | 582.1047
2223 | 211.3645 | 591.2294 | 211.3645 | 591.2294
2224 | 211.5383 | 612.2296 | 211.5383 | 612.2296
2225 | 217.1415 | 653.1561 | 217.1415 | 653.1561
2226 | 224.517 | 663.7789 | 224.517 | 663.7789
2227 | 236.8512 | 663.0582 | 236.8512 | 663.0582
2228 | 259.2216 | 656.4954 | 259.2216 | 656.4954
2229 | 276.0146 | 650.9312 | 276.0146 | 650.9312
2230 | 287.6452 | 645.1551 | 287.6452 | 645.1551
2231 | 312.8755 | 639.1052 | 312.8755 | 639.1052
2232 | 306.0377 | 637.4559 | 306.0377 | 637.4559
2233 | 287.4181 | 628.6979 | 287.4181 | 628.6979
2234 | 288.5303 | 599.6725 | 288.5303 | 599.6725
2235 | 297.6897 | 555.8687 | 297.6897 | 555.8687
2236 | 299.0495 | 517.4265 | 299.0495 | 517.4265
2237 | 310.3249 | 477.4348 | 310.3249 | 477.4348
2238 | 316.1147 | 436.1602 | 316.1147 | 436.1602
2239 | 308.7529 | 400.1824 | 308.7529 | 400.1824
2240 | 294.4319 | 379.1075 | 294.4319 | 379.1075
2241 | 281.8936 | 371.1262 | 281.8936 | 371.1262
2242 | 267.455 | 396.4493 | 267.455 | 396.4493
2243 | 249.2946 | 472.3021 | 249.2946 | 472.3021
2244 | 235.788 | 536.707 | 235.788 | 536.707
2245 | 224.3089 | 550.7322 | 224.3089 | 550.7322
2246 | 217.3058 | 551.5129 | 217.3058 | 551.5129
2247 | 214.8143 | 556.8136 | 214.8143 | 556.8136
2248 | 214.9877 | 575.4822 | 214.9877 | 575.4822
2249 | 219.878 | 612.8334 | 219.878 | 612.8334
2250 | 227.9988 | 622.4613 | 227.9988 | 622.4613
2251 | 238.5093 | 621.3365 | 238.5093 | 621.3365
2252 | 257.4882 | 609.7683 | 257.4882 | 609.7683
2253 | 273.6749 | 601.9657 | 273.6749 | 601.9657
2254 | 287.683 | 598.086 | 287.683 | 598.086
2255 | 310.3403 | 595.4249 | 310.3403 | 595.4249
2256 | 309.4542 | 595.9207 | 309.4542 | 595.9207
2257 | 292.997 | 588.7172 | 292.997 | 588.7172
2258 | 290.2002 | 546.8831 | 290.2002 | 546.8831
2259 | 288.6274 | 504.2918 | 288.6274 | 504.2918
2260 | 295.188 | 461.7769 | 295.188 | 461.7769
2261 | 303.7169 | 420.2928 | 303.7169 | 420.2928
2262 | 311.2463 | 374.9767 | 311.2463 | 374.9767
2263 | 304.2638 | 344.4394 | 304.2638 | 344.4394
2264 | 290.6795 | 328.37 | 290.6795 | 328.37
2265 | 276.3111 | 326.8862 | 276.3111 | 326.8862
2266 | 263.91 | 350.6549 | 263.91 | 350.6549
2267 | 247.4332 | 385.0348 | 247.4332 | 385.0348
2268 | 232.9512 | 420.8065 | 232.9512 | 420.8065
2269 | 224.0557 | 438.3448 | 224.0557 | 438.3448
2270 | 217.1594 | 451.9343 | 217.1594 | 451.9343
2271 | 214.7829 | 470.2924 | 214.7829 | 470.2924
2272 | 214.1248 | 488.0283 | 214.1248 | 488.0283
2273 | 218.5687 | 522.4261 | 218.5687 | 522.4261
2274 | 225.2445 | 536.7484 | 225.2445 | 536.7484
2275 | 236.4903 | 546.7847 | 236.4903 | 546.7847
2276 | 255.3896 | 551.787 | 255.3896 | 551.787
2277 | 270.6844 | 559.0627 | 270.6844 | 559.0627
2278 | 281.9473 | 557.5457 | 281.9473 | 557.5457
2279 | 304.6338 | 548.7289 | 304.6338 | 548.7289
2280 | 302.0504 | 544.437 | 302.0504 | 544.437
2281 | 285.4987 | 540.0937 | 285.4987 | 540.0937
2282 | 283.5439 | 533.95 | 283.5439 | 533.95
2283 | 286.9951 | 536.1893 | 286.9951 | 536.1893
2284 | 293.3746 | 533.2198 | 293.3746 | 533.2198
2285 | 304.204 | 526.5868 | 304.204 | 526.5868
2286 | 311.2241 | 515.0335 | 311.2241 | 515.0335
2287 | 303.484 | 499.5123 | 303.484 | 499.5123
2288 | 291.6045 | 487.7332 | 291.6045 | 487.7332
2289 | 278.1688 | 477.6066 | 278.1688 | 477.6066
2290 | 265.067 | 464.7522 | 265.067 | 464.7522
2291 | 248.2452 | 469.9083 | 248.2452 | 469.9083
2292 | 234.1099 | 497.2237 | 234.1099 | 497.2237
2293 | 223.5378 | 511.8707 | 223.5378 | 511.8707
2294 | 217.2867 | 520.1128 | 217.2867 | 520.1128
2295 | 215.2002 | 530.6055 | 215.2002 | 530.6055
2296 | 215.7267 | 543.4603 | 215.7267 | 543.4603
2297 | 218.6366 | 576.8632 | 218.6366 | 576.8632
2298 | 226.8067 | 577.2266 | 226.8067 | 577.2266
2299 | 238.6222 | 566.3087 | 238.6222 | 566.3087
2300 | 256.8563 | 559.5282 | 256.8563 | 559.5282
2301 | 272.7159 | 558.8761 | 272.7159 | 558.8761
2302 | 286.7328 | 558.5406 | 286.7328 | 558.5406
2303 | 308.8075 | 563.3719 | 308.8075 | 563.3719
2304 | 304.367 | 577.7957 | 304.367 | 577.7957
2305 | 292.0328 | 587.9089 | 292.0328 | 587.9089
2306 | 289.3997 | 578.1277 | 289.3997 | 578.1277
2307 | 290.8809 | 571.5377 | 290.8809 | 571.5377
2308 | 293.6526 | 577.553 | 293.6526 | 577.553
2309 | 305.54 | 586.62 | 305.54 | 586.62
2310 | 314.6687 | 587.9998 | 314.6687 | 587.9998
2311 | 308.001 | 576.3026 | 308.001 | 576.3026
2312 | 292.0741 | 555.4454 | 292.0741 | 555.4454
2313 | 280.4672 | 536.4274 | 280.4672 | 536.4274
2314 | 265.7339 | 530.1328 | 265.7339 | 530.1328
2315 | 246.0175 | 561.0307 | 246.0175 | 561.0307
2316 | 230.2091 | 627.9849 | 230.2091 | 627.9849
2317 | 220.0576 | 652.6737 | 220.0576 | 652.6737
2318 | 213.3964 | 665.517 | 213.3964 | 665.517
2319 | 211.7116 | 679.0252 | 211.7116 | 679.0252
2320 | 212.9797 | 700.9271 | 212.9797 | 700.9271
2321 | 218.5374 | 738.2783 | 218.5374 | 738.2783
2322 | 229.9104 | 745.2636 | 229.9104 | 745.2636
2323 | 245.1588 | 741.3097 | 245.1588 | 741.3097
2324 | 270.7662 | 733.1924 | 270.7662 | 733.1924
2325 | 289.9331 | 725.5764 | 289.9331 | 725.5764
2326 | 304.5626 | 709.1988 | 304.5626 | 709.1988
2327 | 328.7661 | 682.6923 | 328.7661 | 682.6923
2328 | 322.3937 | 657.6638 | 322.3937 | 657.6638
2329 | 304.9366 | 633.0504 | 304.9366 | 633.0504
2330 | 300.9645 | 584.8119 | 300.9645 | 584.8119
2331 | 304.6726 | 543.4952 | 304.6726 | 543.4952
2332 | 307.4095 | 525.6341 | 307.4095 | 525.6341
2333 | 319.3142 | 525.5608 | 319.3142 | 525.5608
2334 | 326.671 | 524.4535 | 326.671 | 524.4535
2335 | 314.6284 | 510.7666 | 314.6284 | 510.7666
2336 | 299.7752 | 490.4379 | 299.7752 | 490.4379
2337 | 289.4705 | 470.8603 | 289.4705 | 470.8603
2338 | 272.5709 | 457.3841 | 272.5709 | 457.3841
2339 | 252.4532 | 453.2134 | 252.4532 | 453.2134
2340 | 234.8421 | 457.8337 | 234.8421 | 457.8337
2341 | 225.6636 | 452.1795 | 225.6636 | 452.1795
2342 | 219.0218 | 442.8251 | 219.0218 | 442.8251
2343 | 216.912 | 443.4314 | 216.912 | 443.4314
2344 | 217.1967 | 454.0789 | 217.1967 | 454.0789
2345 | 222.5979 | 480.1448 | 222.5979 | 480.1448
2346 | 232.7721 | 484.7362 | 232.7721 | 484.7362
2347 | 249.2667 | 488.6168 | 249.2667 | 488.6168
2348 | 274.3393 | 493.3704 | 274.3393 | 493.3704
2349 | 293.7117 | 504.2524 | 293.7117 | 504.2524
2350 | 305.9527 | 509.3886 | 305.9527 | 509.3886
2351 | 328.5432 | 508.2197 | 328.5432 | 508.2197
2352 | 322.2107 | 513.5654 | 322.2107 | 513.5654
2353 | 306.14 | 539.0678 | 306.14 | 539.0678
2354 | 299.9962 | 566.3138 | 299.9962 | 566.3138
2355 | 303.8818 | 581.7349 | 303.8818 | 581.7349
2356 | 306.455 | 588.9006 | 306.455 | 588.9006
2357 | 318.9756 | 580.5265 | 318.9756 | 580.5265
2358 | 325.9915 | 564.4342 | 325.9915 | 564.4342
2359 | 317.6416 | 543.5657 | 317.6416 | 543.5657
2360 | 305.0658 | 529.0818 | 305.0658 | 529.0818
2361 | 292.8469 | 526.9141 | 292.8469 | 526.9141
2362 | 276.5179 | 534.8894 | 276.5179 | 534.8894
2363 | 257.5668 | 562.6784 | 257.5668 | 562.6784
2364 | 239.3861 | 602.7405 | 239.3861 | 602.7405
2365 | 229.8719 | 630.5693 | 229.8719 | 630.5693
2366 | 222.7069 | 656.097 | 222.7069 | 656.097
2367 | 220.942 | 679.647 | 220.942 | 679.647
2368 | 221.3281 | 705.9014 | 221.3281 | 705.9014
2369 | 226.0804 | 745.6775 | 226.0804 | 745.6775
2370 | 235.5329 | 755.7096 | 235.5329 | 755.7096
2371 | 251.297 | 754.2428 | 251.297 | 754.2428
2372 | 277.753 | 747.7111 | 277.753 | 747.7111
2373 | 293.8926 | 739.5354 | 293.8926 | 739.5354
2374 | 307.933 | 728.4119 | 307.933 | 728.4119
2375 | 327.0178 | 714.5587 | 327.0178 | 714.5587
2376 | 322.5268 | 705.4479 | 322.5268 | 705.4479
2377 | 307.6457 | 696.4412 | 307.6457 | 696.4412
2378 | 305.9176 | 671.8305 | 305.9176 | 671.8305
2379 | 307.4491 | 648.9809 | 307.4491 | 648.9809
2380 | 311.2576 | 633.5136 | 311.2576 | 633.5136
2381 | 319.9752 | 621.0046 | 319.9752 | 621.0046
2382 | 326.7615 | 605.4719 | 326.7615 | 605.4719
2383 | 316.6017 | 591.785 | 316.6017 | 591.785
2384 | 301.6454 | 585.1045 | 301.6454 | 585.1045
2385 | 288.923 | 580.7295 | 288.923 | 580.7295
2386 | 274.8179 | 579.9998 | 274.8179 | 579.9998
2387 | 257.2708 | 587.1767 | 257.2708 | 587.1767
2388 | 243.203 | 599.9735 | 243.203 | 599.9735
2389 | 233.0438 | 602.8688 | 233.0438 | 602.8688
2390 | 226.2186 | 604.9863 | 226.2186 | 604.9863
2391 | 223.2603 | 617.0956 | 223.2603 | 617.0956
2392 | 223.413 | 643.5053 | 223.413 | 643.5053
2393 | 228.9653 | 692.9814 | 228.9653 | 692.9814
2394 | 237.4119 | 715.3869 | 237.4119 | 715.3869
2395 | 245.2016 | 720.8219 | 245.2016 | 720.8219
2396 | 265.4166 | 716.3732 | 265.4166 | 716.3732
2397 | 283.4334 | 712.2391 | 283.4334 | 712.2391
2398 | 298.1925 | 706.5873 | 298.1925 | 706.5873
2399 | 318.1385 | 705.7293 | 318.1385 | 705.7293
2400 | 314.765 | 707.4065 | 314.765 | 707.4065
2401 | 301.2995 | 703.2187 | 301.2995 | 703.2187
2402 | 299.1553 | 664.8044 | 299.1553 | 664.8044
2403 | 299.9407 | 619.0731 | 299.9407 | 619.0731
2404 | 303.067 | 586.3202 | 303.067 | 586.3202
2405 | 309.922 | 564.5467 | 309.922 | 564.5467
2406 | 321.1347 | 548.4855 | 321.1347 | 548.4855
2407 | 312.8042 | 538.5293 | 312.8042 | 538.5293
2408 | 298.059 | 531.0404 | 298.059 | 531.0404
2409 | 286.059 | 529.9297 | 286.059 | 529.9297
2410 | 274.4905 | 543.3768 | 274.4905 | 543.3768
2411 | 258.1739 | 592.9282 | 258.1739 | 592.9282
2412 | 243.2142 | 624.0055 | 243.2142 | 624.0055
2413 | 231.463 | 632.2792 | 231.463 | 632.2792
2414 | 226.7793 | 639.9617 | 226.7793 | 639.9617
2415 | 223.6853 | 652.786 | 223.6853 | 652.786
2416 | 223.9307 | 668.2834 | 223.9307 | 668.2834
2417 | 228.0495 | 699.9764 | 228.0495 | 699.9764
2418 | 234.6119 | 704.5057 | 234.6119 | 704.5057
2419 | 242.4047 | 707.6712 | 242.4047 | 707.6712
2420 | 256.6382 | 709.2848 | 256.6382 | 709.2848
2421 | 273.6012 | 711.3686 | 273.6012 | 711.3686
2422 | 288.9551 | 712.6497 | 288.9551 | 712.6497
2423 | 309.6439 | 711.9161 | 309.6439 | 711.9161
2424 | 306.6375 | 713.3446 | 306.6375 | 713.3446
2425 | 294.3264 | 706.2033 | 294.3264 | 706.2033
2426 | 291.4673 | 668.7838 | 291.4673 | 668.7838
2427 | 293.2474 | 622.3374 | 293.2474 | 622.3374
2428 | 294.971 | 580.7552 | 294.971 | 580.7552
2429 | 304.1803 | 559.6967 | 304.1803 | 559.6967
2430 | 313.2879 | 544.7548 | 313.2879 | 544.7548
2431 | 308.1533 | 534.3633 | 308.1533 | 534.3633
2432 | 293.6761 | 531.3202 | 293.6761 | 531.3202
2433 | 281.1998 | 535.3703 | 281.1998 | 535.3703
2434 | 269.6141 | 544.2473 | 269.6141 | 544.2473
2435 | 254.9655 | 570.5129 | 254.9655 | 570.5129
2436 | 241.4457 | 586.6363 | 241.4457 | 586.6363
2437 | 232.0958 | 593.169 | 232.0958 | 593.169
2438 | 225.4181 | 607.5978 | 225.4181 | 607.5978
2439 | 222.9224 | 635.9356 | 222.9224 | 635.9356
2440 | 223.1868 | 670.1799 | 223.1868 | 670.1799
2441 | 226.7964 | 703.5206 | 226.7964 | 703.5206
2442 | 233.2386 | 709.1691 | 233.2386 | 709.1691
2443 | 238.6088 | 714.3554 | 238.6088 | 714.3554
2444 | 249.6585 | 708.29 | 249.6585 | 708.29
2445 | 265.0357 | 701.4201 | 265.0357 | 701.4201
2446 | 280.1208 | 696.6077 | 280.1208 | 696.6077
2447 | 302.2836 | 696.4959 | 302.2836 | 696.4959
2448 | 299.762 | 699.7897 | 299.762 | 699.7897
2449 | 290.7164 | 702.1617 | 290.7164 | 702.1617
2450 | 287.8869 | 681.064 | 287.8869 | 681.064
2451 | 288.3796 | 660.4839 | 288.3796 | 660.4839
2452 | 294.924 | 637.6484 | 294.924 | 637.6484
2453 | 304.079 | 610.9317 | 304.079 | 610.9317
2454 | 309.3677 | 586.7873 | 309.3677 | 586.7873
2455 | 301.8923 | 568.5303 | 301.8923 | 568.5303
2456 | 294.1136 | 559.8601 | 294.1136 | 559.8601
2457 | 281.6341 | 560.5526 | 281.6341 | 560.5526
2458 | 268.6453 | 574.124 | 268.6453 | 574.124
2459 | 253.0708 | 617.0534 | 253.0708 | 617.0534
2460 | 238.7079 | 631.0627 | 238.7079 | 631.0627
2461 | 229.3958 | 624.9421 | 229.3958 | 624.9421
2462 | 222.4558 | 624.1062 | 222.4558 | 624.1062
2463 | 219.0574 | 632.92 | 219.0574 | 632.92
2464 | 219.8217 | 653.0186 | 219.8217 | 653.0186
2465 | 223.4096 | 690.6808 | 223.4096 | 690.6808
2466 | 232.3225 | 701.4279 | 232.3225 | 701.4279
2467 | 242.3821 | 707.4536 | 242.3821 | 707.4536
2468 | 256.7941 | 709.5957 | 256.7941 | 709.5957
2469 | 272.2499 | 710.9023 | 272.2499 | 710.9023
2470 | 285.1708 | 709.2921 | 285.1708 | 709.2921
2471 | 307.5005 | 704.2682 | 307.5005 | 704.2682
2472 | 301.6634 | 701.5307 | 301.6634 | 701.5307
2473 | 291.4148 | 695.2909 | 291.4148 | 695.2909
2474 | 290.0119 | 666.7008 | 290.0119 | 666.7008
2475 | 294.589 | 636.7939 | 294.589 | 636.7939
2476 | 299.728 | 607.523 | 299.728 | 607.523
2477 | 309.7349 | 586.7443 | 309.7349 | 586.7443
2478 | 315.4972 | 568.9111 | 315.4972 | 568.9111
2479 | 305.3958 | 554.6024 | 305.3958 | 554.6024
2480 | 293.7625 | 546.6783 | 293.7625 | 546.6783
2481 | 283.5255 | 544.8525 | 283.5255 | 544.8525
2482 | 269.8011 | 551.1491 | 269.8011 | 551.1491
2483 | 252.3289 | 571.4767 | 252.3289 | 571.4767
2484 | 237.2986 | 580.8848 | 237.2986 | 580.8848
2485 | 228.743 | 578.8679 | 228.743 | 578.8679
2486 | 222.2217 | 577.9387 | 222.2217 | 577.9387
2487 | 218.8144 | 584.5763 | 218.8144 | 584.5763
2488 | 220.1296 | 599.11 | 220.1296 | 599.11
2489 | 225.0682 | 632.0155 | 225.0682 | 632.0155
2490 | 235.1031 | 638.9697 | 235.1031 | 638.9697
2491 | 249.112 | 639.4615 | 249.112 | 639.4615
2492 | 272.0374 | 635.9454 | 272.0374 | 635.9454
2493 | 286.9144 | 634.6405 | 286.9144 | 634.6405
2494 | 305.6652 | 631.6313 | 305.6652 | 631.6313
2495 | 329.4812 | 627.9131 | 329.4812 | 627.9131
2496 | 322.7021 | 627.3208 | 322.7021 | 627.3208
2497 | 309.5966 | 626.3351 | 309.5966 | 626.3351
2498 | 305.5264 | 618.0773 | 305.5264 | 618.0773
2499 | 309.972 | 609.2489 | 309.972 | 609.2489
2500 | 314.4728 | 601.2119 | 314.4728 | 601.2119
2501 | 325.0819 | 595.4804 | 325.0819 | 595.4804
2502 | 326.472 | 587.2537 | 326.472 | 587.2537
2503 | 316.3027 | 580.1888 | 316.3027 | 580.1888
2504 | 302.8351 | 576.7415 | 302.8351 | 576.7415
2505 | 291.7728 | 576.4081 | 291.7728 | 576.4081
2506 | 276.4886 | 578.3521 | 276.4886 | 578.3521
2507 | 255.9084 | 584.1611 | 255.9084 | 584.1611
2508 | 239.7148 | 591.5173 | 239.7148 | 591.5173
2509 | 227.9292 | 594.0395 | 227.9292 | 594.0395
2510 | 221.3486 | 594.2295 | 221.3486 | 594.2295
2511 | 219.2484 | 599.7478 | 219.2484 | 599.7478
2512 | 221.8973 | 615.5562 | 221.8973 | 615.5562
2513 | 226.3067 | 652.2856 | 226.3067 | 652.2856
2514 | 235.8036 | 667.5718 | 235.8036 | 667.5718
2515 | 255.4176 | 677.981 | 255.4176 | 677.981
2516 | 281.516 | 685.4394 | 281.516 | 685.4394
2517 | 300.5987 | 694.7359 | 300.5987 | 694.7359
2518 | 314.5608 | 702.5768 | 314.5608 | 702.5768
2519 | 339.2828 | 709.7399 | 339.2828 | 709.7399
2520 | 333.0485 | 718.7852 | 333.0485 | 718.7852
2521 | 315.1925 | 725.4164 | 315.1925 | 725.4164
2522 | 315.5934 | 726.3921 | 315.5934 | 726.3921
2523 | 316.0455 | 728.7246 | 316.0455 | 728.7246
2524 | 316.7906 | 726.9988 | 316.7906 | 726.9988
2525 | 332.7372 | 712.4068 | 332.7372 | 712.4068
2526 | 341.659 | 686.2106 | 341.659 | 686.2106
2527 | 330.4952 | 660.5232 | 330.4952 | 660.5232
2528 | 313.5246 | 647.1274 | 313.5246 | 647.1274
2529 | 300.4248 | 645.8302 | 300.4248 | 645.8302
2530 | 284.4432 | 652.7796 | 284.4432 | 652.7796
2531 | 265.3539 | 676.2783 | 265.3539 | 676.2783
2532 | 246.7667 | 705.9877 | 246.7667 | 705.9877
2533 | 234.9544 | 727.4432 | 234.9544 | 727.4432
2534 | 228.9389 | 752.4735 | 228.9389 | 752.4735
2535 | 225.7891 | 785.2881 | 225.7891 | 785.2881
2536 | 226.6307 | 826.2476 | 226.6307 | 826.2476
2537 | 231.289 | 874.1692 | 231.289 | 874.1692
2538 | 241.5297 | 883.4551 | 241.5297 | 883.4551
2539 | 259.9779 | 889.3564 | 259.9779 | 889.3564
2540 | 283.8535 | 887.1461 | 283.8535 | 887.1461
2541 | 302.4694 | 876.6387 | 302.4694 | 876.6387
2542 | 316.3154 | 865.8883 | 316.3154 | 865.8883
2543 | 343.3709 | 857.5379 | 343.3709 | 857.5379
2544 | 332.767 | 853.5257 | 332.767 | 853.5257
2545 | 316.4026 | 848.4052 | 316.4026 | 848.4052
2546 | 312.1873 | 826.3127 | 312.1873 | 826.3127
2547 | 313.8971 | 801.0381 | 313.8971 | 801.0381
2548 | 316.507 | 783.8609 | 316.507 | 783.8609
2549 | 332.3292 | 763.3931 | 332.3292 | 763.3931
2550 | 341.1447 | 736.8549 | 341.1447 | 736.8549
2551 | 326.8494 | 715.2402 | 326.8494 | 715.2402
2552 | 313.8024 | 698.2692 | 313.8024 | 698.2692
2553 | 299.9571 | 684.5363 | 299.9571 | 684.5363
2554 | 284.6469 | 673.3918 | 284.6469 | 673.3918
2555 | 264.6461 | 672.3611 | 264.6461 | 672.3611
2556 | 247.9238 | 683.4791 | 247.9238 | 683.4791
2557 | 236.5299 | 689.2657 | 236.5299 | 689.2657
2558 | 230.0929 | 690.979 | 230.0929 | 690.979
2559 | 226.4126 | 697.2124 | 226.4126 | 697.2124
2560 | 227.6847 | 711.5285 | 227.6847 | 711.5285
2561 | 230.3754 | 743.1282 | 230.3754 | 743.1282
2562 | 241.9838 | 749.0876 | 241.9838 | 749.0876
2563 | 257.5045 | 745.6933 | 257.5045 | 745.6933
2564 | 276.0776 | 736.3635 | 276.0776 | 736.3635
2565 | 296.0694 | 728.7785 | 296.0694 | 728.7785
2566 | 309.7494 | 720.0489 | 309.7494 | 720.0489
2567 | 332.3715 | 711.6674 | 332.3715 | 711.6674
2568 | 325.9425 | 707.7796 | 325.9425 | 707.7796
2569 | 307.4656 | 701.0114 | 307.4656 | 701.0114
2570 | 305.1675 | 687.4684 | 305.1675 | 687.4684
2571 | 304.0423 | 666.3286 | 304.0423 | 666.3286
2572 | 312.6781 | 635.1613 | 312.6781 | 635.1613
2573 | 329.1254 | 602.6309 | 329.1254 | 602.6309
2574 | 337.7981 | 577.616 | 337.7981 | 577.616
2575 | 323.7593 | 563.8048 | 323.7593 | 563.8048
2576 | 307.298 | 555.5387 | 307.298 | 555.5387
2577 | 295.8069 | 554.8633 | 295.8069 | 554.8633
2578 | 281.3392 | 559.5121 | 281.3392 | 559.5121
2579 | 265.3071 | 567.9325 | 265.3071 | 567.9325
2580 | 247.9422 | 578.6774 | 247.9422 | 578.6774
2581 | 238.0305 | 583.0028 | 238.0305 | 583.0028
2582 | 229.809 | 582.9441 | 229.809 | 582.9441
2583 | 226.67 | 587.1567 | 226.67 | 587.1567
2584 | 226.4632 | 598.3949 | 226.4632 | 598.3949
2585 | 231.2783 | 626.2018 | 231.2783 | 626.2018
2586 | 238.7719 | 626.9382 | 238.7719 | 626.9382
2587 | 250.9767 | 621.2122 | 250.9767 | 621.2122
2588 | 266.5087 | 615.6131 | 266.5087 | 615.6131
2589 | 282.2085 | 613.0335 | 282.2085 | 613.0335
2590 | 295.2888 | 608.5631 | 295.2888 | 608.5631
2591 | 315.7558 | 601.736 | 315.7558 | 601.736
2592 | 311.1019 | 597.6617 | 311.1019 | 597.6617
2593 | 299.094 | 592.1059 | 299.094 | 592.1059
2594 | 296.9052 | 585.185 | 296.9052 | 585.185
2595 | 297.156 | 583.3827 | 297.156 | 583.3827
2596 | 302.5431 | 585.232 | 302.5431 | 585.232
2597 | 315.5994 | 585.2832 | 315.5994 | 585.2832
2598 | 323.8728 | 579.3259 | 323.8728 | 579.3259
2599 | 314.4335 | 569.4941 | 314.4335 | 569.4941
2600 | 302.4388 | 562.1918 | 302.4388 | 562.1918
2601 | 291.0513 | 556.2623 | 291.0513 | 556.2623
2602 | 278.1902 | 549.5946 | 278.1902 | 549.5946
2603 | 260.288 | 545.9835 | 260.288 | 545.9835
2604 | 247.127 | 551.7231 | 247.127 | 551.7231
2605 | 235.5473 | 553.4992 | 235.5473 | 553.4992
2606 | 229.3196 | 564.9745 | 229.3196 | 564.9745
2607 | 227.0175 | 579.1668 | 227.0175 | 579.1668
2608 | 228.3755 | 598.1462 | 228.3755 | 598.1462
2609 | 231.0688 | 632.7305 | 231.0688 | 632.7305
2610 | 237.9182 | 647.799 | 237.9182 | 647.799
2611 | 251.5947 | 657.7109 | 251.5947 | 657.7109
2612 | 266.1619 | 662.4645 | 266.1619 | 662.4645
2613 | 280.216 | 665.0146 | 280.216 | 665.0146
2614 | 294.6217 | 662.7826 | 294.6217 | 662.7826
2615 | 316.5745 | 660.8676 | 316.5745 | 660.8676
2616 | 312.0453 | 656.7933 | 312.0453 | 656.7933
2617 | 301.8104 | 652.8231 | 301.8104 | 652.8231
2618 | 298.1205 | 628.8653 | 298.1205 | 628.8653
2619 | 298.6032 | 597.2795 | 298.6032 | 597.2795
2620 | 308.2641 | 582.6206 | 308.2641 | 582.6206
2621 | 326.8256 | 566.9094 | 326.8256 | 566.9094
2622 | 330.7526 | 552.496 | 330.7526 | 552.496
2623 | 316.3409 | 549.5348 | 316.3409 | 549.5348
2624 | 304.236 | 553.3003 | 304.236 | 553.3003
2625 | 292.4081 | 557.0706 | 292.4081 | 557.0706
2626 | 278.7023 | 560.9111 | 278.7023 | 560.9111
2627 | 259.8722 | 570.9481 | 259.8722 | 570.9481
2628 | 245.4417 | 584.5844 | 245.4417 | 584.5844
2629 | 233.7504 | 592.7337 | 233.7504 | 592.7337
2630 | 227.2277 | 602.0639 | 227.2277 | 602.0639
2631 | 224.2598 | 618.8677 | 224.2598 | 618.8677
2632 | 224.8702 | 648.2309 | 224.8702 | 648.2309
2633 | 227.428 | 695.5618 | 227.428 | 695.5618
2634 | 236.6283 | 712.5267 | 236.6283 | 712.5267
2635 | 254.7466 | 725.4853 | 254.7466 | 725.4853
2636 | 271.6517 | 736.2702 | 271.6517 | 736.2702
2637 | 283.7949 | 740.2815 | 283.7949 | 740.2815
2638 | 297.4524 | 736.9614 | 297.4524 | 736.9614
2639 | 323.4535 | 729.8857 | 323.4535 | 729.8857
2640 | 316.0096 | 729.0446 | 316.0096 | 729.0446
2641 | 303.2551 | 729.9243 | 303.2551 | 729.9243
2642 | 299.8172 | 712.8994 | 299.8172 | 712.8994
2643 | 301.7337 | 682.7437 | 301.7337 | 682.7437
2644 | 310.2821 | 654.8407 | 310.2821 | 654.8407
2645 | 326.1222 | 628.7147 | 326.1222 | 628.7147
2646 | 335.369 | 605.7517 | 335.369 | 605.7517
2647 | 319.5529 | 594.3344 | 319.5529 | 594.3344
2648 | 306.1175 | 595.9546 | 306.1175 | 595.9546
2649 | 296.2127 | 605.0412 | 296.2127 | 605.0412
2650 | 281.5201 | 615.2239 | 281.5201 | 615.2239
2651 | 263.0995 | 626.6911 | 263.0995 | 626.6911
2652 | 243.6678 | 640.0164 | 243.6678 | 640.0164
2653 | 233.3792 | 652.0519 | 233.3792 | 652.0519
2654 | 227.2935 | 665.3305 | 227.2935 | 665.3305
2655 | 224.364 | 687.8546 | 224.364 | 687.8546
2656 | 225.3404 | 720.3889 | 225.3404 | 720.3889
2657 | 229.9121 | 757.3671 | 229.9121 | 757.3671
2658 | 241.5657 | 767.0572 | 241.5657 | 767.0572
2659 | 262.96 | 774.6684 | 262.96 | 774.6684
2660 | 285.1597 | 777.2458 | 285.1597 | 777.2458
2661 | 300.2922 | 778.4902 | 300.2922 | 778.4902
2662 | 312.6758 | 774.7037 | 312.6758 | 774.7037
2663 | 335.8467 | 771.0477 | 335.8467 | 771.0477
2664 | 329.8101 | 778.694 | 329.8101 | 778.694
2665 | 313.1502 | 787.9367 | 313.1502 | 787.9367
2666 | 306.2697 | 766.4971 | 306.2697 | 766.4971
2667 | 314.2099 | 733.8854 | 314.2099 | 733.8854
2668 | 320.0108 | 719.8172 | 320.0108 | 719.8172
2669 | 337.668 | 699.0385 | 337.668 | 699.0385
2670 | 341.0119 | 673.2153 | 341.0119 | 673.2153
2671 | 323.6662 | 650.4503 | 323.6662 | 650.4503
2672 | 308.8773 | 636.8369 | 308.8773 | 636.8369
2673 | 295.8559 | 634.4827 | 295.8559 | 634.4827
2674 | 280.2104 | 644.4477 | 280.2104 | 644.4477
2675 | 260.8817 | 678.7033 | 260.8817 | 678.7033
2676 | 244.0521 | 693.9561 | 244.0521 | 693.9561
2677 | 233.0266 | 696.9758 | 233.0266 | 696.9758
2678 | 227.9674 | 702.3266 | 227.9674 | 702.3266
2679 | 224.7632 | 716.3634 | 224.7632 | 716.3634
2680 | 224.8773 | 738.1098 | 224.8773 | 738.1098
2681 | 230.7313 | 777.8549 | 230.7313 | 777.8549
2682 | 239.8194 | 792.8923 | 239.8194 | 792.8923
2683 | 261.2576 | 803.2394 | 261.2576 | 803.2394
2684 | 286.0129 | 809.392 | 286.0129 | 809.392
2685 | 301.6953 | 817.3206 | 301.6953 | 817.3206
2686 | 317.2235 | 825.9698 | 317.2235 | 825.9698
2687 | 337.3671 | 833.1639 | 337.3671 | 833.1639
2688 | 328.7488 | 837.3593 | 328.7488 | 837.3593
2689 | 313.9601 | 837.0266 | 313.9601 | 837.0266
2690 | 311.6073 | 819.2866 | 311.6073 | 819.2866
2691 | 313.1388 | 776.7885 | 313.1388 | 776.7885
2692 | 316.9207 | 723.1748 | 316.9207 | 723.1748
2693 | 332.9523 | 702.4583 | 332.9523 | 702.4583
2694 | 341.4256 | 690.19 | 341.4256 | 690.19
2695 | 323.7413 | 680.4203 | 323.7413 | 680.4203
2696 | 308.76 | 676.4756 | 308.76 | 676.4756
2697 | 294.3126 | 678.4739 | 294.3126 | 678.4739
2698 | 277.8482 | 689.4649 | 277.8482 | 689.4649
2699 | 259.6223 | 711.7822 | 259.6223 | 711.7822
2700 | 242.0754 | 732.8176 | 242.0754 | 732.8176
2701 | 232.4905 | 754.3975 | 232.4905 | 754.3975
2702 | 225.0552 | 777.9044 | 225.0552 | 777.9044
2703 | 223.1112 | 811.4341 | 223.1112 | 811.4341
2704 | 225.6545 | 845.554 | 225.6545 | 845.554
2705 | 228.7658 | 892.2009 | 228.7658 | 892.2009
2706 | 239.5561 | 913.6427 | 239.5561 | 913.6427
2707 | 261.7367 | 926.0728 | 261.7367 | 926.0728
2708 | 285.4112 | 935.3654 | 285.4112 | 935.3654
2709 | 304.7009 | 938.8482 | 304.7009 | 938.8482
2710 | 319.2615 | 931.331 | 319.2615 | 931.331
2711 | 339.7947 | 924.0998 | 339.7947 | 924.0998
2712 | 332.698 | 924.72 | 332.698 | 924.72
2713 | 314.1894 | 926.408 | 314.1894 | 926.408
2714 | 310.4319 | 920.4819 | 310.4319 | 920.4819
2715 | 316.1215 | 898.3783 | 316.1215 | 898.3783
2716 | 320.8634 | 870.3821 | 320.8634 | 870.3821
2717 | 335.6567 | 835.6755 | 335.6567 | 835.6755
2718 | 342.7859 | 802.9505 | 342.7859 | 802.9505
2719 | 329.1485 | 773.2216 | 329.1485 | 773.2216
2720 | 313.5925 | 753.639 | 313.5925 | 753.639
2721 | 299.7547 | 741.6782 | 299.7547 | 741.6782
2722 | 284.8471 | 751.55 | 284.8471 | 751.55
2723 | 267.7786 | 798.0858 | 267.7786 | 798.0858
2724 | 251.3074 | 811.9085 | 251.3074 | 811.9085
2725 | 240.9775 | 797.9224 | 240.9775 | 797.9224
2726 | 236.4086 | 779.1169 | 236.4086 | 779.1169
2727 | 231.5404 | 779.5988 | 231.5404 | 779.5988
2728 | 233.8121 | 796.744 | 233.8121 | 796.744
2729 | 237.117 | 838.8518 | 237.117 | 838.8518
2730 | 248.2552 | 866.5115 | 248.2552 | 866.5115
2731 | 264.0674 | 873.5942 | 264.0674 | 873.5942
2732 | 281.1088 | 852.3573 | 281.1088 | 852.3573
2733 | 299.8465 | 829.2277 | 299.8465 | 829.2277
2734 | 312.2641 | 822.7676 | 312.2641 | 822.7676
2735 | 329.9465 | 824.832 | 329.9465 | 824.832
2736 | 328.2805 | 826.0429 | 328.2805 | 826.0429
2737 | 310.3541 | 823.4095 | 310.3541 | 823.4095
2738 | 307.4394 | 813.4729 | 307.4394 | 813.4729
2739 | 313.2133 | 781.3275 | 313.2133 | 781.3275
2740 | 317.4608 | 745.1859 | 317.4608 | 745.1859
2741 | 331.6901 | 713.0908 | 331.6901 | 713.0908
2742 | 334.2092 | 678.2517 | 334.2092 | 678.2517
2743 | 319.2613 | 640.0976 | 319.2613 | 640.0976
2744 | 308.4866 | 613.8309 | 308.4866 | 613.8309
2745 | 296.0348 | 600.9996 | 296.0348 | 600.9996
2746 | 283.4874 | 619.7007 | 283.4874 | 619.7007
2747 | 267.771 | 647.1788 | 267.771 | 647.1788
2748 | 251.6748 | 645.2705 | 251.6748 | 645.2705
2749 | 240.7856 | 637.9685 | 240.7856 | 637.9685
2750 | 234.9533 | 635.3605 | 234.9533 | 635.3605
2751 | 231.9795 | 639.4487 | 231.9795 | 639.4487
2752 | 232.1564 | 649.1636 | 232.1564 | 649.1636
2753 | 236.6909 | 679.7063 | 236.6909 | 679.7063
2754 | 246.3361 | 687.7797 | 246.3361 | 687.7797
2755 | 258.6434 | 687.5565 | 258.6434 | 687.5565
2756 | 271.431 | 681.4911 | 271.431 | 681.4911
2757 | 286.7434 | 677.699 | 286.7434 | 677.699
2758 | 301.5888 | 678.6692 | 301.5888 | 678.6692
2759 | 317.7287 | 692.4543 | 317.7287 | 692.4543
2760 | 315.0435 | 708.7123 | 315.0435 | 708.7123
2761 | 302.0136 | 710.7423 | 302.0136 | 710.7423
2762 | 303.3906 | 692.0385 | 303.3906 | 692.0385
2763 | 304.0039 | 653.3955 | 304.0039 | 653.3955
2764 | 313.2456 | 621.2955 | 313.2456 | 621.2955
2765 | 331.0198 | 596.5685 | 331.0198 | 596.5685
2766 | 329.7717 | 577.243 | 329.7717 | 577.243
2767 | 314.9828 | 564.1157 | 314.9828 | 564.1157
2768 | 303.8795 | 559.3938 | 303.8795 | 559.3938
2769 | 292.9364 | 561.9516 | 292.9364 | 561.9516
2770 | 281.7656 | 587.71 | 281.7656 | 587.71
2771 | 267.636 | 625.2921 | 267.636 | 625.2921
2772 | 252.4913 | 651.4261 | 252.4913 | 651.4261
2773 | 240.7087 | 664.9228 | 240.7087 | 664.9228
2774 | 234.8667 | 669.8695 | 234.8667 | 669.8695
2775 | 231.6196 | 682.4451 | 231.6196 | 682.4451
2776 | 232.6009 | 708.202 | 232.6009 | 708.202
2777 | 236.0669 | 753.9162 | 236.0669 | 753.9162
2778 | 245.5212 | 778.2182 | 245.5212 | 778.2182
2779 | 258.7679 | 791.6431 | 258.7679 | 791.6431
2780 | 272.1439 | 797.9512 | 272.1439 | 797.9512
2781 | 283.4735 | 805.5688 | 283.4735 | 805.5688
2782 | 294.9795 | 810.7983 | 294.9795 | 810.7983
2783 | 313.4792 | 812.7073 | 313.4792 | 812.7073
2784 | 311.1233 | 811.8973 | 311.1233 | 811.8973
2785 | 300.5028 | 809.3572 | 300.5028 | 809.3572
2786 | 299.576 | 795.6588 | 299.576 | 795.6588
2787 | 303.6418 | 768.5188 | 303.6418 | 768.5188
2788 | 310.7117 | 737.9111 | 310.7117 | 737.9111
2789 | 328.2901 | 706.1268 | 328.2901 | 706.1268
2790 | 333.4149 | 668.0545 | 333.4149 | 668.0545
2791 | 316.5707 | 634.4705 | 316.5707 | 634.4705
2792 | 306.7989 | 611.8101 | 306.7989 | 611.8101
2793 | 295.9568 | 597.3311 | 295.9568 | 597.3311
2794 | 282.9632 | 591.1609 | 282.9632 | 591.1609
2795 | 265.9366 | 587.5809 | 265.9366 | 587.5809
2796 | 250.035 | 592.8852 | 250.035 | 592.8852
2797 | 240.6265 | 602.1848 | 240.6265 | 602.1848
2798 | 235.854 | 612.2612 | 235.854 | 612.2612
2799 | 233.0748 | 628.8784 | 233.0748 | 628.8784
2800 | 233.8326 | 652.8632 | 233.8326 | 652.8632
2801 | 238.5209 | 693.6653 | 238.5209 | 693.6653
2802 | 246.8117 | 709.2624 | 246.8117 | 709.2624
2803 | 261.6344 | 718.397 | 261.6344 | 718.397
2804 | 280.7296 | 724.5185 | 280.7296 | 724.5185
2805 | 293.9904 | 735.1207 | 293.9904 | 735.1207
2806 | 303.4235 | 746.1638 | 303.4235 | 746.1638
2807 | 320.7914 | 754.6948 | 320.7914 | 754.6948
2808 | 315.4102 | 764.6417 | 315.4102 | 764.6417
2809 | 300.5953 | 774.1331 | 300.5953 | 774.1331
2810 | 299.3815 | 784.1869 | 299.3815 | 784.1869
2811 | 304.0844 | 791.7735 | 304.0844 | 791.7735
2812 | 314.4597 | 795.2706 | 314.4597 | 795.2706
2813 | 331.8945 | 797.1871 | 331.8945 | 797.1871
2814 | 335.2945 | 795.7067 | 335.2945 | 795.7067
2815 | 318.8719 | 794.4555 | 318.8719 | 794.4555
2816 | 308.9604 | 796.1379 | 308.9604 | 796.1379
2817 | 296.6184 | 799.7217 | 296.6184 | 799.7217
2818 | 281.2189 | 804.6503 | 281.2189 | 804.6503
2819 | 261.5028 | 812.8531 | 261.5028 | 812.8531
2820 | 245.7425 | 830.1579 | 245.7425 | 830.1579
2821 | 237.3269 | 846.8568 | 237.3269 | 846.8568
2822 | 232.7367 | 859.4824 | 232.7367 | 859.4824
2823 | 230.12 | 875.3846 | 230.12 | 875.3846
2824 | 233.6501 | 897.2242 | 233.6501 | 897.2242
2825 | 238.2033 | 935.3527 | 238.2033 | 935.3527
2826 | 251.603 | 948.2139 | 251.603 | 948.2139
2827 | 273.7846 | 953.6489 | 273.7846 | 953.6489
2828 | 297.6907 | 953.335 | 297.6907 | 953.335
2829 | 314.9263 | 949.8227 | 314.9263 | 949.8227
2830 | 325.2162 | 942.3677 | 325.2162 | 942.3677
2831 | 343.4763 | 934.0795 | 343.4763 | 934.0795
2832 | 333.4493 | 926.2123 | 333.4493 | 926.2123
2833 | 314.0431 | 917.1745 | 314.0431 | 917.1745
2834 | 313.965 | 912.4298 | 313.965 | 912.4298
2835 | 320.003 | 920.4206 | 320.003 | 920.4206
2836 | 327.4136 | 933.7108 | 327.4136 | 933.7108
2837 | 344.5244 | 944.9229 | 344.5244 | 944.9229
2838 | 347.6467 | 950.9039 | 347.6467 | 950.9039
2839 | 333.3811 | 950.0258 | 333.3811 | 950.0258
2840 | 318.1677 | 943.0654 | 318.1677 | 943.0654
2841 | 304.0202 | 932.6591 | 304.0202 | 932.6591
2842 | 289.0853 | 919.7114 | 289.0853 | 919.7114
2843 | 269.1063 | 905.4989 | 269.1063 | 905.4989
2844 | 249.5312 | 899.6422 | 249.5312 | 899.6422
2845 | 240.2581 | 891.8117 | 240.2581 | 891.8117
2846 | 234.6814 | 881.2449 | 234.6814 | 881.2449
2847 | 233.268 | 878.4002 | 233.268 | 878.4002
2848 | 235.7454 | 887.8042 | 235.7454 | 887.8042
2849 | 241.2005 | 920.4299 | 241.2005 | 920.4299
2850 | 253.0236 | 932.3273 | 253.0236 | 932.3273
2851 | 276.6454 | 942.2392 | 276.6454 | 942.2392
2852 | 299.8347 | 953.4904 | 299.8347 | 953.4904
2853 | 314.1889 | 968.0409 | 314.1889 | 968.0409
2854 | 327.1722 | 980.5141 | 327.1722 | 980.5141
2855 | 345.6287 | 993.7396 | 345.6287 | 993.7396
2856 | 335.2841 | 1010.4018 | 335.2841 | 1010.4018
2857 | 320.9066 | 1024.6809 | 320.9066 | 1024.6809
2858 | 320.3947 | 1033.7398 | 320.3947 | 1033.7398
2859 | 324.7922 | 1039.772 | 324.7922 | 1039.772
2860 | 332.6155 | 1042.0877 | 332.6155 | 1042.0877
2861 | 349.0964 | 1038.3459 | 349.0964 | 1038.3459
2862 | 355.3167 | 1029.715 | 355.3167 | 1029.715
2863 | 339.3029 | 1023.2097 | 339.3029 | 1023.2097
2864 | 323.2602 | 1022.7781 | 323.2602 | 1022.7781
2865 | 309.0151 | 1021.1079 | 309.0151 | 1021.1079
2866 | 295.5206 | 1017.2693 | 295.5206 | 1017.2693
2867 | 274.4198 | 1017.3267 | 274.4198 | 1017.3267
2868 | 256.3333 | 1023.5948 | 256.3333 | 1023.5948
2869 | 247.6202 | 1022.1998 | 247.6202 | 1022.1998
2870 | 240.3666 | 1019.8405 | 240.3666 | 1019.8405
2871 | 238.6083 | 1028.7165 | 238.6083 | 1028.7165
2872 | 241.8833 | 1046.7011 | 241.8833 | 1046.7011
2873 | 244.2606 | 1090.6432 | 244.2606 | 1090.6432
2874 | 259.1257 | 1112.3648 | 259.1257 | 1112.3648
2875 | 281.5802 | 1128.4945 | 281.5802 | 1128.4945
2876 | 308.9154 | 1138.5333 | 308.9154 | 1138.5333
2877 | 318.008 | 1146.6794 | 318.008 | 1146.6794
2878 | 331.0889 | 1153.4633 | 331.0889 | 1153.4633
2879 | 348.2629 | 1165.6317 | 348.2629 | 1165.6317
2880 | 338.6303 | 1175.0812 | 338.6303 | 1175.0812
2881 | 322.1475 | 1172.3235 | 322.1475 | 1172.3235
2882 | 321.3239 | 1165.5269 | 321.3239 | 1165.5269
2883 | 324.8717 | 1141.3093 | 324.8717 | 1141.3093
2884 | 333.8025 | 1110.4839 | 333.8025 | 1110.4839
2885 | 352.6445 | 1072.3575 | 352.6445 | 1072.3575
2886 | 357.2006 | 1041.7465 | 357.2006 | 1041.7465
2887 | 340.0917 | 1015.8105 | 340.0917 | 1015.8105
2888 | 327.9441 | 993.461 | 327.9441 | 993.461
2889 | 316.5877 | 973.3549 | 316.5877 | 973.3549
2890 | 298.998 | 957.3915 | 298.998 | 957.3915
2891 | 279.7623 | 952.226 | 279.7623 | 952.226
2892 | 258.9537 | 941.737 | 258.9537 | 941.737
2893 | 247.0896 | 921.8128 | 247.0896 | 921.8128
2894 | 240.5852 | 904.8105 | 240.5852 | 904.8105
2895 | 238.7991 | 899.2611 | 238.7991 | 899.2611
2896 | 239.833 | 907.7324 | 239.833 | 907.7324
2897 | 244.8674 | 936.161 | 244.8674 | 936.161
2898 | 255.4383 | 940.1618 | 255.4383 | 940.1618
2899 | 273.0105 | 939.2857 | 273.0105 | 939.2857
2900 | 292.3224 | 934.7747 | 292.3224 | 934.7747
2901 | 307.6898 | 932.6304 | 307.6898 | 932.6304
2902 | 318.2712 | 931.0823 | 318.2712 | 931.0823
2903 | 337.2257 | 931.2192 | 337.2257 | 931.2192
2904 | 327.8774 | 937.1867 | 327.8774 | 937.1867
2905 | 310.2286 | 943.1961 | 310.2286 | 943.1961
2906 | 306.937 | 945.0423 | 306.937 | 945.0423
2907 | 310.1869 | 939.4161 | 310.1869 | 939.4161
2908 | 313.9244 | 910.3317 | 313.9244 | 910.3317
2909 | 325.1056 | 884.8275 | 325.1056 | 884.8275
2910 | 320.64 | 866.2481 | 320.64 | 866.2481
2911 | 312.7008 | 850.2295 | 312.7008 | 850.2295
2912 | 300.4847 | 843.1759 | 300.4847 | 843.1759
2913 | 293.4353 | 846.2001 | 293.4353 | 846.2001
2914 | 283.4855 | 865.2432 | 283.4855 | 865.2432
2915 | 270.9569 | 906.4005 | 270.9569 | 906.4005
2916 | 262.387 | 1102.5738 | 262.387 | 1102.5738
2917 | 251.9974 | 1119.2965 | 251.9974 | 1119.2965
2918 | 243.8527 | 1129.7191 | 243.8527 | 1129.7191
2919 | 245.3805 | 1130.1615 | 245.3805 | 1130.1615
2920 | 244.726 | 1138.057 | 244.726 | 1138.057
2921 | 247.5847 | 1167.1216 | 247.5847 | 1167.1216
2922 | 256.8493 | 1209.1689 | 256.8493 | 1209.1689
2923 | 270.4851 | 1231.1673 | 270.4851 | 1231.1673
2924 | 290.045 | 1254.3957 | 290.045 | 1254.3957
2925 | 299.8592 | 1268.3168 | 299.8592 | 1268.3168
2926 | 313.1219 | 1280.3073 | 313.1219 | 1280.3073
2927 | 331.5013 | 1289.4275 | 331.5013 | 1289.4275
2928 | 329.8672 | 1298.4818 | 329.8672 | 1298.4818
2929 | 318.8289 | 1305.3118 | 318.8289 | 1305.3118
2930 | 317.4533 | 1306.0577 | 317.4533 | 1306.0577
2931 | 320.7168 | 1267.9322 | 320.7168 | 1267.9322
2932 | 336.1342 | 1215.0209 | 336.1342 | 1215.0209
2933 | 350.504 | 1161.1573 | 350.504 | 1161.1573
2934 | 340.6378 | 1100.2291 | 340.6378 | 1100.2291
2935 | 332.0739 | 1049.7529 | 332.0739 | 1049.7529
2936 | 320.1009 | 1012.7885 | 320.1009 | 1012.7885
2937 | 305.5103 | 986.3683 | 305.5103 | 986.3683
2938 | 292.1781 | 1009.908 | 292.1781 | 1009.908
2939 | 276.119 | 1047.8436 | 276.119 | 1047.8436
2940 | 261.2761 | 1052.6071 | 261.2761 | 1052.6071
2941 | 250.3614 | 1042.2783 | 250.3614 | 1042.2783
2942 | 244.3408 | 1024.2949 | 244.3408 | 1024.2949
2943 | 242.552 | 1001.2365 | 242.552 | 1001.2365
2944 | 243.7977 | 990.1337 | 243.7977 | 990.1337
2945 | 250.6856 | 1006.5327 | 250.6856 | 1006.5327
2946 | 260.0291 | 1040.6 | 260.0291 | 1040.6
2947 | 270.3955 | 1053.3005 | 270.3955 | 1053.3005
2948 | 284.4716 | 1072.7586 | 284.4716 | 1072.7586
2949 | 297.1762 | 1093.3418 | 297.1762 | 1093.3418
2950 | 315.1155 | 1103.2459 | 315.1155 | 1103.2459
2951 | 327.654 | 1108.0466 | 327.654 | 1108.0466
2952 | 322.0257 | 1120.1026 | 322.0257 | 1120.1026
2953 | 313.2036 | 1133.8877 | 313.2036 | 1133.8877
2954 | 311.4515 | 1143.8581 | 311.4515 | 1143.8581
2955 | 320.9489 | 1136.0055 | 320.9489 | 1136.0055
2956 | 335.8393 | 1123.4702 | 335.8393 | 1123.4702
2957 | 355.3288 | 1106.8345 | 355.3288 | 1106.8345
2958 | 343.3045 | 1078.1559 | 343.3045 | 1078.1559
2959 | 327.6036 | 1052.9009 | 327.6036 | 1052.9009
2960 | 315.3259 | 1040.4257 | 315.3259 | 1040.4257
2961 | 307.2246 | 1030.5146 | 307.2246 | 1030.5146
2962 | 291.5968 | 1051.1992 | 291.5968 | 1051.1992
2963 | 273.9959 | 1085.0349 | 273.9959 | 1085.0349
2964 | 258.2552 | 1098.9133 | 258.2552 | 1098.9133
2965 | 246.8431 | 1107.9488 | 246.8431 | 1107.9488
2966 | 242.9324 | 1112.002 | 242.9324 | 1112.002
2967 | 241.2706 | 1106.8071 | 241.2706 | 1106.8071
2968 | 241.4297 | 1104.5263 | 241.4297 | 1104.5263
2969 | 248.7218 | 1119.461 | 248.7218 | 1119.461
2970 | 256.5664 | 1148.916 | 256.5664 | 1148.916
2971 | 271.652 | 1156.4918 | 271.652 | 1156.4918
2972 | 290.9243 | 1161.271 | 290.9243 | 1161.271
2973 | 302.6828 | 1158.6829 | 302.6828 | 1158.6829
2974 | 313.0361 | 1160.3873 | 313.0361 | 1160.3873
2975 | 322.6243 | 1162.5157 | 322.6243 | 1162.5157
2976 | 325.2344 | 1162.0892 | 325.2344 | 1162.0892
2977 | 311.1394 | 1153.2154 | 311.1394 | 1153.2154
2978 | 311.8609 | 1132.1077 | 311.8609 | 1132.1077
2979 | 318.4914 | 1089.7726 | 318.4914 | 1089.7726
2980 | 341.9132 | 1044.9878 | 341.9132 | 1044.9878
2981 | 355.3925 | 1022.422 | 355.3925 | 1022.422
2982 | 343.8498 | 1005.8964 | 343.8498 | 1005.8964
2983 | 330.3523 | 988.8411 | 330.3523 | 988.8411
2984 | 317.3798 | 983.2477 | 317.3798 | 983.2477
2985 | 304.8586 | 989.6994 | 304.8586 | 989.6994
2986 | 294.9178 | 1018.7666 | 294.9178 | 1018.7666
2987 | 276.3724 | 1053.5907 | 276.3724 | 1053.5907
2988 | 258.0286 | 1095.4357 | 258.0286 | 1095.4357
2989 | 247.9664 | 1156.8539 | 247.9664 | 1156.8539
2990 | 243.3052 | 1228.4079 | 243.3052 | 1228.4079
2991 | 241.727 | 1287.1997 | 241.727 | 1287.1997
2992 | 244.3303 | 1336.8256 | 244.3303 | 1336.8256
2993 | 252.237 | 1393.4542 | 252.237 | 1393.4542
2994 | 263.6053 | 1453.3285 | 263.6053 | 1453.3285
2995 | 277.4432 | 1480.5614 | 277.4432 | 1480.5614
2996 | 301.3145 | 1498.4089 | 301.3145 | 1498.4089
2997 | 317.5272 | 1502.0071 | 317.5272 | 1502.0071
2998 | 327.6743 | 1504.1508 | 327.6743 | 1504.1508
2999 | 349.1987 | 1504.3025 | 349.1987 | 1504.3025
3000 | 344.5576 | 1506.3286 | 344.5576 | 1506.3286
3001 | 324.7655 | 1507.4481 | 324.7655 | 1507.4481
3002 | 324.5428 | 1502.6299 | 324.5428 | 1502.6299
3003 | 335.7144 | 1490.3846 | 335.7144 | 1490.3846
3004 | 352.9345 | 1465.3668 | 352.9345 | 1465.3668
3005 | 367.5507 | 1434.9674 | 367.5507 | 1434.9674
3006 | 361.001 | 1401.4203 | 361.001 | 1401.4203
3007 | 342.2694 | 1372.3217 | 342.2694 | 1372.3217
3008 | 329.2069 | 1352.5254 | 329.2069 | 1352.5254
3009 | 317.7219 | 1339.5028 | 317.7219 | 1339.5028
3010 | 301.9442 | 1350.2672 | 301.9442 | 1350.2672
3011 | 281.1977 | 1364.0065 | 281.1977 | 1364.0065
3012 | 265.9535 | 1376.6768 | 265.9535 | 1376.6768
3013 | 252.0583 | 1402.4777 | 252.0583 | 1402.4777
3014 | 247.8559 | 1438.3778 | 247.8559 | 1438.3778
3015 | 246.2127 | 1476.7437 | 246.2127 | 1476.7437
3016 | 246.712 | 1515.0218 | 246.712 | 1515.0218
3017 | 253.8553 | 1544.5257 | 253.8553 | 1544.5257
3018 | 264.5775 | 1562.4865 | 264.5775 | 1562.4865
3019 | 280.4512 | 1556.5181 | 280.4512 | 1556.5181
3020 | 303.0827 | 1556.0628 | 303.0827 | 1556.0628
3021 | 316.1405 | 1552.9988 | 316.1405 | 1552.9988
3022 | 328.4119 | 1549.2123 | 328.4119 | 1549.2123
3023 | 348.542 | 1541.1644 | 348.542 | 1541.1644
3024 | 345.9171 | 1532.3552 | 345.9171 | 1532.3552
3025 | 330.1333 | 1524.1037 | 330.1333 | 1524.1037
3026 | 328.6652 | 1516.9061 | 328.6652 | 1516.9061
3027 | 337.1587 | 1500.8172 | 337.1587 | 1500.8172
3028 | 358.5256 | 1470.2354 | 358.5256 | 1470.2354
3029 | 365.9292 | 1434.455 | 365.9292 | 1434.455
3030 | 362.6878 | 1397.3936 | 362.6878 | 1397.3936
3031 | 346.106 | 1368.4049 | 346.106 | 1368.4049
3032 | 328.7955 | 1351.0245 | 328.7955 | 1351.0245
3033 | 317.098 | 1337.8189 | 317.098 | 1337.8189
3034 | 305.7835 | 1357.3687 | 305.7835 | 1357.3687
3035 | 283.5357 | 1402.479 | 283.5357 | 1402.479
3036 | 263.9241 | 1439.5653 | 263.9241 | 1439.5653
3037 | 252.7379 | 1455.9951 | 252.7379 | 1455.9951
3038 | 248.2037 | 1471.2863 | 248.2037 | 1471.2863
3039 | 245.2187 | 1490.8734 | 245.2187 | 1490.8734
3040 | 248.7493 | 1522.5626 | 248.7493 | 1522.5626
3041 | 254.144 | 1579.7769 | 254.144 | 1579.7769
3042 | 262.7404 | 1646.716 | 262.7404 | 1646.716
3043 | 276.5953 | 1683.9057 | 276.5953 | 1683.9057
3044 | 298.227 | 1719.873 | 298.227 | 1719.873
3045 | 314.2534 | 1747.0452 | 314.2534 | 1747.0452
3046 | 326.3497 | 1756.6564 | 326.3497 | 1756.6564
3047 | 344.8133 | 1748.6818 | 344.8133 | 1748.6818
3048 | 340.9647 | 1738.1521 | 340.9647 | 1738.1521
3049 | 326.7763 | 1728.5462 | 326.7763 | 1728.5462
3050 | 328.8173 | 1721.312 | 328.8173 | 1721.312
3051 | 337.6363 | 1709.689 | 337.6363 | 1709.689
3052 | 359.0622 | 1689.2835 | 359.0622 | 1689.2835
3053 | 367.8554 | 1662.1054 | 367.8554 | 1662.1054
3054 | 360.9107 | 1629.0341 | 360.9107 | 1629.0341
3055 | 348.2359 | 1600.5578 | 348.2359 | 1600.5578
3056 | 333.2695 | 1581.8963 | 333.2695 | 1581.8963
3057 | 318.3223 | 1571.4727 | 318.3223 | 1571.4727
3058 | 305.0944 | 1616.0241 | 305.0944 | 1616.0241
3059 | 283.2569 | 1690.8216 | 283.2569 | 1690.8216
3060 | 267.2995 | 1727.4686 | 267.2995 | 1727.4686
3061 | 255.2413 | 1747.6688 | 255.2413 | 1747.6688
3062 | 249.7186 | 1766.4009 | 249.7186 | 1766.4009
3063 | 248.0564 | 1779.1428 | 248.0564 | 1779.1428
3064 | 249.9103 | 1784.8054 | 249.9103 | 1784.8054
3065 | 255.1107 | 1783.8167 | 255.1107 | 1783.8167
3066 | 264.3556 | 1775.7509 | 264.3556 | 1775.7509
3067 | 277.874 | 1744.122 | 277.874 | 1744.122
3068 | 299.7677 | 1715.6267 | 299.7677 | 1715.6267
3069 | 312.4207 | 1678.7025 | 312.4207 | 1678.7025
3070 | 319.8779 | 1632.7464 | 319.8779 | 1632.7464
3071 | 338.2647 | 1582.9681 | 338.2647 | 1582.9681
3072 | 336.4715 | 1541.1406 | 336.4715 | 1541.1406
3073 | 322.2861 | 1503.0189 | 322.2861 | 1503.0189
3074 | 323.2524 | 1476.9328 | 323.2524 | 1476.9328
3075 | 329.8997 | 1459.4895 | 329.8997 | 1459.4895
3076 | 352.0258 | 1447.5399 | 352.0258 | 1447.5399
3077 | 360.9299 | 1431.5631 | 360.9299 | 1431.5631
3078 | 353.2128 | 1413.3903 | 353.2128 | 1413.3903
3079 | 339.319 | 1407.0604 | 339.319 | 1407.0604
3080 | 325.1869 | 1413.7666 | 325.1869 | 1413.7666
3081 | 314.3376 | 1417.8389 | 314.3376 | 1417.8389
3082 | 299.2201 | 1439.6216 | 299.2201 | 1439.6216
3083 | 280.0792 | 1478.8383 | 280.0792 | 1478.8383
3084 | 267.0658 | 1540.9995 | 267.0658 | 1540.9995
3085 | 255.8643 | 1620.7571 | 255.8643 | 1620.7571
3086 | 250.3729 | 1697.143 | 250.3729 | 1697.143
3087 | 249.391 | 1761.1328 | 249.391 | 1761.1328
3088 | 246.3112 | 1825.1814 | 246.3112 | 1825.1814
3089 | 251.3802 | 1889.6436 | 251.3802 | 1889.6436
3090 | 261.0825 | 1942.1601 | 261.0825 | 1942.1601
3091 | 272.5894 | 1960.9372 | 272.5894 | 1960.9372
3092 | 287.6918 | 1979.8462 | 287.6918 | 1979.8462
3093 | 300.2416 | 1994.6458 | 300.2416 | 1994.6458
3094 | 312.8244 | 2007.7345 | 312.8244 | 2007.7345
3095 | 328.4884 | 2010.8513 | 328.4884 | 2010.8513
3096 | 327.92 | 2002.2251 | 327.92 | 2002.2251
3097 | 312.8358 | 1975.744 | 312.8358 | 1975.744
3098 | 313.2744 | 1942.7029 | 313.2744 | 1942.7029
3099 | 319.1126 | 1902.015 | 319.1126 | 1902.015
3100 | 343.8856 | 1851.3733 | 343.8856 | 1851.3733
3101 | 351.4691 | 1807.7958 | 351.4691 | 1807.7958
3102 | 340.697 | 1760.5215 | 340.697 | 1760.5215
3103 | 326.4501 | 1709.606 | 326.4501 | 1709.606
3104 | 317.7617 | 1668.798 | 317.7617 | 1668.798
3105 | 307.0175 | 1636.3379 | 307.0175 | 1636.3379
3106 | 294.6505 | 1619.9775 | 294.6505 | 1619.9775
3107 | 277.4381 | 1600.0762 | 277.4381 | 1600.0762
3108 | 262.3212 | 1579.0328 | 262.3212 | 1579.0328
3109 | 251.8056 | 1563.7621 | 251.8056 | 1563.7621
3110 | 247.1657 | 1554.3444 | 247.1657 | 1554.3444
3111 | 245.1888 | 1547.0997 | 245.1888 | 1547.0997
3112 | 244.8634 | 1551.1882 | 244.8634 | 1551.1882
3113 | 249.2654 | 1571.4674 | 249.2654 | 1571.4674
3114 | 258.5985 | 1601.325 | 258.5985 | 1601.325
3115 | 267.6068 | 1606.558 | 267.6068 | 1606.558
3116 | 282.4414 | 1612.8747 | 282.4414 | 1612.8747
3117 | 295.4959 | 1617.9372 | 295.4959 | 1617.9372
3118 | 305.9591 | 1624.8029 | 305.9591 | 1624.8029
3119 | 320.3616 | 1628.5421 | 320.3616 | 1628.5421
3120 | 320.3518 | 1637.3768 | 320.3518 | 1637.3768
3121 | 310.8332 | 1655.9938 | 310.8332 | 1655.9938
3122 | 310.758 | 1685.109 | 310.758 | 1685.109
3123 | 322.734 | 1710.5309 | 322.734 | 1710.5309
3124 | 343.7236 | 1711.8692 | 343.7236 | 1711.8692
3125 | 353.4776 | 1705.5929 | 353.4776 | 1705.5929
3126 | 344.0756 | 1680.7945 | 344.0756 | 1680.7945
3127 | 330.3431 | 1649.4996 | 330.3431 | 1649.4996
3128 | 317.7204 | 1626.8114 | 317.7204 | 1626.8114
3129 | 308.1244 | 1610.2747 | 308.1244 | 1610.2747
3130 | 292.6856 | 1616.5366 | 292.6856 | 1616.5366
3131 | 276.3051 | 1624.0529 | 276.3051 | 1624.0529
3132 | 261.7771 | 1637.492 | 261.7771 | 1637.492
3133 | 249.5529 | 1662.0116 | 249.5529 | 1662.0116
3134 | 245.9676 | 1700.2179 | 245.9676 | 1700.2179
3135 | 244.5769 | 1737.4856 | 244.5769 | 1737.4856
3136 | 245.9431 | 1775.9102 | 245.9431 | 1775.9102
3137 | 250.774 | 1821.1544 | 250.774 | 1821.1544
3138 | 257.533 | 1868.9122 | 257.533 | 1868.9122
3139 | 269.4267 | 1887.7259 | 269.4267 | 1887.7259
3140 | 281.6029 | 1905.2439 | 281.6029 | 1905.2439
3141 | 298.4167 | 1915.9436 | 298.4167 | 1915.9436
3142 | 309.1504 | 1921.1988 | 309.1504 | 1921.1988
3143 | 326.1712 | 1907.9163 | 326.1712 | 1907.9163
3144 | 324.0379 | 1910.4182 | 324.0379 | 1910.4182
3145 | 316.554 | 1916.3697 | 316.554 | 1916.3697
3146 | 314.3482 | 1906.8293 | 314.3482 | 1906.8293
3147 | 322.7412 | 1886.0915 | 322.7412 | 1886.0915
3148 | 347.5646 | 1849.726 | 347.5646 | 1849.726
3149 | 355.5987 | 1805.8557 | 355.5987 | 1805.8557
3150 | 341.8244 | 1769.1971 | 341.8244 | 1769.1971
3151 | 330.6649 | 1744.9671 | 330.6649 | 1744.9671
3152 | 317.5001 | 1734.8712 | 317.5001 | 1734.8712
3153 | 309.4902 | 1738.0283 | 309.4902 | 1738.0283
3154 | 294.9534 | 1782.3967 | 294.9534 | 1782.3967
3155 | 276.621 | 1827.7266 | 276.621 | 1827.7266
3156 | 263.2456 | 1844.2406 | 263.2456 | 1844.2406
3157 | 253.2661 | 1863.123 | 253.2661 | 1863.123
3158 | 244.529 | 1889.7253 | 244.529 | 1889.7253
3159 | 244.2975 | 1915.389 | 244.2975 | 1915.389
3160 | 245.4921 | 1944.1863 | 245.4921 | 1944.1863
3161 | 251.5631 | 1985.8432 | 251.5631 | 1985.8432
3162 | 261.3265 | 2034.3331 | 261.3265 | 2034.3331
3163 | 273.4907 | 2054.0619 | 273.4907 | 2054.0619
3164 | 286.1353 | 2067.5899 | 286.1353 | 2067.5899
3165 | 302.573 | 2069.6873 | 302.573 | 2069.6873
3166 | 318.6665 | 2066.7428 | 318.6665 | 2066.7428
3167 | 334.52 | 2057.194 | 334.52 | 2057.194
3168 | 335.5198 | 2045.2734 | 335.5198 | 2045.2734
3169 | 318.1384 | 2028.0169 | 318.1384 | 2028.0169
3170 | 317.1152 | 2004.969 | 317.1152 | 2004.969
3171 | 330.4918 | 1945.2096 | 330.4918 | 1945.2096
3172 | 351.2739 | 1827.9823 | 351.2739 | 1827.9823
3173 | 360.9154 | 1727.1902 | 360.9154 | 1727.1902
3174 | 348.6998 | 1633.7928 | 348.6998 | 1633.7928
3175 | 337.4099 | 1550.7742 | 337.4099 | 1550.7742
3176 | 323.5743 | 1484.2324 | 323.5743 | 1484.2324
3177 | 314.4196 | 1430.9803 | 314.4196 | 1430.9803
3178 | 300.5027 | 1396.4269 | 300.5027 | 1396.4269
3179 | 282.4299 | 1358.1862 | 282.4299 | 1358.1862
3180 | 265.7008 | 1327.186 | 265.7008 | 1327.186
3181 | 255.8865 | 1308.5476 | 255.8865 | 1308.5476
3182 | 246.5595 | 1299.0568 | 246.5595 | 1299.0568
3183 | 247.2467 | 1299.4626 | 247.2467 | 1299.4626
3184 | 249.5566 | 1327.2715 | 249.5566 | 1327.2715
3185 | 254.4733 | 1372.2229 | 254.4733 | 1372.2229
3186 | 263.5925 | 1410.9758 | 263.5925 | 1410.9758
3187 | 280.8146 | 1414.6347 | 280.8146 | 1414.6347
3188 | 300.7225 | 1413.8499 | 300.7225 | 1413.8499
3189 | 318.3535 | 1408.1137 | 318.3535 | 1408.1137
3190 | 327.841 | 1400.3738 | 327.841 | 1400.3738
3191 | 342.4296 | 1390.8251 | 342.4296 | 1390.8251
3192 | 331.8741 | 1388.0192 | 331.8741 | 1388.0192
3193 | 328.4358 | 1388.0772 | 328.4358 | 1388.0772
3194 | 329.9212 | 1390.7265 | 329.9212 | 1390.7265
3195 | 341.1361 | 1389.2432 | 341.1361 | 1389.2432
3196 | 362.2339 | 1373.6331 | 362.2339 | 1373.6331
3197 | 370.553 | 1355.46 | 370.553 | 1355.46
3198 | 366.4765 | 1327.6965 | 366.4765 | 1327.6965
3199 | 349.9564 | 1299.8425 | 349.9564 | 1299.8425
3200 | 339.7959 | 1283.1211 | 339.7959 | 1283.1211
3201 | 324.1193 | 1277.8955 | 324.1193 | 1277.8955
3202 | 311.0798 | 1304.4736 | 311.0798 | 1304.4736
3203 | 285.9746 | 1322.2394 | 285.9746 | 1322.2394
3204 | 270.1173 | 1339.5953 | 270.1173 | 1339.5953
3205 | 256.4559 | 1384.2481 | 256.4559 | 1384.2481
3206 | 251.6766 | 1448.0783 | 251.6766 | 1448.0783
3207 | 247.9186 | 1520.9999 | 247.9186 | 1520.9999
3208 | 249.7581 | 1599.1782 | 249.7581 | 1599.1782
3209 | 254.4615 | 1672.5356 | 254.4615 | 1672.5356
3210 | 266.2366 | 1741.2684 | 266.2366 | 1741.2684
3211 | 281.3212 | 1782.3383 | 281.3212 | 1782.3383
3212 | 303.7844 | 1816.1458 | 303.7844 | 1816.1458
3213 | 319.0863 | 1816.8156 | 319.0863 | 1816.8156
3214 | 330.563 | 1769.0657 | 330.563 | 1769.0657
3215 | 349.6049 | 1680.3756 | 349.6049 | 1680.3756
3216 | 348.8534 | 1595.3535 | 348.8534 | 1595.3535
3217 | 328.2842 | 1534.0604 | 328.2842 | 1534.0604
3218 | 329.1346 | 1502.7764 | 329.1346 | 1502.7764
3219 | 339.2825 | 1493.5327 | 339.2825 | 1493.5327
3220 | 356.9178 | 1472.0291 | 356.9178 | 1472.0291
3221 | 368.6592 | 1430.5748 | 368.6592 | 1430.5748
3222 | 360.4824 | 1396.6615 | 360.4824 | 1396.6615
3223 | 348.0815 | 1369.6861 | 348.0815 | 1369.6861
3224 | 332.5132 | 1358.3457 | 332.5132 | 1358.3457
3225 | 323.7611 | 1354.5111 | 323.7611 | 1354.5111
3226 | 312.7498 | 1370.6931 | 312.7498 | 1370.6931
3227 | 292.3881 | 1371.4374 | 292.3881 | 1371.4374
3228 | 273.8352 | 1357.9713 | 273.8352 | 1357.9713
3229 | 259.9797 | 1348.704 | 259.9797 | 1348.704
3230 | 253.3793 | 1344.4111 | 253.3793 | 1344.4111
3231 | 250.1483 | 1336.178 | 250.1483 | 1336.178
3232 | 250.4239 | 1333.6043 | 250.4239 | 1333.6043
3233 | 253.7836 | 1347.9168 | 253.7836 | 1347.9168
3234 | 265.9175 | 1370.2703 | 265.9175 | 1370.2703
3235 | 283.4827 | 1364.851 | 283.4827 | 1364.851
3236 | 299.4816 | 1370.3624 | 299.4816 | 1370.3624
3237 | 314.3088 | 1386.0405 | 314.3088 | 1386.0405
3238 | 327.1489 | 1426.9861 | 327.1489 | 1426.9861
3239 | 343.4408 | 1493.5039 | 343.4408 | 1493.5039
3240 | 342.9034 | 1567.2038 | 342.9034 | 1567.2038
3241 | 324.5785 | 1624.8058 | 324.5785 | 1624.8058
3242 | 329.6699 | 1655.6781 | 329.6699 | 1655.6781
3243 | 341.6126 | 1668.2514 | 341.6126 | 1668.2514
3244 | 362.9636 | 1671.4932 | 362.9636 | 1671.4932
3245 | 365.9484 | 1673.5996 | 365.9484 | 1673.5996
3246 | 356.985 | 1673.9126 | 356.985 | 1673.9126
3247 | 344.6017 | 1671.7924 | 344.6017 | 1671.7924
3248 | 328.5969 | 1670.7381 | 328.5969 | 1670.7381
3249 | 319.9708 | 1665.0001 | 319.9708 | 1665.0001
3250 | 306.6417 | 1670.4933 | 306.6417 | 1670.4933
3251 | 289.0059 | 1675.3008 | 289.0059 | 1675.3008
3252 | 271.9678 | 1688.3738 | 271.9678 | 1688.3738
3253 | 262.1039 | 1711.8685 | 262.1039 | 1711.8685
3254 | 254.4806 | 1724.1214 | 254.4806 | 1724.1214
3255 | 250.3453 | 1723.3924 | 250.3453 | 1723.3924
3256 | 251.9764 | 1737.6939 | 251.9764 | 1737.6939
3257 | 254.8546 | 1773.2377 | 254.8546 | 1773.2377
3258 | 265.1049 | 1819.2018 | 265.1049 | 1819.2018
3259 | 276.8617 | 1841.5296 | 276.8617 | 1841.5296
3260 | 291.1688 | 1863.6965 | 291.1688 | 1863.6965
3261 | 304.9149 | 1873.2981 | 304.9149 | 1873.2981
3262 | 318.1463 | 1883.0191 | 318.1463 | 1883.0191
3263 | 335.0174 | 1894.7748 | 335.0174 | 1894.7748
3264 | 329.8372 | 1901.5962 | 329.8372 | 1901.5962
3265 | 319.7309 | 1864.7191 | 319.7309 | 1864.7191
3266 | 319.5238 | 1791.8876 | 319.5238 | 1791.8876
3267 | 332.4835 | 1738.461 | 332.4835 | 1738.461
3268 | 350.8734 | 1690.8575 | 350.8734 | 1690.8575
3269 | 357.5814 | 1637.7993 | 357.5814 | 1637.7993
3270 | 347.5239 | 1576.9809 | 347.5239 | 1576.9809
3271 | 335.1037 | 1515.3033 | 335.1037 | 1515.3033
3272 | 323.2233 | 1466.1859 | 323.2233 | 1466.1859
3273 | 312.0217 | 1426.2582 | 312.0217 | 1426.2582
3274 | 301.0713 | 1399.2821 | 301.0713 | 1399.2821
3275 | 284.9876 | 1362.469 | 284.9876 | 1362.469
3276 | 270.7984 | 1328.7234 | 270.7984 | 1328.7234
3277 | 260.4882 | 1303.13 | 260.4882 | 1303.13
3278 | 252.7789 | 1284.1949 | 252.7789 | 1284.1949
3279 | 250.9699 | 1269.0433 | 250.9699 | 1269.0433
3280 | 251.1292 | 1266.2866 | 251.1292 | 1266.2866
3281 | 255.3121 | 1282.0999 | 255.3121 | 1282.0999
3282 | 263.0507 | 1309.6148 | 263.0507 | 1309.6148
3283 | 272.8787 | 1313.7496 | 272.8787 | 1313.7496
3284 | 283.4739 | 1318.0895 | 283.4739 | 1318.0895
3285 | 293.5423 | 1315.7943 | 293.5423 | 1315.7943
3286 | 298.6664 | 1316.8397 | 298.6664 | 1316.8397
3287 | 331.6212 | 1319.2977 | 331.6212 | 1319.2977
3288 | 331.599 | 1323.2272 | 331.599 | 1323.2272
3289 | 324.4775 | 1325.8842 | 324.4775 | 1325.8842
3290 | 323.0832 | 1330.2174 | 323.0832 | 1330.2174
3291 | 334.4338 | 1334.4812 | 334.4338 | 1334.4812
3292 | 356.063 | 1310.4518 | 356.063 | 1310.4518
3293 | 361.7341 | 1291.6564 | 361.7341 | 1291.6564
3294 | 348.5039 | 1277.2539 | 348.5039 | 1277.2539
3295 | 337.097 | 1275.3534 | 337.097 | 1275.3534
3296 | 322.8947 | 1281.1444 | 322.8947 | 1281.1444
3297 | 311.6405 | 1281.8855 | 311.6405 | 1281.8855
3298 | 296.9851 | 1299.0193 | 296.9851 | 1299.0193
3299 | 277.7105 | 1325.9366 | 277.7105 | 1325.9366
3300 | 263.6049 | 1371.9547 | 263.6049 | 1371.9547
3301 | 252.3905 | 1417.9253 | 252.3905 | 1417.9253
3302 | 244.5964 | 1447.4194 | 244.5964 | 1447.4194
3303 | 244.1037 | 1468.4708 | 244.1037 | 1468.4708
3304 | 245.1476 | 1494.0102 | 245.1476 | 1494.0102
3305 | 247.8844 | 1525.4907 | 247.8844 | 1525.4907
3306 | 256.3205 | 1536.2768 | 256.3205 | 1536.2768
3307 | 271.9913 | 1531.2969 | 271.9913 | 1531.2969
3308 | 286.5021 | 1539.1144 | 286.5021 | 1539.1144
3309 | 301.1724 | 1534.6594 | 301.1724 | 1534.6594
3310 | 314.65 | 1524.9428 | 314.65 | 1524.9428
3311 | 333.9199 | 1528.9381 | 333.9199 | 1528.9381
3312 | 333.9225 | 1531.1106 | 333.9225 | 1531.1106
3313 | 322.3166 | 1500.7127 | 322.3166 | 1500.7127
3314 | 322.1911 | 1447.8313 | 322.1911 | 1447.8313
3315 | 336.9336 | 1400.9937 | 336.9336 | 1400.9937
3316 | 356.3818 | 1347.4601 | 356.3818 | 1347.4601
3317 | 360.4764 | 1280.7113 | 360.4764 | 1280.7113
3318 | 350.6352 | 1218.2823 | 350.6352 | 1218.2823
3319 | 335.8781 | 1168.2453 | 335.8781 | 1168.2453
3320 | 328.6131 | 1128.6087 | 328.6131 | 1128.6087
3321 | 317.4735 | 1093.8058 | 317.4735 | 1093.8058
3322 | 300.6572 | 1115.3689 | 300.6572 | 1115.3689
3323 | 281.1389 | 1133.7936 | 281.1389 | 1133.7936
3324 | 266.203 | 1126.8068 | 266.203 | 1126.8068
3325 | 257.941 | 1128.5577 | 257.941 | 1128.5577
3326 | 253.1703 | 1149.4129 | 253.1703 | 1149.4129
3327 | 250.6437 | 1167.6091 | 250.6437 | 1167.6091
3328 | 253.617 | 1198.3465 | 253.617 | 1198.3465
3329 | 258.3207 | 1236.6357 | 258.3207 | 1236.6357
3330 | 268.7747 | 1277.2188 | 268.7747 | 1277.2188
3331 | 286.5471 | 1292.7379 | 286.5471 | 1292.7379
3332 | 309.1622 | 1306.5588 | 309.1622 | 1306.5588
3333 | 323.7291 | 1306.8625 | 323.7291 | 1306.8625
3334 | 335.3175 | 1300.8431 | 335.3175 | 1300.8431
3335 | 357.1931 | 1288.6954 | 357.1931 | 1288.6954
3336 | 349.9003 | 1275.2372 | 349.9003 | 1275.2372
3337 | 337.7611 | 1259.0057 | 337.7611 | 1259.0057
3338 | 341.6454 | 1238.5569 | 341.6454 | 1238.5569
3339 | 354.7721 | 1221.8457 | 354.7721 | 1221.8457
3340 | 372.6734 | 1197.9993 | 372.6734 | 1197.9993
3341 | 378.8984 | 1170.2721 | 378.8984 | 1170.2721
3342 | 364.8273 | 1138.7016 | 364.8273 | 1138.7016
3343 | 349.6686 | 1110.2254 | 349.6686 | 1110.2254
3344 | 338.0402 | 1094.4923 | 338.0402 | 1094.4923
3345 | 325.5758 | 1089.9622 | 325.5758 | 1089.9622
3346 | 309.7247 | 1102.4105 | 309.7247 | 1102.4105
3347 | 288.5126 | 1102.4958 | 288.5126 | 1102.4958
3348 | 274.0563 | 1099.1695 | 274.0563 | 1099.1695
3349 | 265.2249 | 1098.4679 | 265.2249 | 1098.4679
3350 | 257.5938 | 1093.5161 | 257.5938 | 1093.5161
3351 | 255.6445 | 1079.5725 | 255.6445 | 1079.5725
3352 | 256.3045 | 1075.4248 | 256.3045 | 1075.4248
3353 | 260.2787 | 1091.6408 | 260.2787 | 1091.6408
3354 | 273.739 | 1123.4019 | 273.739 | 1123.4019
3355 | 288.4002 | 1130.9044 | 288.4002 | 1130.9044
3356 | 308.8505 | 1137.0747 | 308.8505 | 1137.0747
3357 | 322.3213 | 1137.7445 | 322.3213 | 1137.7445
3358 | 339.1203 | 1139.4854 | 339.1203 | 1139.4854
3359 | 358.1866 | 1136.9284 | 358.1866 | 1136.9284
3360 | 349.6954 | 1132.0726 | 349.6954 | 1132.0726
3361 | 335.6325 | 1130.0075 | 335.6325 | 1130.0075
3362 | 335.2912 | 1133.4621 | 335.2912 | 1133.4621
3363 | 350.1938 | 1133.3699 | 350.1938 | 1133.3699
3364 | 369.8123 | 1120.1025 | 369.8123 | 1120.1025
3365 | 373.8867 | 1119.1706 | 373.8867 | 1119.1706
3366 | 363.478 | 1124.9379 | 363.478 | 1124.9379
3367 | 350.566 | 1133.7628 | 350.566 | 1133.7628
3368 | 337.7208 | 1151.6703 | 337.7208 | 1151.6703
3369 | 321.2115 | 1178.0354 | 321.2115 | 1178.0354
3370 | 305.2641 | 1218.2673 | 305.2641 | 1218.2673
3371 | 284.558 | 1249.2478 | 284.558 | 1249.2478
3372 | 271.2758 | 1277.2559 | 271.2758 | 1277.2559
3373 | 261.1359 | 1305.5826 | 261.1359 | 1305.5826
3374 | 255.7911 | 1332.1849 | 255.7911 | 1332.1849
3375 | 252.9909 | 1344.9268 | 252.9909 | 1344.9268
3376 | 251.5638 | 1353.3348 | 251.5638 | 1353.3348
3377 | 254.3267 | 1372.2595 | 254.3267 | 1372.2595
3378 | 267.1856 | 1394.9059 | 267.1856 | 1394.9059
3379 | 285.081 | 1387.8028 | 285.081 | 1387.8028
3380 | 306.1151 | 1376.805 | 306.1151 | 1376.805
3381 | 320.5148 | 1355.6944 | 320.5148 | 1355.6944
3382 | 331.9229 | 1333.6417 | 331.9229 | 1333.6417
3383 | 357.318 | 1310.2195 | 357.318 | 1310.2195
3384 | 353.1196 | 1305.8396 | 353.1196 | 1305.8396
3385 | 339.1329 | 1309.2652 | 339.1329 | 1309.2652
3386 | 341.1039 | 1317.8447 | 341.1039 | 1317.8447
3387 | 359.938 | 1337.6659 | 359.938 | 1337.6659
3388 | 374.8451 | 1362.0657 | 374.8451 | 1362.0657
3389 | 379.0713 | 1382.841 | 379.0713 | 1382.841
3390 | 369.8363 | 1400.1025 | 369.8363 | 1400.1025
3391 | 352.1698 | 1416.3949 | 352.1698 | 1416.3949
3392 | 334.6493 | 1438.7316 | 334.6493 | 1438.7316
3393 | 324.2503 | 1468.5011 | 324.2503 | 1468.5011
3394 | 311.8302 | 1530.2571 | 311.8302 | 1530.2571
3395 | 289.6323 | 1582.7617 | 289.6323 | 1582.7617
3396 | 275.1763 | 1610.1109 | 275.1763 | 1610.1109
3397 | 260.2337 | 1630.0915 | 260.2337 | 1630.0915
3398 | 253.1787 | 1658.0848 | 253.1787 | 1658.0848
3399 | 251.6455 | 1682.7602 | 251.6455 | 1682.7602
3400 | 253.5881 | 1701.4909 | 253.5881 | 1701.4909
3401 | 257.2335 | 1715.2543 | 257.2335 | 1715.2543
3402 | 267.5396 | 1722.1602 | 267.5396 | 1722.1602
3403 | 282.1983 | 1705.3933 | 282.1983 | 1705.3933
3404 | 301.2746 | 1684.8414 | 301.2746 | 1684.8414
3405 | 313.0834 | 1649.5278 | 313.0834 | 1649.5278
3406 | 323.6401 | 1618.6532 | 323.6401 | 1618.6532
3407 | 346.6924 | 1608.5188 | 346.6924 | 1608.5188
3408 | 343.6071 | 1621.3801 | 343.6071 | 1621.3801
3409 | 333.9389 | 1625.5013 | 333.9389 | 1625.5013
3410 | 338.2257 | 1579.7214 | 338.2257 | 1579.7214
3411 | 353.1851 | 1504.2215 | 353.1851 | 1504.2215
3412 | 369.1416 | 1429.4933 | 369.1416 | 1429.4933
3413 | 372.6246 | 1370.4317 | 372.6246 | 1370.4317
3414 | 360.634 | 1331.4669 | 360.634 | 1331.4669
3415 | 345.2921 | 1302.771 | 345.2921 | 1302.771
3416 | 331.1731 | 1285.7201 | 331.1731 | 1285.7201
3417 | 323.7664 | 1271.1235 | 323.7664 | 1271.1235
3418 | 313.1077 | 1268.1974 | 313.1077 | 1268.1974
3419 | 295.0544 | 1255.8734 | 295.0544 | 1255.8734
3420 | 276.5324 | 1238.1977 | 276.5324 | 1238.1977
3421 | 264.5637 | 1220.8405 | 264.5637 | 1220.8405
3422 | 257.9089 | 1206.0784 | 257.9089 | 1206.0784
3423 | 256.1266 | 1188.5475 | 256.1266 | 1188.5475
3424 | 254.4358 | 1174.9189 | 254.4358 | 1174.9189
3425 | 258.1206 | 1176.4194 | 258.1206 | 1176.4194
3426 | 267.563 | 1186.1073 | 267.563 | 1186.1073
3427 | 279.0568 | 1167.9493 | 279.0568 | 1167.9493
3428 | 294.0419 | 1148.0198 | 294.0419 | 1148.0198
3429 | 305.9798 | 1119.2952 | 305.9798 | 1119.2952
3430 | 317.8097 | 1084.1011 | 317.8097 | 1084.1011
3431 | 336.3416 | 1046.4393 | 336.3416 | 1046.4393
3432 | 334.5289 | 1013.9096 | 334.5289 | 1013.9096
3433 | 325.7214 | 984.6831 | 325.7214 | 984.6831
3434 | 327.0683 | 960.2809 | 327.0683 | 960.2809
3435 | 341.0634 | 948.5846 | 341.0634 | 948.5846
3436 | 356.8139 | 945.4936 | 356.8139 | 945.4936
3437 | 360.9756 | 945.8796 | 360.9756 | 945.8796
3438 | 351.8372 | 943.7766 | 351.8372 | 943.7766
3439 | 336.1526 | 942.2787 | 336.1526 | 942.2787
3440 | 324.4782 | 951.1812 | 324.4782 | 951.1812
3441 | 315.1994 | 968.5047 | 315.1994 | 968.5047
3442 | 305.2181 | 992.8864 | 305.2181 | 992.8864
3443 | 288.9886 | 1004.5758 | 288.9886 | 1004.5758
3444 | 276.4759 | 1028.0448 | 276.4759 | 1028.0448
3445 | 263.5146 | 1075.443 | 263.5146 | 1075.443
3446 | 257.5958 | 1136.0519 | 257.5958 | 1136.0519
3447 | 253.7759 | 1180.9701 | 253.7759 | 1180.9701
3448 | 254.2743 | 1209.8041 | 254.2743 | 1209.8041
3449 | 260.302 | 1240.8453 | 260.302 | 1240.8453
3450 | 267.1467 | 1274.9126 | 267.1467 | 1274.9126
3451 | 275.2672 | 1274.2887 | 275.2672 | 1274.2887
3452 | 288.4623 | 1259.2643 | 288.4623 | 1259.2643
3453 | 300.9561 | 1236.5797 | 300.9561 | 1236.5797
3454 | 312.4309 | 1223.715 | 312.4309 | 1223.715
3455 | 327.7851 | 1213.0315 | 327.7851 | 1213.0315
3456 | 328.3304 | 1193.1308 | 328.3304 | 1193.1308
3457 | 319.6971 | 1153.4351 | 319.6971 | 1153.4351
3458 | 325.5229 | 1113.8049 | 325.5229 | 1113.8049
3459 | 340.3891 | 1098.4115 | 340.3891 | 1098.4115
3460 | 358.7309 | 1096.1624 | 358.7309 | 1096.1624
3461 | 364.4121 | 1091.387 | 364.4121 | 1091.387
3462 | 356.2938 | 1078.1193 | 356.2938 | 1078.1193
3463 | 342.9404 | 1061.064 | 342.9404 | 1061.064
3464 | 332.4974 | 1049.3575 | 332.4974 | 1049.3575
3465 | 322.3408 | 1038.6045 | 322.3408 | 1038.6045
3466 | 313.6183 | 1037.4355 | 313.6183 | 1037.4355
3467 | 293.0256 | 1029.614 | 293.0256 | 1029.614
3468 | 277.0337 | 1025.2627 | 277.0337 | 1025.2627
3469 | 262.7054 | 1027.453 | 262.7054 | 1027.453
3470 | 257.5475 | 1031.0303 | 257.5475 | 1031.0303
3471 | 254.0404 | 1029.7889 | 254.0404 | 1029.7889
3472 | 254.8072 | 1031.3516 | 254.8072 | 1031.3516
3473 | 256.1067 | 1045.7007 | 256.1067 | 1045.7007
3474 | 266.349 | 1068.7863 | 266.349 | 1068.7863
3475 | 281.4359 | 1065.1607 | 281.4359 | 1065.1607
3476 | 297.6365 | 1060.8251 | 297.6365 | 1060.8251
3477 | 306.1632 | 1052.856 | 306.1632 | 1052.856
3478 | 323.468 | 1045.9214 | 323.468 | 1045.9214
3479 | 341.8358 | 1040.2895 | 341.8358 | 1040.2895
3480 | 337.6237 | 1036.9346 | 337.6237 | 1036.9346
3481 | 325.8409 | 1033.4418 | 325.8409 | 1033.4418
3482 | 329.2575 | 1024.3773 | 329.2575 | 1024.3773
3483 | 347.0386 | 1029.0438 | 347.0386 | 1029.0438
3484 | 365.2125 | 1029.5768 | 365.2125 | 1029.5768
3485 | 372.4259 | 1027.4369 | 372.4259 | 1027.4369
3486 | 362.1701 | 1018.9646 | 362.1701 | 1018.9646
3487 | 344.1628 | 1007.693 | 344.1628 | 1007.693
3488 | 332.4472 | 999.098 | 332.4472 | 999.098
3489 | 324.4609 | 992.4448 | 324.4609 | 992.4448
3490 | 309.0726 | 997.2425 | 309.0726 | 997.2425
3491 | 290.2363 | 993.0084 | 290.2363 | 993.0084
3492 | 272.9396 | 996.1979 | 272.9396 | 996.1979
3493 | 260.2244 | 1009.077 | 260.2244 | 1009.077
3494 | 253.962 | 1026.5644 | 253.962 | 1026.5644
3495 | 250.9109 | 1039.0135 | 250.9109 | 1039.0135
3496 | 250.8961 | 1053.8275 | 250.8961 | 1053.8275
3497 | 256.4571 | 1082.5992 | 256.4571 | 1082.5992
3498 | 269.5521 | 1118.6066 | 269.5521 | 1118.6066
3499 | 291.1209 | 1127.3171 | 291.1209 | 1127.3171
3500 | 311.8688 | 1134.2194 | 311.8688 | 1134.2194
3501 | 326.2169 | 1139.0623 | 326.2169 | 1139.0623
3502 | 341.028 | 1150.7234 | 341.028 | 1150.7234
3503 | 361.0691 | 1166.945 | 361.0691 | 1166.945
3504 | 358.342 | 1191.63 | 358.342 | 1191.63
3505 | 340.3484 | 1217.678 | 340.3484 | 1217.678
3506 | 345.0331 | 1238.0078 | 345.0331 | 1238.0078
3507 | 364.7172 | 1251.1302 | 364.7172 | 1251.1302
3508 | 380.8769 | 1234.1291 | 380.8769 | 1234.1291
3509 | 386.9677 | 1190.6614 | 386.9677 | 1190.6614
3510 | 377.2142 | 1155.0643 | 377.2142 | 1155.0643
3511 | 359.9978 | 1136.9475 | 359.9978 | 1136.9475
3512 | 347.6214 | 1133.9165 | 347.6214 | 1133.9165
3513 | 337.9577 | 1139.8923 | 337.9577 | 1139.8923
3514 | 321.6123 | 1155.2324 | 321.6123 | 1155.2324
3515 | 297.5945 | 1153.1946 | 297.5945 | 1153.1946
3516 | 280.5796 | 1150.0513 | 280.5796 | 1150.0513
3517 | 267.2706 | 1154.2549 | 267.2706 | 1154.2549
3518 | 260.9337 | 1162.957 | 260.9337 | 1162.957
3519 | 256.0173 | 1166.3645 | 256.0173 | 1166.3645
3520 | 255.8601 | 1176.1635 | 255.8601 | 1176.1635
3521 | 259.0959 | 1200.1399 | 259.0959 | 1200.1399
3522 | 270.2499 | 1230.7296 | 270.2499 | 1230.7296
3523 | 292.8168 | 1238.525 | 292.8168 | 1238.525
3524 | 312.2664 | 1245.0613 | 312.2664 | 1245.0613
3525 | 325.4571 | 1237.8609 | 325.4571 | 1237.8609
3526 | 334.5827 | 1228.8764 | 334.5827 | 1228.8764
3527 | 354.7377 | 1213.6538 | 354.7377 | 1213.6538
3528 | 354.3209 | 1192.4353 | 354.3209 | 1192.4353
3529 | 337.6066 | 1169.0657 | 337.6066 | 1169.0657
3530 | 343.9415 | 1149.0195 | 343.9415 | 1149.0195
3531 | 360.8301 | 1140.5812 | 360.8301 | 1140.5812
3532 | 378.6566 | 1142.3221 | 378.6566 | 1142.3221
3533 | 383.9157 | 1147.9793 | 383.9157 | 1147.9793
3534 | 375.566 | 1153.2341 | 375.566 | 1153.2341
3535 | 357.7362 | 1158.3252 | 357.7362 | 1158.3252
3536 | 344.4604 | 1170.3025 | 344.4604 | 1170.3025
3537 | 332.2275 | 1188.3581 | 332.2275 | 1188.3581
3538 | 319.7853 | 1220.6833 | 319.7853 | 1220.6833
3539 | 299.1102 | 1243.8302 | 299.1102 | 1243.8302
3540 | 282.6168 | 1267.592 | 282.6168 | 1267.592
3541 | 268.9402 | 1294.1982 | 268.9402 | 1294.1982
3542 | 262.3302 | 1320.6907 | 262.3302 | 1320.6907
3543 | 259.8927 | 1340.9734 | 259.8927 | 1340.9734
3544 | 260.2085 | 1366.9154 | 260.2085 | 1366.9154
3545 | 265.3533 | 1406.7421 | 265.3533 | 1406.7421
3546 | 275.789 | 1452.3401 | 275.789 | 1452.3401
3547 | 295.8729 | 1470.7877 | 295.8729 | 1470.7877
3548 | 320.123 | 1490.5387 | 320.123 | 1490.5387
3549 | 334.5163 | 1504.9356 | 334.5163 | 1504.9356
3550 | 342.5386 | 1511.7647 | 342.5386 | 1511.7647
3551 | 362.4059 | 1509.647 | 362.4059 | 1509.647
3552 | 357.7512 | 1508.7812 | 357.7512 | 1508.7812
3553 | 343.052 | 1506.4232 | 343.052 | 1506.4232
3554 | 346.0332 | 1504.0575 | 346.0332 | 1504.0575
3555 | 362.2262 | 1507.6625 | 362.2262 | 1507.6625
3556 | 375.8171 | 1487.4766 | 375.8171 | 1487.4766
3557 | 381.459 | 1458.2852 | 381.459 | 1458.2852
3558 | 375.4248 | 1437.9527 | 375.4248 | 1437.9527
3559 | 355.7148 | 1418.8841 | 355.7148 | 1418.8841
3560 | 343.1586 | 1410.0328 | 343.1586 | 1410.0328
3561 | 331.348 | 1418.6442 | 331.348 | 1418.6442
3562 | 320.2534 | 1451.4452 | 320.2534 | 1451.4452
3563 | 300.8755 | 1460.1329 | 300.8755 | 1460.1329
3564 | 284.342 | 1464.5669 | 284.342 | 1464.5669
3565 | 271.4152 | 1477.4826 | 271.4152 | 1477.4826
3566 | 264.8475 | 1492.2979 | 264.8475 | 1492.2979
3567 | 260.8041 | 1497.8285 | 260.8041 | 1497.8285
3568 | 259.3163 | 1507.9936 | 259.3163 | 1507.9936
3569 | 262.6915 | 1540.7553 | 262.6915 | 1540.7553
3570 | 271.6278 | 1587.7444 | 271.6278 | 1587.7444
3571 | 288.9672 | 1602.8243 | 288.9672 | 1602.8243
3572 | 307.8909 | 1602.2957 | 307.8909 | 1602.2957
3573 | 318.8795 | 1587.7375 | 318.8795 | 1587.7375
3574 | 331.7241 | 1573.4818 | 331.7241 | 1573.4818
3575 | 353.4174 | 1565.3241 | 353.4174 | 1565.3241
3576 | 350.1019 | 1562.1888 | 350.1019 | 1562.1888
3577 | 338.7561 | 1549.5812 | 338.7561 | 1549.5812
3578 | 344.3309 | 1537.0758 | 344.3309 | 1537.0758
3579 | 362.0551 | 1532.5543 | 362.0551 | 1532.5543
3580 | 376.2211 | 1509.257 | 376.2211 | 1509.257
3581 | 377.5197 | 1471.9391 | 377.5197 | 1471.9391
3582 | 368.4983 | 1417.9294 | 368.4983 | 1417.9294
3583 | 355.887 | 1369.2102 | 355.887 | 1369.2102
3584 | 341.74 | 1335.1377 | 341.74 | 1335.1377
3585 | 328.7496 | 1312.8173 | 328.7496 | 1312.8173
3586 | 317.4423 | 1303.8879 | 317.4423 | 1303.8879
3587 | 301.4223 | 1282.3027 | 301.4223 | 1282.3027
3588 | 287.5649 | 1274.0346 | 287.5649 | 1274.0346
3589 | 275.0402 | 1300.9703 | 275.0402 | 1300.9703
3590 | 267.9455 | 1351.8421 | 267.9455 | 1351.8421
3591 | 264.3577 | 1393.0632 | 264.3577 | 1393.0632
3592 | 263.4252 | 1400.4462 | 263.4252 | 1400.4462
3593 | 267.8879 | 1422.2262 | 267.8879 | 1422.2262
3594 | 276.453 | 1476.39 | 276.453 | 1476.39
3595 | 288.566 | 1499.1205 | 288.566 | 1499.1205
3596 | 303.1602 | 1508.4022 | 303.1602 | 1508.4022
3597 | 311.3058 | 1502.5562 | 311.3058 | 1502.5562
3598 | 325.4352 | 1487.7514 | 325.4352 | 1487.7514
3599 | 343.2757 | 1464.622 | 343.2757 | 1464.622
3600 | 345.0833 | 1437.144 | 345.0833 | 1437.144
3601 | 333.4245 | 1407.8808 | 333.4245 | 1407.8808
3602 | 338.0124 | 1387.7615 | 338.0124 | 1387.7615
3603 | 354.1679 | 1386.9737 | 354.1679 | 1386.9737
3604 | 368.2454 | 1390.6181 | 368.2454 | 1390.6181
3605 | 370.8392 | 1373.0307 | 370.8392 | 1373.0307
3606 | 362.6288 | 1341.3504 | 362.6288 | 1341.3504
3607 | 347.0148 | 1321.6229 | 347.0148 | 1321.6229
3608 | 338.3001 | 1304.2059 | 338.3001 | 1304.2059
3609 | 325.8644 | 1289.0968 | 325.8644 | 1289.0968
3610 | 314.2829 | 1286.3172 | 314.2829 | 1286.3172
3611 | 298.792 | 1288.489 | 298.792 | 1288.489
3612 | 284.363 | 1306.4672 | 284.363 | 1306.4672
3613 | 272.3185 | 1328.2049 | 272.3185 | 1328.2049
3614 | 266.4756 | 1342.2514 | 266.4756 | 1342.2514
3615 | 261.5224 | 1347.5624 | 261.5224 | 1347.5624
3616 | 258.2707 | 1357.5444 | 258.2707 | 1357.5444
3617 | 261.2858 | 1380.4958 | 261.2858 | 1380.4958
3618 | 268.8335 | 1417.5282 | 268.8335 | 1417.5282
3619 | 280.9433 | 1428.1788 | 280.9433 | 1428.1788
3620 | 293.9259 | 1434.7151 | 293.9259 | 1434.7151
3621 | 304.0695 | 1431.944 | 304.0695 | 1431.944
3622 | 317.019 | 1425.0094 | 317.019 | 1425.0094
3623 | 338.2151 | 1413.484 | 338.2151 | 1413.484
3624 | 338.5849 | 1403.6132 | 338.5849 | 1403.6132
3625 | 328.5663 | 1391.5547 | 328.5663 | 1391.5547
3626 | 333.1417 | 1374.3272 | 333.1417 | 1374.3272
3627 | 348.6889 | 1362.5211 | 348.6889 | 1362.5211
3628 | 366.124 | 1345.0075 | 366.124 | 1345.0075
3629 | 372.0349 | 1304.688 | 372.0349 | 1304.688
3630 | 359.4015 | 1265.65 | 359.4015 | 1265.65
3631 | 344.5066 | 1244.0556 | 344.5066 | 1244.0556
3632 | 336.9213 | 1240.5487 | 336.9213 | 1240.5487
3633 | 326.0376 | 1245.2067 | 326.0376 | 1245.2067
3634 | 314.5506 | 1262.2673 | 314.5506 | 1262.2673
3635 | 295.915 | 1265.6471 | 295.915 | 1265.6471
3636 | 282.4004 | 1206.0163 | 282.4004 | 1206.0163
3637 | 272.9189 | 1211.8624 | 272.9189 | 1211.8624
3638 | 264.9171 | 1194.0286 | 264.9171 | 1194.0286
3639 | 263.0815 | 1166.8394 | 263.0815 | 1166.8394
3640 | 261.7989 | 1156.5274 | 261.7989 | 1156.5274
3641 | 267.373 | 1163.3691 | 267.373 | 1163.3691
3642 | 274.6386 | 1194.9212 | 274.6386 | 1194.9212
3643 | 290.6297 | 1204.347 | 290.6297 | 1204.347
3644 | 308.468 | 1216.6564 | 308.468 | 1216.6564
3645 | 321.9692 | 1230.3781 | 321.9692 | 1230.3781
3646 | 333.7326 | 1247.9806 | 333.7326 | 1247.9806
3647 | 355.4296 | 1257.6602 | 355.4296 | 1257.6602
3648 | 350.0717 | 1262.5486 | 350.0717 | 1262.5486
3649 | 340.2322 | 1269.8794 | 340.2322 | 1269.8794
3650 | 346.7799 | 1261.189 | 346.7799 | 1261.189
3651 | 363.3067 | 1255.2936 | 363.3067 | 1255.2936
3652 | 376.5766 | 1242.191 | 376.5766 | 1242.191
3653 | 383.56 | 1231.0579 | 383.56 | 1231.0579
3654 | 373.2714 | 1217.5262 | 373.2714 | 1217.5262
3655 | 357.5546 | 1202.4929 | 357.5546 | 1202.4929
3656 | 347.007 | 1194.6602 | 347.007 | 1194.6602
3657 | 335.7857 | 1188.706 | 335.7857 | 1188.706
3658 | 320.4344 | 1191.4814 | 320.4344 | 1191.4814
3659 | 301.5492 | 1184.2002 | 301.5492 | 1184.2002
3660 | 283.626 | 1180.3701 | 283.626 | 1180.3701
3661 | 270.8822 | 1195.7944 | 270.8822 | 1195.7944
3662 | 264.5764 | 1220.6118 | 264.5764 | 1220.6118
3663 | 262.6974 | 1251.0314 | 262.6974 | 1251.0314
3664 | 261.8704 | 1268.4133 | 261.8704 | 1268.4133
3665 | 268.0597 | 1275.7061 | 268.0597 | 1275.7061
3666 | 278.4668 | 1294.2789 | 278.4668 | 1294.2789
3667 | 297.9921 | 1294.404 | 297.9921 | 1294.404
3668 | 320.4237 | 1293.977 | 320.4237 | 1293.977
3669 | 333.47 | 1281.3931 | 333.47 | 1281.3931
3670 | 346.6652 | 1273.3145 | 346.6652 | 1273.3145
3671 | 367.0368 | 1266.9609 | 367.0368 | 1266.9609
3672 | 362.8321 | 1266.5743 | 362.8321 | 1266.5743
3673 | 346.0532 | 1279.7701 | 346.0532 | 1279.7701
3674 | 353.2558 | 1284.0242 | 353.2558 | 1284.0242
3675 | 370.9359 | 1299.2289 | 370.9359 | 1299.2289
3676 | 382.6764 | 1305.1094 | 382.6764 | 1305.1094
3677 | 389.4923 | 1300.2924 | 389.4923 | 1300.2924
3678 | 382.9355 | 1282.4228 | 382.9355 | 1282.4228
3679 | 363.9761 | 1267.7364 | 363.9761 | 1267.7364
3680 | 351.5032 | 1268.5104 | 351.5032 | 1268.5104
3681 | 339.4853 | 1286.0508 | 339.4853 | 1286.0508
3682 | 323.2014 | 1310.7939 | 323.2014 | 1310.7939
3683 | 302.9853 | 1302.541 | 302.9853 | 1302.541
3684 | 285.4074 | 1275.5979 | 285.4074 | 1275.5979
3685 | 273.2507 | 1252.119 | 273.2507 | 1252.119
3686 | 266.9642 | 1238.2762 | 266.9642 | 1238.2762
3687 | 264.3833 | 1236.6639 | 264.3833 | 1236.6639
3688 | 264.3099 | 1239.8518 | 264.3099 | 1239.8518
3689 | 269.916 | 1254.3631 | 269.916 | 1254.3631
3690 | 280.7873 | 1286.2276 | 280.7873 | 1286.2276
3691 | 300.0592 | 1291.4194 | 300.0592 | 1291.4194
3692 | 322.5147 | 1293.4218 | 322.5147 | 1293.4218
3693 | 338.626 | 1295.1359 | 338.626 | 1295.1359
3694 | 348.4441 | 1309.4067 | 348.4441 | 1309.4067
3695 | 369.4094 | 1326.2354 | 369.4094 | 1326.2354
3696 | 366.3635 | 1344.2072 | 366.3635 | 1344.2072
3697 | 351.2387 | 1367.3977 | 351.2387 | 1367.3977
3698 | 358.8861 | 1378.4886 | 358.8861 | 1378.4886
3699 | 373.9658 | 1397.2678 | 373.9658 | 1397.2678
3700 | 382.0155 | 1401.2396 | 382.0155 | 1401.2396
3701 | 388.134 | 1402.5999 | 388.134 | 1402.5999
3702 | 382.5781 | 1395.9397 | 382.5781 | 1395.9397
3703 | 365.7268 | 1383.8908 | 365.7268 | 1383.8908
3704 | 352.722 | 1378.8346 | 352.722 | 1378.8346
3705 | 341.6943 | 1380.9316 | 341.6943 | 1380.9316
3706 | 323.6512 | 1401.5449 | 323.6512 | 1401.5449
3707 | 304.0148 | 1406.896 | 304.0148 | 1406.896
3708 | 286.6695 | 1409.3126 | 286.6695 | 1409.3126
3709 | 273.3093 | 1417.6573 | 273.3093 | 1417.6573
3710 | 266.5057 | 1417.002 | 266.5057 | 1417.002
3711 | 272.4906 | 1416.292 | 272.4906 | 1416.292
3712 | 272.4466 | 1415.1419 | 272.4466 | 1415.1419
3713 | 277.8722 | 1424.8293 | 277.8722 | 1424.8293
3714 | 289.0887 | 1459.2272 | 289.0887 | 1459.2272
3715 | 307.7568 | 1464.0373 | 307.7568 | 1464.0373
3716 | 330.2076 | 1453.6156 | 330.2076 | 1453.6156
3717 | 338.0611 | 1431.488 | 338.0611 | 1431.488
3718 | 348.4117 | 1418.3774 | 348.4117 | 1418.3774
3719 | 366.7965 | 1404.1459 | 366.7965 | 1404.1459
3720 | 361.9405 | 1388.3507 | 361.9405 | 1388.3507
3721 | 352.027 | 1383.1187 | 352.027 | 1383.1187
3722 | 355.147 | 1372.8319 | 355.147 | 1372.8319
3723 | 373.0102 | 1372.6974 | 373.0102 | 1372.6974
3724 | 382.9081 | 1364.2451 | 382.9081 | 1364.2451
3725 | 384.4552 | 1361.4062 | 384.4552 | 1361.4062
3726 | 379.7891 | 1355.6136 | 379.7891 | 1355.6136
3727 | 363.115 | 1342.8013 | 363.115 | 1342.8013
3728 | 346.5054 | 1334.5175 | 346.5054 | 1334.5175
3729 | 335.7115 | 1330.0555 | 335.7115 | 1330.0555
3730 | 323.0678 | 1336.926 | 323.0678 | 1336.926
3731 | 304.8982 | 1339.0843 | 304.8982 | 1339.0843
3732 | 289.518 | 1350.5586 | 289.518 | 1350.5586
3733 | 276.5313 | 1379.6564 | 276.5313 | 1379.6564
3734 | 269.9741 | 1410.0959 | 269.9741 | 1410.0959
3735 | 266.3105 | 1455.0217 | 266.3105 | 1455.0217
3736 | 265.5976 | 1514.6731 | 265.5976 | 1514.6731
3737 | 270.3951 | 1592.9357 | 270.3951 | 1592.9357
3738 | 278.9989 | 1697.2621 | 278.9989 | 1697.2621
3739 | 294.8008 | 1764.6437 | 294.8008 | 1764.6437
3740 | 314.6591 | 1815.1622 | 314.6591 | 1815.1622
3741 | 327.0364 | 1850.8169 | 327.0364 | 1850.8169
3742 | 339.9349 | 1885.9101 | 339.9349 | 1885.9101
3743 | 359.9916 | 1911.8312 | 359.9916 | 1911.8312
3744 | 357.123 | 1929.109 | 357.123 | 1929.109
3745 | 345.8428 | 1947.6839 | 345.8428 | 1947.6839
3746 | 351.614 | 1952.3198 | 351.614 | 1952.3198
3747 | 371.3796 | 1963.2212 | 371.3796 | 1963.2212
3748 | 380.2976 | 1945.3294 | 380.2976 | 1945.3294
3749 | 385.3685 | 1909.5218 | 385.3685 | 1909.5218
3750 | 376.0113 | 1872.9813 | 376.0113 | 1872.9813
3751 | 357.0924 | 1839.5895 | 357.0924 | 1839.5895
3752 | 344.2289 | 1825.6143 | 344.2289 | 1825.6143
3753 | 333.6576 | 1828.9607 | 333.6576 | 1828.9607
3754 | 320.8621 | 1825.1771 | 320.8621 | 1825.1771
3755 | 303.9816 | 1786.5581 | 303.9816 | 1786.5581
3756 | 288.2929 | 1745.4558 | 288.2929 | 1745.4558
3757 | 277.526 | 1707.5401 | 277.526 | 1707.5401
3758 | 269.6072 | 1655.3146 | 269.6072 | 1655.3146
3759 | 266.476 | 1603.9714 | 266.476 | 1603.9714
3760 | 264.9058 | 1566.7638 | 264.9058 | 1566.7638
3761 | 269.2204 | 1546.3628 | 269.2204 | 1546.3628
3762 | 275.1534 | 1553.4139 | 275.1534 | 1553.4139
3763 | 288.2864 | 1537.0893 | 288.2864 | 1537.0893
3764 | 301.8433 | 1520.9761 | 301.8433 | 1520.9761
3765 | 314.2485 | 1498.8139 | 314.2485 | 1498.8139
3766 | 327.6654 | 1481.8511 | 327.6654 | 1481.8511
3767 | 344.9476 | 1459.8112 | 344.9476 | 1459.8112
3768 | 340.7809 | 1438.6369 | 340.7809 | 1438.6369
3769 | 334.9245 | 1430.3509 | 334.9245 | 1430.3509
3770 | 340.2468 | 1416.316 | 340.2468 | 1416.316
3771 | 355.2189 | 1416.4244 | 355.2189 | 1416.4244
3772 | 370.5304 | 1420.4656 | 370.5304 | 1420.4656
3773 | 373.7591 | 1435.0829 | 373.7591 | 1435.0829
3774 | 360.0052 | 1459.0316 | 360.0052 | 1459.0316
3775 | 350.6406 | 1495.0826 | 350.6406 | 1495.0826
3776 | 337.9263 | 1544.1646 | 337.9263 | 1544.1646
3777 | 328.1563 | 1601.6146 | 328.1563 | 1601.6146
3778 | 317.2268 | 1671.8893 | 317.2268 | 1671.8893
3779 | 301.4553 | 1713.1244 | 301.4553 | 1713.1244
3780 | 285.2933 | 1738.3415 | 285.2933 | 1738.3415
3781 | 273.1635 | 1760.1514 | 273.1635 | 1760.1514
3782 | 266.3675 | 1764.7364 | 266.3675 | 1764.7364
3783 | 264.6069 | 1761.8747 | 264.6069 | 1761.8747
3784 | 263.5019 | 1751.9793 | 263.5019 | 1751.9793
3785 | 267.0009 | 1742.8224 | 267.0009 | 1742.8224
3786 | 273.7396 | 1747.8606 | 273.7396 | 1747.8606
3787 | 288.3001 | 1721.4024 | 288.3001 | 1721.4024
3788 | 304.2528 | 1687.9372 | 304.2528 | 1687.9372
3789 | 314.4116 | 1648.2841 | 314.4116 | 1648.2841
3790 | 326.6714 | 1619.3137 | 326.6714 | 1619.3137
3791 | 345.7694 | 1594.0811 | 345.7694 | 1594.0811
3792 | 344.6644 | 1576.8283 | 344.6644 | 1576.8283
3793 | 337.1458 | 1586.0679 | 337.1458 | 1586.0679
3794 | 341.4229 | 1606.7371 | 341.4229 | 1606.7371
3795 | 360.4342 | 1639.7102 | 360.4342 | 1639.7102
3796 | 374.5795 | 1650.9004 | 374.5795 | 1650.9004
3797 | 377.986 | 1667.8082 | 377.986 | 1667.8082
3798 | 367.5047 | 1679.541 | 367.5047 | 1679.541
3799 | 350.9918 | 1694.1796 | 350.9918 | 1694.1796
3800 | 342.4652 | 1721.7798 | 342.4652 | 1721.7798
3801 | 334.2729 | 1751.3278 | 334.2729 | 1751.3278
3802 | 320.5495 | 1781.2071 | 320.5495 | 1781.2071
3803 | 303.4413 | 1801.238 | 303.4413 | 1801.238
3804 | 287.5125 | 1826.0733 | 287.5125 | 1826.0733
3805 | 273.9392 | 1859.4396 | 273.9392 | 1859.4396
3806 | 267.6985 | 1886.617 | 267.6985 | 1886.617
3807 | 264.1899 | 1917.1406 | 264.1899 | 1917.1406
3808 | 263.9098 | 1952.8115 | 263.9098 | 1952.8115
3809 | 268.5921 | 1992.1709 | 268.5921 | 1992.1709
3810 | 277.1657 | 2049.404 | 277.1657 | 2049.404
3811 | 293.5023 | 2074.1689 | 293.5023 | 2074.1689
3812 | 313.0186 | 2089.8446 | 313.0186 | 2089.8446
3813 | 325.4857 | 2091.6629 | 325.4857 | 2091.6629
3814 | 338.9069 | 2086.5341 | 338.9069 | 2086.5341
3815 | 356.7089 | 2072.8927 | 356.7089 | 2072.8927
3816 | 354.3513 | 2054.8764 | 354.3513 | 2054.8764
3817 | 342.5541 | 2041.3848 | 342.5541 | 2041.3848
3818 | 348.0372 | 2008.6098 | 348.0372 | 2008.6098
3819 | 366.069 | 1975.0206 | 366.069 | 1975.0206
3820 | 378.9079 | 1946.5788 | 378.9079 | 1946.5788
3821 | 381.4914 | 1927.6373 | 381.4914 | 1927.6373
3822 | 373.1576 | 1894.5325 | 373.1576 | 1894.5325
3823 | 357.0635 | 1851.2154 | 357.0635 | 1851.2154
3824 | 347.1834 | 1824.6079 | 347.1834 | 1824.6079
3825 | 334.7548 | 1808.3812 | 334.7548 | 1808.3812
3826 | 319.3818 | 1802.9318 | 319.3818 | 1802.9318
3827 | 301.4762 | 1794.1583 | 301.4762 | 1794.1583
3828 | 284.0335 | 1794.8744 | 284.0335 | 1794.8744
3829 | 272.1334 | 1810.5417 | 272.1334 | 1810.5417
3830 | 266.3913 | 1835.4979 | 266.3913 | 1835.4979
3831 | 263.0019 | 1881.4648 | 263.0019 | 1881.4648
3832 | 263.789 | 1935.8759 | 263.789 | 1935.8759
3833 | 268.0422 | 1994.149 | 268.0422 | 1994.149
3834 | 276.5313 | 2064.3614 | 276.5313 | 2064.3614
3835 | 294.1058 | 2096.8307 | 294.1058 | 2096.8307
3836 | 318.3519 | 2118.1978 | 318.3519 | 2118.1978
3837 | 331.3573 | 2129.525 | 331.3573 | 2129.525
3838 | 342.9022 | 2140.6724 | 342.9022 | 2140.6724
3839 | 361.2895 | 2145.5976 | 361.2895 | 2145.5976
3840 | 358.0024 | 2147.328 | 358.0024 | 2147.328
3841 | 345.1247 | 2153.7218 | 345.1247 | 2153.7218
3842 | 352.2368 | 2148.8835 | 352.2368 | 2148.8835
3843 | 369.7545 | 2151.9418 | 369.7545 | 2151.9418
3844 | 380.3128 | 2141.5113 | 380.3128 | 2141.5113
3845 | 386.9555 | 2116.7395 | 386.9555 | 2116.7395
3846 | 379.0688 | 2059.9319 | 379.0688 | 2059.9319
3847 | 362.7554 | 1992.0096 | 362.7554 | 1992.0096
3848 | 352.6706 | 1959.8495 | 352.6706 | 1959.8495
3849 | 339.9385 | 1927.8325 | 339.9385 | 1927.8325
3850 | 323.2775 | 1903.7123 | 323.2775 | 1903.7123
3851 | 302.113 | 1872.8324 | 302.113 | 1872.8324
3852 | 285.7026 | 1844.6053 | 285.7026 | 1844.6053
3853 | 272.2591 | 1820.6752 | 272.2591 | 1820.6752
3854 | 264.2197 | 1797.1847 | 264.2197 | 1797.1847
3855 | 261.7192 | 1783.773 | 261.7192 | 1783.773
3856 | 261.1163 | 1794.3529 | 261.1163 | 1794.3529
3857 | 265.4982 | 1831.2483 | 265.4982 | 1831.2483
3858 | 277.5081 | 1895.7345 | 277.5081 | 1895.7345
3859 | 297.6756 | 1930.2513 | 297.6756 | 1930.2513
3860 | 321.1571 | 1947.5928 | 321.1571 | 1947.5928
3861 | 335.1238 | 1938.7569 | 335.1238 | 1938.7569
3862 | 344.1151 | 1910.2029 | 344.1151 | 1910.2029
3863 | 363.2217 | 1863.9397 | 363.2217 | 1863.9397
3864 | 359.8008 | 1809.276 | 359.8008 | 1809.276
3865 | 347.6786 | 1758.0264 | 347.6786 | 1758.0264
3866 | 350.0173 | 1712.7232 | 350.0173 | 1712.7232
3867 | 364.7198 | 1692.2174 | 364.7198 | 1692.2174
3868 | 377.3612 | 1681.2317 | 377.3612 | 1681.2317
3869 | 382.0979 | 1685.1949 | 382.0979 | 1685.1949
3870 | 374.2147 | 1699.2876 | 374.2147 | 1699.2876
3871 | 358.0145 | 1713.8221 | 358.0145 | 1713.8221
3872 | 347.7949 | 1726.326 | 347.7949 | 1726.326
3873 | 336.1499 | 1736.1968 | 336.1499 | 1736.1968
3874 | 319.256 | 1751.1187 | 319.256 | 1751.1187
3875 | 297.8544 | 1754.1099 | 297.8544 | 1754.1099
3876 | 281.1003 | 1755.9712 | 281.1003 | 1755.9712
3877 | 268.484 | 1760.7414 | 268.484 | 1760.7414
3878 | 261.268 | 1752.2429 | 261.268 | 1752.2429
3879 | 256.8857 | 1744.141 | 256.8857 | 1744.141
3880 | 257.3803 | 1741.2557 | 257.3803 | 1741.2557
3881 | 261.9012 | 1755.3852 | 261.9012 | 1755.3852
3882 | 271.6465 | 1800.1596 | 271.6465 | 1800.1596
3883 | 290.3718 | 1817.1509 | 290.3718 | 1817.1509
3884 | 313.7182 | 1827.5515 | 313.7182 | 1827.5515
3885 | 326.2658 | 1825.3788 | 326.2658 | 1825.3788
3886 | 336.7637 | 1820.493 | 336.7637 | 1820.493
3887 | 356.189 | 1809.5585 | 356.189 | 1809.5585
3888 | 353.7276 | 1800.7388 | 353.7276 | 1800.7388
3889 | 341.5396 | 1799.3242 | 341.5396 | 1799.3242
3890 | 348.2667 | 1786.5387 | 348.2667 | 1786.5387
3891 | 363.9157 | 1784.9813 | 363.9157 | 1784.9813
3892 | 375.3089 | 1782.8104 | 375.3089 | 1782.8104
3893 | 375.9628 | 1773.7943 | 375.9628 | 1773.7943
3894 | 367.1719 | 1754.2588 | 367.1719 | 1754.2588
3895 | 351.123 | 1733.6381 | 351.123 | 1733.6381
3896 | 342.1708 | 1723.1333 | 342.1708 | 1723.1333
3897 | 330.9906 | 1726.2715 | 330.9906 | 1726.2715
3898 | 315.4647 | 1731.3374 | 315.4647 | 1731.3374
3899 | 297.4756 | 1716.1437 | 297.4756 | 1716.1437
3900 | 280.7408 | 1699.8894 | 280.7408 | 1699.8894
3901 | 268.4134 | 1694.3873 | 268.4134 | 1694.3873
3902 | 260.2899 | 1687.624 | 260.2899 | 1687.624
3903 | 256.5456 | 1691.8073 | 256.5456 | 1691.8073
3904 | 256.337 | 1705.3023 | 256.337 | 1705.3023
3905 | 260.4431 | 1730.0513 | 260.4431 | 1730.0513
3906 | 272.9897 | 1774.2357 | 272.9897 | 1774.2357
3907 | 290.1555 | 1784.8067 | 290.1555 | 1784.8067
3908 | 308.9348 | 1788.1972 | 308.9348 | 1788.1972
3909 | 320.4598 | 1789.2866 | 320.4598 | 1789.2866
3910 | 329.4621 | 1803.0369 | 329.4621 | 1803.0369
3911 | 349.0039 | 1817.1239 | 349.0039 | 1817.1239
3912 | 348.8969 | 1826.3504 | 348.8969 | 1826.3504
3913 | 338.226 | 1835.7287 | 338.226 | 1835.7287
3914 | 343.1203 | 1834.6732 | 343.1203 | 1834.6732
3915 | 360.8486 | 1841.9653 | 360.8486 | 1841.9653
3916 | 373.301 | 1841.7726 | 373.301 | 1841.7726
3917 | 375.6319 | 1835.0469 | 375.6319 | 1835.0469
3918 | 364.1399 | 1823.771 | 364.1399 | 1823.771
3919 | 348.3106 | 1811.7222 | 348.3106 | 1811.7222
3920 | 336.624 | 1812.1144 | 336.624 | 1812.1144
3921 | 325.0984 | 1825.7679 | 325.0984 | 1825.7679
3922 | 313.8309 | 1846.6242 | 313.8309 | 1846.6242
3923 | 298.4769 | 1842.9175 | 298.4769 | 1842.9175
3924 | 282.9821 | 1833.7082 | 282.9821 | 1833.7082
3925 | 271.3765 | 1837.2291 | 271.3765 | 1837.2291
3926 | 263.1817 | 1849.4837 | 263.1817 | 1849.4837
3927 | 258.6398 | 1867.0974 | 258.6398 | 1867.0974
3928 | 256.7887 | 1889.7543 | 256.7887 | 1889.7543
3929 | 261.7502 | 1922.624 | 261.7502 | 1922.624
3930 | 270.8617 | 1982.7722 | 270.8617 | 1982.7722
3931 | 284.8686 | 2022.3905 | 284.8686 | 2022.3905
3932 | 299.0831 | 2043.2718 | 299.0831 | 2043.2718
3933 | 306.4896 | 2044.5348 | 306.4896 | 2044.5348
3934 | 318.8843 | 2035.658 | 318.8843 | 2035.658
3935 | 335.6845 | 2013.4447 | 335.6845 | 2013.4447
3936 | 336.3458 | 1991.7498 | 336.3458 | 1991.7498
3937 | 329.1415 | 1981.4162 | 329.1415 | 1981.4162
3938 | 334.9538 | 1964.3968 | 334.9538 | 1964.3968
3939 | 353.3301 | 1958.085 | 353.3301 | 1958.085
3940 | 366.7973 | 1943.5248 | 366.7973 | 1943.5248
3941 | 361.8312 | 1926.5614 | 361.8312 | 1926.5614
3942 | 348.1287 | 1894.8101 | 348.1287 | 1894.8101
3943 | 335.6777 | 1866.624 | 335.6777 | 1866.624
3944 | 327.58 | 1844.7015 | 327.58 | 1844.7015
3945 | 322.4109 | 1825.3168 | 322.4109 | 1825.3168
3946 | 309.208 | 1816.4316 | 309.208 | 1816.4316
3947 | 295.7255 | 1802.7302 | 295.7255 | 1802.7302
3948 | 280.7017 | 1801.3987 | 280.7017 | 1801.3987
3949 | 268.3969 | 1824.9785 | 268.3969 | 1824.9785
3950 | 262.0574 | 1847.8179 | 262.0574 | 1847.8179
3951 | 258.1707 | 1866.785 | 258.1707 | 1866.785
3952 | 258.261 | 1880.2454 | 258.261 | 1880.2454
3953 | 260.507 | 1895.0343 | 260.507 | 1895.0343
3954 | 267.4971 | 1925.5106 | 267.4971 | 1925.5106
3955 | 283.2899 | 1929.0714 | 283.2899 | 1929.0714
3956 | 297.2536 | 1929.5814 | 297.2536 | 1929.5814
3957 | 308.1109 | 1925.1182 | 308.1109 | 1925.1182
3958 | 320.2452 | 1929.2208 | 320.2452 | 1929.2208
3959 | 341.0133 | 1932.7925 | 341.0133 | 1932.7925
3960 | 339.2179 | 1931.3301 | 339.2179 | 1931.3301
3961 | 331.1814 | 1927.9026 | 331.1814 | 1927.9026
3962 | 338.2981 | 1906.0594 | 338.2981 | 1906.0594
3963 | 358.5272 | 1894.0561 | 358.5272 | 1894.0561
3964 | 367.53 | 1869.3276 | 367.53 | 1869.3276
3965 | 371.9786 | 1828.5225 | 371.9786 | 1828.5225
3966 | 360.9632 | 1791.8086 | 360.9632 | 1791.8086
3967 | 347.2306 | 1763.2753 | 347.2306 | 1763.2753
3968 | 336.1535 | 1758.9131 | 336.1535 | 1758.9131
3969 | 326.8235 | 1782.8043 | 326.8235 | 1782.8043
3970 | 314.7475 | 1812.9265 | 314.7475 | 1812.9265
3971 | 298.4856 | 1818.1388 | 298.4856 | 1818.1388
3972 | 283.7001 | 1819.6184 | 283.7001 | 1819.6184
3973 | 271.02 | 1828.1019 | 271.02 | 1828.1019
3974 | 263.5184 | 1831.6111 | 263.5184 | 1831.6111
3975 | 259.3069 | 1843.6374 | 259.3069 | 1843.6374
3976 | 258.8223 | 1857.6531 | 258.8223 | 1857.6531
3977 | 262.4655 | 1877.7864 | 262.4655 | 1877.7864
3978 | 271.1102 | 1920.2703 | 271.1102 | 1920.2703
3979 | 287.148 | 1932.7153 | 287.148 | 1932.7153
3980 | 305.4488 | 1930.5184 | 305.4488 | 1930.5184
3981 | 316.7601 | 1905.6145 | 316.7601 | 1905.6145
3982 | 327.7198 | 1884.869 | 327.7198 | 1884.869
3983 | 347.747 | 1868.59 | 347.747 | 1868.59
3984 | 345.1503 | 1863.206 | 345.1503 | 1863.206
3985 | 334.26 | 1871.8209 | 334.26 | 1871.8209
3986 | 336.5075 | 1876.4568 | 336.5075 | 1876.4568
3987 | 356.9799 | 1903.912 | 356.9799 | 1903.912
3988 | 371.1357 | 1933.4954 | 371.1357 | 1933.4954
3989 | 375.5913 | 1949.8478 | 375.5913 | 1949.8478
3990 | 364.4725 | 1957.2427 | 364.4725 | 1957.2427
3991 | 349.2718 | 1955.0498 | 349.2718 | 1955.0498
3992 | 338.9459 | 1957.2814 | 338.9459 | 1957.2814
3993 | 331.4087 | 1963.89 | 331.4087 | 1963.89
3994 | 316.386 | 1986.1344 | 316.386 | 1986.1344
3995 | 300.2156 | 1998.7039 | 300.2156 | 1998.7039
3996 | 282.7272 | 2006.2567 | 282.7272 | 2006.2567
3997 | 272.1218 | 2018.6965 | 272.1218 | 2018.6965
3998 | 263.3788 | 2027.8624 | 263.3788 | 2027.8624
3999 | 260.396 | 2042.5263 | 260.396 | 2042.5263
4000 | 260.0507 | 2060.6369 | 260.0507 | 2060.6369
4001 | 263.9045 | 2090.1751 | 263.9045 | 2090.1751
4002 | 274.5701 | 2144.5971 | 274.5701 | 2144.5971
4003 | 293.3282 | 2173.2143 | 293.3282 | 2173.2143
4004 | 317.0318 | 2192.9156 | 317.0318 | 2192.9156
4005 | 330.0059 | 2194.3868 | 330.0059 | 2194.3868
4006 | 336.3235 | 2188.4946 | 336.3235 | 2188.4946
4007 | 355.4401 | 2179.7811 | 355.4401 | 2179.7811
4008 | 351.891 | 2175.9588 | 351.891 | 2175.9588
4009 | 339.519 | 2182.6649 | 339.519 | 2182.6649
4010 | 341.0172 | 2178.8678 | 341.0172 | 2178.8678
4011 | 361.408 | 2188.7974 | 361.408 | 2188.7974
4012 | 371.9536 | 2194.8862 | 371.9536 | 2194.8862
4013 | 373.5519 | 2191.2838 | 373.5519 | 2191.2838
4014 | 364.7913 | 2173.3794 | 364.7913 | 2173.3794
4015 | 346.0128 | 2141.9311 | 346.0128 | 2141.9311
4016 | 338.6386 | 2112.5125 | 338.6386 | 2112.5125
4017 | 334.4458 | 2078.4133 | 334.4458 | 2078.4133
4018 | 320.3126 | 2047.0053 | 320.3126 | 2047.0053
4019 | 301.2366 | 2013.5225 | 301.2366 | 2013.5225
4020 | 284.7147 | 2002.6821 | 284.7147 | 2002.6821
4021 | 272.2627 | 2014.8096 | 272.2627 | 2014.8096
4022 | 265.0806 | 2026.3701 | 265.0806 | 2026.3701
4023 | 262.0131 | 2047.7666 | 262.0131 | 2047.7666
4024 | 261.8442 | 2079.8283 | 261.8442 | 2079.8283
4025 | 266.2633 | 2117.2442 | 266.2633 | 2117.2442
4026 | 277.2927 | 2167.1548 | 277.2927 | 2167.1548
4027 | 294.4306 | 2179.6345 | 294.4306 | 2179.6345
4028 | 317.4988 | 2174.3837 | 317.4988 | 2174.3837
4029 | 327.8342 | 2149.688 | 327.8342 | 2149.688
4030 | 339.2259 | 2126.305 | 339.2259 | 2126.305
4031 | 359.5264 | 2110.1648 | 359.5264 | 2110.1648
4032 | 356.6689 | 2107.2101 | 356.6689 | 2107.2101
4033 | 340.3213 | 2128.0408 | 340.3213 | 2128.0408
4034 | 347.8727 | 2141.4568 | 347.8727 | 2141.4568
4035 | 367.0596 | 2153.8158 | 367.0596 | 2153.8158
4036 | 381.0167 | 2140.9561 | 381.0167 | 2140.9561
4037 | 379.9584 | 2096.8194 | 379.9584 | 2096.8194
4038 | 368.117 | 2042.0941 | 368.117 | 2042.0941
4039 | 353.9508 | 2000.2345 | 353.9508 | 2000.2345
4040 | 346.0812 | 1990.3543 | 346.0812 | 1990.3543
4041 | 338.4232 | 2006.2289 | 338.4232 | 2006.2289
4042 | 323.6622 | 2010.0455 | 323.6622 | 2010.0455
4043 | 302.8542 | 1970.0037 | 302.8542 | 1970.0037
4044 | 286.9204 | 1917.4837 | 286.9204 | 1917.4837
4045 | 273.5437 | 1879.3598 | 273.5437 | 1879.3598
4046 | 265.2568 | 1851.2189 | 265.2568 | 1851.2189
4047 | 260.4226 | 1845.8238 | 260.4226 | 1845.8238
4048 | 260.0488 | 1852.5516 | 260.0488 | 1852.5516
4049 | 265.0828 | 1836.3845 | 265.0828 | 1836.3845
4050 | 275.4502 | 1817.5116 | 275.4502 | 1817.5116
4051 | 292.4795 | 1771.5845 | 292.4795 | 1771.5845
4052 | 317.5494 | 1719.622 | 317.5494 | 1719.622
4053 | 328.1018 | 1660.7082 | 328.1018 | 1660.7082
4054 | 334.6625 | 1607.1326 | 334.6625 | 1607.1326
4055 | 353.8728 | 1549.9376 | 353.8728 | 1549.9376
4056 | 354.378 | 1497.5643 | 354.378 | 1497.5643
4057 | 338.3475 | 1458.1141 | 338.3475 | 1458.1141
4058 | 340.8939 | 1420.7581 | 340.8939 | 1420.7581
4059 | 357.939 | 1410.8371 | 357.939 | 1410.8371
4060 | 369.072 | 1413.4554 | 369.072 | 1413.4554
4061 | 368.7098 | 1422.1383 | 368.7098 | 1422.1383
4062 | 360.3255 | 1425.7504 | 360.3255 | 1425.7504
4063 | 344.6406 | 1423.2105 | 344.6406 | 1423.2105
4064 | 334.1462 | 1429.1901 | 334.1462 | 1429.1901
4065 | 326.9272 | 1437.5686 | 326.9272 | 1437.5686
4066 | 315.0343 | 1448.4648 | 315.0343 | 1448.4648
4067 | 298.7175 | 1453.8853 | 298.7175 | 1453.8853
4068 | 280.9623 | 1474.9726 | 280.9623 | 1474.9726
4069 | 268.9773 | 1510.2129 | 268.9773 | 1510.2129
4070 | 260.3046 | 1546.4133 | 260.3046 | 1546.4133
4071 | 256.5324 | 1605.7066 | 256.5324 | 1605.7066
4072 | 254.6879 | 1680.1072 | 254.6879 | 1680.1072
4073 | 257.8041 | 1769.128 | 257.8041 | 1769.128
4074 | 267.8005 | 1879.0766 | 267.8005 | 1879.0766
4075 | 281.8349 | 1952.1496 | 281.8349 | 1952.1496
4076 | 303.3973 | 2013.4611 | 303.3973 | 2013.4611
4077 | 312.9123 | 2055.8136 | 312.9123 | 2055.8136
4078 | 323.6277 | 2093.3014 | 323.6277 | 2093.3014
4079 | 339.0314 | 2122.7277 | 339.0314 | 2122.7277
4080 | 339.339 | 2142.3306 | 339.339 | 2142.3306
4081 | 328.4427 | 2155.9081 | 328.4427 | 2155.9081
4082 | 334.29 | 2146.593 | 334.29 | 2146.593
4083 | 352.4708 | 2138.3378 | 352.4708 | 2138.3378
4084 | 364.7357 | 2111.4924 | 364.7357 | 2111.4924
4085 | 366.3655 | 2059.929 | 366.3655 | 2059.929
4086 | 352.8155 | 2016.8989 | 352.8155 | 2016.8989
4087 | 338.9152 | 1993.0508 | 338.9152 | 1993.0508
4088 | 328.2841 | 1978.0344 | 328.2841 | 1978.0344
4089 | 321.9319 | 1952.16 | 321.9319 | 1952.16
4090 | 312.5525 | 1925.5064 | 312.5525 | 1925.5064
4091 | 296.9198 | 1882.4454 | 296.9198 | 1882.4454
4092 | 282.035 | 1832.3895 | 282.035 | 1832.3895
4093 | 269.6954 | 1791.4544 | 269.6954 | 1791.4544
4094 | 261.5016 | 1738.4307 | 261.5016 | 1738.4307
4095 | 258.6526 | 1685.1441 | 258.6526 | 1685.1441
4096 | 256.9348 | 1643.078 | 256.9348 | 1643.078
4097 | 261.1782 | 1610.6694 | 261.1782 | 1610.6694
4098 | 268.1541 | 1602.8325 | 268.1541 | 1602.8325
4099 | 279.9094 | 1570.6828 | 279.9094 | 1570.6828
4100 | 292.1021 | 1536.0724 | 292.1021 | 1536.0724
4101 | 299.3342 | 1498.3627 | 299.3342 | 1498.3627
4102 | 310.2614 | 1470.017 | 310.2614 | 1470.017
4103 | 326.0777 | 1440.9669 | 326.0777 | 1440.9669
4104 | 330.1955 | 1409.3814 | 330.1955 | 1409.3814
4105 | 324.4307 | 1385.2703 | 324.4307 | 1385.2703
4106 | 329.7584 | 1357.1456 | 329.7584 | 1357.1456
4107 | 346.556 | 1346.6693 | 346.556 | 1346.6693
4108 | 357.3467 | 1338.1824 | 357.3467 | 1338.1824
4109 | 353.3553 | 1333.296 | 353.3553 | 1333.296
4110 | 346.8237 | 1322.9224 | 346.8237 | 1322.9224
4111 | 335.3328 | 1308.1319 | 335.3328 | 1308.1319
4112 | 330.1151 | 1296.8289 | 330.1151 | 1296.8289
4113 | 319.8669 | 1291.0135 | 319.8669 | 1291.0135
4114 | 310.8536 | 1299.7233 | 310.8536 | 1299.7233
4115 | 296.52 | 1307.5037 | 296.52 | 1307.5037
4116 | 283.4774 | 1323.9059 | 283.4774 | 1323.9059
4117 | 271.665 | 1346.4099 | 271.665 | 1346.4099
4118 | 265.26 | 1357.8316 | 265.26 | 1357.8316
4119 | 261.0494 | 1369.2333 | 261.0494 | 1369.2333
4120 | 258.5363 | 1374.1564 | 258.5363 | 1374.1564
4121 | 259.8165 | 1377.5624 | 259.8165 | 1377.5624
4122 | 265.9959 | 1397.2805 | 265.9959 | 1397.2805
4123 | 276.0705 | 1390.0483 | 276.0705 | 1390.0483
4124 | 288.9983 | 1383.9646 | 288.9983 | 1383.9646
4125 | 297.7811 | 1377.315 | 297.7811 | 1377.315
4126 | 309.4023 | 1376.4896 | 309.4023 | 1376.4896
4127 | 325.7019 | 1372.5305 | 325.7019 | 1372.5305
4128 | 327.7447 | 1370.0964 | 327.7447 | 1370.0964
4129 | 321.325 | 1383.084 | 321.325 | 1383.084
4130 | 324.8858 | 1391.9538 | 324.8858 | 1391.9538
4131 | 341.6187 | 1405.9091 | 341.6187 | 1405.9091
4132 | 353.2947 | 1405.9246 | 353.2947 | 1405.9246
4133 | 356.6892 | 1396.5614 | 356.6892 | 1396.5614
4134 | 346.2989 | 1384.3138 | 346.2989 | 1384.3138
4135 | 336.0543 | 1370.0786 | 336.0543 | 1370.0786
4136 | 328.769 | 1367.8334 | 328.769 | 1367.8334
4137 | 322.5638 | 1387.8724 | 322.5638 | 1387.8724
4138 | 313.7298 | 1410.9497 | 313.7298 | 1410.9497
4139 | 299.5015 | 1402.7315 | 299.5015 | 1402.7315
4140 | 285.9847 | 1378.9812 | 285.9847 | 1378.9812
4141 | 274.6885 | 1359.6321 | 274.6885 | 1359.6321
4142 | 266.7784 | 1348.1839 | 266.7784 | 1348.1839
4143 | 264.1012 | 1365.52 | 264.1012 | 1365.52
4144 | 261.0074 | 1409.2769 | 261.0074 | 1409.2769
4145 | 262.0534 | 1467.1682 | 262.0534 | 1467.1682
4146 | 267.4035 | 1534.2573 | 267.4035 | 1534.2573
4147 | 277.2087 | 1564.2279 | 277.2087 | 1564.2279
4148 | 291.8508 | 1571.8522 | 291.8508 | 1571.8522
4149 | 302.3544 | 1544.762 | 302.3544 | 1544.762
4150 | 313.7298 | 1508.8508 | 313.7298 | 1508.8508
4151 | 334.8664 | 1470.3265 | 334.8664 | 1470.3265
4152 | 332.115 | 1435.2359 | 332.115 | 1435.2359
4153 | 323.1146 | 1418.7944 | 323.1146 | 1418.7944
4154 | 328.6848 | 1394.8342 | 328.6848 | 1394.8342
4155 | 348.3568 | 1382.9004 | 348.3568 | 1382.9004
4156 | 359.9156 | 1362.8916 | 359.9156 | 1362.8916
4157 | 362.6292 | 1321.8436 | 362.6292 | 1321.8436
4158 | 353.2657 | 1279.9588 | 353.2657 | 1279.9588
4159 | 339.6809 | 1252.5014 | 339.6809 | 1252.5014
4160 | 329.2671 | 1243.4194 | 329.2671 | 1243.4194
4161 | 322.5982 | 1243.9895 | 322.5982 | 1243.9895
4162 | 314.4973 | 1236.5966 | 314.4973 | 1236.5966
4163 | 302.9732 | 1205.8555 | 302.9732 | 1205.8555
4164 | 288.3238 | 1185.541 | 288.3238 | 1185.541
4165 | 277.7781 | 1183.0233 | 277.7781 | 1183.0233
4166 | 269.6728 | 1184.0685 | 269.6728 | 1184.0685
4167 | 264.3314 | 1194.9496 | 264.3314 | 1194.9496
4168 | 261.7464 | 1209.9023 | 261.7464 | 1209.9023
4169 | 263.7011 | 1234.2001 | 263.7011 | 1234.2001
4170 | 273.0853 | 1301.185 | 273.0853 | 1301.185
4171 | 285.126 | 1363.8121 | 285.126 | 1363.8121
4172 | 300.4995 | 1425.887 | 300.4995 | 1425.887
4173 | 312.2191 | 1472.9246 | 312.2191 | 1472.9246
4174 | 322.7392 | 1525.1964 | 322.7392 | 1525.1964
4175 | 340.2979 | 1580.0607 | 340.2979 | 1580.0607
4176 | 345.426 | 1628.7109 | 345.426 | 1628.7109
4177 | 334.3414 | 1674.7367 | 334.3414 | 1674.7367
4178 | 335.9293 | 1694.4689 | 335.9293 | 1694.4689
4179 | 353.779 | 1710.5758 | 353.779 | 1710.5758
4180 | 366.0219 | 1708.405 | 366.0219 | 1708.405
4181 | 365.4803 | 1687.2077 | 365.4803 | 1687.2077
4182 | 360.2926 | 1655.1094 | 360.2926 | 1655.1094
4183 | 345.232 | 1629.1443 | 345.232 | 1629.1443
4184 | 331.8824 | 1625.025 | 331.8824 | 1625.025
4185 | 323.4844 | 1640.4831 | 323.4844 | 1640.4831
4186 | 317.8058 | 1675.2556 | 317.8058 | 1675.2556
4187 | 304.7871 | 1678.7327 | 304.7871 | 1678.7327
4188 | 292.6054 | 1640.4414 | 292.6054 | 1640.4414
4189 | 280.4106 | 1577.9899 | 280.4106 | 1577.9899
4190 | 270.4827 | 1499.9099 | 270.4827 | 1499.9099
4191 | 264.528 | 1435.5874 | 264.528 | 1435.5874
4192 | 261.4317 | 1384.3941 | 261.4317 | 1384.3941
4193 | 264.0006 | 1350.9791 | 264.0006 | 1350.9791
4194 | 273.3491 | 1351.5405 | 273.3491 | 1351.5405
4195 | 283.1395 | 1333.7237 | 283.1395 | 1333.7237
4196 | 297.6614 | 1314.4524 | 297.6614 | 1314.4524
4197 | 310.2018 | 1289.9303 | 310.2018 | 1289.9303
4198 | 320.122 | 1266.339 | 320.122 | 1266.339
4199 | 334.5271 | 1234.8943 | 334.5271 | 1234.8943
4200 | 339.0808 | 1213.7547 | 339.0808 | 1213.7547
4201 | 330.0804 | 1211.4378 | 330.0804 | 1211.4378
4202 | 332.2113 | 1195.1125 | 332.2113 | 1195.1125
4203 | 349.6938 | 1194.5616 | 349.6938 | 1194.5616
4204 | 361.5964 | 1188.1915 | 361.5964 | 1188.1915
4205 | 360.5727 | 1176.6767 | 360.5727 | 1176.6767
4206 | 352.1037 | 1166.6501 | 352.1037 | 1166.6501
4207 | 339.9864 | 1151.582 | 339.9864 | 1151.582
4208 | 327.7168 | 1138.752 | 327.7168 | 1138.752
4209 | 319.7813 | 1118.1527 | 319.7813 | 1118.1527
4210 | 309.1595 | 1092.9219 | 309.1595 | 1092.9219
4211 | 301.5171 | 1060.168 | 301.5171 | 1060.168
4212 | 292.2393 | 1045.8572 | 292.2393 | 1045.8572
4213 | 284.2815 | 1058.9217 | 284.2815 | 1058.9217
4214 | 275.9438 | 1059.9669 | 275.9438 | 1059.9669
4215 | 267.9779 | 1061.0962 | 267.9779 | 1061.0962
4216 | 263.904 | 1069.8715 | 263.904 | 1069.8715
4217 | 264.0055 | 1087.1938 | 264.0055 | 1087.1938
4218 | 270.8024 | 1122.4592 | 270.8024 | 1122.4592
4219 | 279.9012 | 1125.7771 | 279.9012 | 1125.7771
4220 | 288.6225 | 1124.8643 | 288.6225 | 1124.8643
4221 | 294.0965 | 1115.2996 | 294.0965 | 1115.2996
4222 | 303.1608 | 1105.347 | 303.1608 | 1105.347
4223 | 315.3877 | 1093.2672 | 315.3877 | 1093.2672
4224 | 316.9216 | 1084.9334 | 316.9216 | 1084.9334
4225 | 312.0047 | 1088.4814 | 312.0047 | 1088.4814
4226 | 317.0092 | 1085.5519 | 317.0092 | 1085.5519
4227 | 330.357 | 1094.8569 | 330.357 | 1094.8569
4228 | 340.6427 | 1103.3749 | 340.6427 | 1103.3749
4229 | 338.9175 | 1110.5308 | 338.9175 | 1110.5308
4230 | 329.8311 | 1107.2368 | 329.8311 | 1107.2368
4231 | 322.1191 | 1097.652 | 322.1191 | 1097.652
4232 | 313.479 | 1096.7255 | 313.479 | 1096.7255
4233 | 307.9688 | 1101.0436 | 307.9688 | 1101.0436
4234 | 300.0554 | 1104.5131 | 300.0554 | 1104.5131
4235 | 294.4152 | 1089.5276 | 294.4152 | 1089.5276
4236 | 287.596 | 1071.9199 | 287.596 | 1071.9199
4237 | 280.5062 | 1060.2751 | 280.5062 | 1060.2751
4238 | 272.7629 | 1051.2562 | 272.7629 | 1051.2562
4239 | 265.4986 | 1053.1489 | 265.4986 | 1053.1489
4240 | 262.4998 | 1056.1981 | 262.4998 | 1056.1981
4241 | 263.0867 | 1073.6592 | 263.0867 | 1073.6592
4242 | 268.5434 | 1125.3744 | 268.5434 | 1125.3744
4243 | 275.7551 | 1156.5596 | 275.7551 | 1156.5596
4244 | 285.0227 | 1187.0886 | 285.0227 | 1187.0886
4245 | 293.1982 | 1210.4927 | 293.1982 | 1210.4927
4246 | 305.6618 | 1228.5463 | 305.6618 | 1228.5463
4247 | 323.6021 | 1234.6167 | 323.6021 | 1234.6167
4248 | 331.0978 | 1236.6247 | 331.0978 | 1236.6247
4249 | 328.0387 | 1242.5673 | 328.0387 | 1242.5673
4250 | 334.1227 | 1236.3062 | 334.1227 | 1236.3062
4251 | 349.974 | 1242.6961 | 349.974 | 1242.6961
4252 | 362.3191 | 1243.5098 | 362.3191 | 1243.5098
4253 | 365.4873 | 1238.4151 | 365.4873 | 1238.4151
4254 | 351.8929 | 1232.3101 | 351.8929 | 1232.3101
4255 | 336.9657 | 1224.0788 | 336.9657 | 1224.0788
4256 | 324.7936 | 1223.9157 | 324.7936 | 1223.9157
4257 | 315.05 | 1232.5025 | 315.05 | 1232.5025
4258 | 308.4372 | 1238.436 | 308.4372 | 1238.436
4259 | 301.6516 | 1222.9646 | 301.6516 | 1222.9646
4260 | 294.5357 | 1206.1899 | 294.5357 | 1206.1899
4261 | 287.0344 | 1195.8291 | 287.0344 | 1195.8291
4262 | 278.5193 | 1182.5762 | 278.5193 | 1182.5762
4263 | 269.2897 | 1186.3083 | 269.2897 | 1186.3083
4264 | 264.2263 | 1198.9705 | 264.2263 | 1198.9705
4265 | 264.0512 | 1219.3467 | 264.0512 | 1219.3467
4266 | 268.8065 | 1263.08 | 268.8065 | 1263.08
4267 | 277.3853 | 1278.2319 | 277.3853 | 1278.2319
4268 | 285.6806 | 1286.1339 | 285.6806 | 1286.1339
4269 | 294.2277 | 1279.1026 | 294.2277 | 1279.1026
4270 | 306.6109 | 1276.5073 | 306.6109 | 1276.5073
4271 | 326.0807 | 1282.6124 | 326.0807 | 1282.6124
4272 | 332.1693 | 1301.3824 | 332.1693 | 1301.3824
4273 | 329.5538 | 1332.5896 | 329.5538 | 1332.5896
4274 | 332.7898 | 1350.8642 | 332.7898 | 1350.8642
4275 | 350.3367 | 1380.8181 | 350.3367 | 1380.8181
4276 | 362.0346 | 1395.1317 | 362.0346 | 1395.1317
4277 | 361.2146 | 1374.8714 | 361.2146 | 1374.8714
4278 | 351.8343 | 1340.1009 | 351.8343 | 1340.1009
4279 | 337.7595 | 1331.1407 | 337.7595 | 1331.1407
4280 | 326.7995 | 1343.4364 | 326.7995 | 1343.4364
4281 | 315.3976 | 1353.8625 | 315.3976 | 1353.8625
4282 | 307.3425 | 1367.0144 | 307.3425 | 1367.0144
4283 | 299.2278 | 1363.273 | 299.2278 | 1363.273
4284 | 293.3947 | 1359.5123 | 293.3947 | 1359.5123
4285 | 284.2557 | 1365.0807 | 284.2557 | 1365.0807
4286 | 275.1827 | 1366.9935 | 275.1827 | 1366.9935
4287 | 269.2841 | 1376.8335 | 269.2841 | 1376.8335
4288 | 264.8236 | 1388.0381 | 264.8236 | 1388.0381
4289 | 264.2572 | 1405.7421 | 264.2572 | 1405.7421
4290 | 268.3589 | 1447.0113 | 268.3589 | 1447.0113
4291 | 277.1519 | 1462.0245 | 277.1519 | 1462.0245
4292 | 284.9296 | 1472.911 | 284.9296 | 1472.911
4293 | 290.4715 | 1473.5146 | 290.4715 | 1473.5146
4294 | 302.6078 | 1471.301 | 302.6078 | 1471.301
4295 | 319.6899 | 1456.0632 | 319.6899 | 1456.0632
4296 | 328.547 | 1435.8606 | 328.547 | 1435.8606
4297 | 326.0186 | 1425.7352 | 326.0186 | 1425.7352
4298 | 332.2602 | 1408.2647 | 332.2602 | 1408.2647
4299 | 349.3349 | 1408.1302 | 349.3349 | 1408.1302
4300 | 358.7837 | 1402.6625 | 358.7837 | 1402.6625
4301 | 364.6219 | 1382.9922 | 364.6219 | 1382.9922
4302 | 353.5176 | 1369.634 | 353.5176 | 1369.634
4303 | 338.7708 | 1358.4875 | 338.7708 | 1358.4875
4304 | 328.4231 | 1361.7255 | 328.4231 | 1361.7255
4305 | 320.4443 | 1380.3764 | 320.4443 | 1380.3764
4306 | 312.8277 | 1395.9229 | 312.8277 | 1395.9229
4307 | 304.723 | 1384.0608 | 304.723 | 1384.0608
4308 | 296.7486 | 1367.633 | 296.7486 | 1367.633
4309 | 287.744 | 1369.9392 | 287.744 | 1369.9392
4310 | 280.0759 | 1394.3749 | 280.0759 | 1394.3749
4311 | 274.0725 | 1449.4343 | 274.0725 | 1449.4343
4312 | 270.9085 | 1494.5794 | 270.9085 | 1494.5794
4313 | 271.5219 | 1510.1318 | 271.5219 | 1510.1318
4314 | 275.3925 | 1509.6521 | 275.3925 | 1509.6521
4315 | 284.1781 | 1466.7442 | 284.1781 | 1466.7442
4316 | 294.3993 | 1442.6144 | 294.3993 | 1442.6144
4317 | 300.864 | 1416.7735 | 300.864 | 1416.7735
4318 | 314.5344 | 1394.0151 | 314.5344 | 1394.0151
4319 | 331.0417 | 1375.6886 | 331.0417 | 1375.6886
4320 | 338.8731 | 1357.95 | 338.8731 | 1357.95
4321 | 336.3624 | 1345.1178 | 336.3624 | 1345.1178
4322 | 337.9892 | 1324.3156 | 337.9892 | 1324.3156
4323 | 353.0413 | 1322.1683 | 353.0413 | 1322.1683
4324 | 367.9511 | 1322.6003 | 367.9511 | 1322.6003
4325 | 370.1424 | 1302.4788 | 370.1424 | 1302.4788
4326 | 360.4935 | 1247.7881 | 360.4935 | 1247.7881
4327 | 346.2564 | 1196.0032 | 346.2564 | 1196.0032
4328 | 332.0869 | 1168.9098 | 332.0869 | 1168.9098
4329 | 320.3371 | 1149.5598 | 320.3371 | 1149.5598
4330 | 315.0785 | 1130.1594 | 315.0785 | 1130.1594
4331 | 305.2071 | 1102.1946 | 305.2071 | 1102.1946
4332 | 297.5897 | 1079.5548 | 297.5897 | 1079.5548
4333 | 289.4383 | 1068.9164 | 289.4383 | 1068.9164
4334 | 281.5693 | 1058.8563 | 281.5693 | 1058.8563
4335 | 276.3663 | 1057.4522 | 276.3663 | 1057.4522
4336 | 271.3981 | 1066.991 | 271.3981 | 1066.991
4337 | 272.9314 | 1104.0946 | 272.9314 | 1104.0946
4338 | 278.6746 | 1181.2131 | 278.6746 | 1181.2131
4339 | 287.8216 | 1236.5524 | 287.8216 | 1236.5524
4340 | 299.6413 | 1286.6198 | 299.6413 | 1286.6198
4341 | 307.7535 | 1328.7294 | 307.7535 | 1328.7294
4342 | 318.0161 | 1384.4021 | 318.0161 | 1384.4021
4343 | 335.1204 | 1445.9643 | 335.1204 | 1445.9643
4344 | 341.6244 | 1506.3792 | 341.6244 | 1506.3792
4345 | 337.8419 | 1567.293 | 337.8419 | 1567.293
4346 | 343.0562 | 1609.9992 | 343.0562 | 1609.9992
4347 | 356.0099 | 1654.2512 | 356.0099 | 1654.2512
4348 | 370.3421 | 1667.7666 | 370.3421 | 1667.7666
4349 | 374.3325 | 1644.6953 | 374.3325 | 1644.6953
4350 | 364.8924 | 1629.6366 | 364.8924 | 1629.6366
4351 | 348.1145 | 1612.2087 | 348.1145 | 1612.2087
4352 | 334.2611 | 1595.4224 | 334.2611 | 1595.4224
4353 | 321.2818 | 1577.53 | 321.2818 | 1577.53
4354 | 313.3986 | 1575.2733 | 313.3986 | 1575.2733
4355 | 305.0022 | 1592.042 | 305.0022 | 1592.042
4356 | 286.799 | 1619.8272 | 286.799 | 1619.8272
4357 | 280.8843 | 1634.1063 | 280.8843 | 1634.1063
4358 | 274.7471 | 1622.5887 | 274.7471 | 1622.5887
4359 | 268.8498 | 1605.2901 | 268.8498 | 1605.2901
4360 | 264.1582 | 1582.9706 | 264.1582 | 1582.9706
4361 | 264.6856 | 1565.2071 | 264.6856 | 1565.2071
4362 | 270.8172 | 1572.7094 | 270.8172 | 1572.7094
4363 | 278.2754 | 1553.0532 | 278.2754 | 1553.0532
4364 | 288.9481 | 1524.0301 | 288.9481 | 1524.0301
4365 | 296.5539 | 1481.7395 | 296.5539 | 1481.7395
4366 | 308.3928 | 1442.1496 | 308.3928 | 1442.1496
4367 | 326.2351 | 1397.9339 | 326.2351 | 1397.9339
4368 | 331.5598 | 1346.0812 | 331.5598 | 1346.0812
4369 | 326.2266 | 1301.1825 | 326.2266 | 1301.1825
4370 | 332.5032 | 1252.4436 | 332.5032 | 1252.4436
4371 | 345.3373 | 1224.1294 | 345.3373 | 1224.1294
4372 | 356.1808 | 1205.613 | 356.1808 | 1205.613
4373 | 359.4627 | 1192.3629 | 359.4627 | 1192.3629
4374 | 347.0428 | 1171.7863 | 347.0428 | 1171.7863
4375 | 330.7222 | 1148.9445 | 330.7222 | 1148.9445
4376 | 319.7232 | 1137.1904 | 319.7232 | 1137.1904
4377 | 307.6785 | 1130.8544 | 307.6785 | 1130.8544
4378 | 297.8633 | 1131.5475 | 297.8633 | 1131.5475
4379 | 290.5348 | 1122.1841 | 290.5348 | 1122.1841
4380 | 286.5027 | 1669.1246 | 286.5027 | 1669.1246
4381 | 286.2472 | 1669.1533 | 286.2472 | 1669.1533
4382 | 280.4647 | 1672.3071 | 280.4647 | 1672.3071
4383 | 270.5498 | 1681.7615 | 270.5498 | 1681.7615
4384 | 265.4857 | 1698.8131 | 265.4857 | 1698.8131
4385 | 264.7051 | 1727.0163 | 264.7051 | 1727.0163
4386 | 266.7421 | 1772.1849 | 266.7421 | 1772.1849
4387 | 269.4472 | 1774.5181 | 269.4472 | 1774.5181
4388 | 271.4352 | 1764.8615 | 271.4352 | 1764.8615
4389 | 271.317 | 1742.5195 | 271.317 | 1742.5195
4390 | 274.5784 | 1722.6106 | 274.5784 | 1722.6106
4391 | 288.3694 | 1694.7343 | 288.3694 | 1694.7343
4392 | 295.2893 | 1638.488 | 295.2893 | 1638.488
4393 | 294.0398 | 1539.6792 | 294.0398 | 1539.6792
4394 | 301.7862 | 1435.1459 | 301.7862 | 1435.1459
4395 | 321.046 | 1373.3259 | 321.046 | 1373.3259
4396 | 332.8012 | 1350.0279 | 332.8012 | 1350.0279
4397 | 335.7164 | 1324.8159 | 335.7164 | 1324.8159
4398 | 328.7875 | 1288.6471 | 328.7875 | 1288.6471
4399 | 321.0732 | 1252.899 | 321.0732 | 1252.899
4400 | 314.8835 | 1228.3383 | 314.8835 | 1228.3383
4401 | 305.4769 | 1209.0902 | 305.4769 | 1209.0902
4402 | 298.3159 | 1189.9942 | 298.3159 | 1189.9942
4403 | 294.5514 | 1164.9557 | 294.5514 | 1164.9557
4404 | 289.2794 | 1148.0492 | 289.2794 | 1148.0492
4405 | 283.4128 | 1143.5424 | 283.4128 | 1143.5424
4406 | 277.4099 | 1145.2043 | 277.4099 | 1145.2043
4407 | 269.8574 | 1153.8828 | 269.8574 | 1153.8828
4408 | 264.4646 | 1171.2627 | 264.4646 | 1171.2627
4409 | 264.7074 | 1209.3425 | 264.7074 | 1209.3425
4410 | 267.6143 | 1279.8145 | 267.6143 | 1279.8145
4411 | 273.7523 | 1310.972 | 273.7523 | 1310.972
4412 | 281.2749 | 1321.0687 | 281.2749 | 1321.0687
4413 | 287.1429 | 1318.5098 | 287.1429 | 1318.5098
4414 | 295.279 | 1315.3106 | 295.279 | 1315.3106
4415 | 312.117 | 1305.1885 | 312.117 | 1305.1885
4416 | 319.8492 | 1289.2246 | 319.8492 | 1289.2246
4417 | 320.3885 | 1286.6161 | 320.3885 | 1286.6161
4418 | 328.5084 | 1305.2276 | 328.5084 | 1305.2276
4419 | 343.377 | 1319.7951 | 343.377 | 1319.7951
4420 | 357.0337 | 1306.9705 | 357.0337 | 1306.9705
4421 | 360.2703 | 1275.552 | 360.2703 | 1275.552
4422 | 351.3305 | 1259.7631 | 351.3305 | 1259.7631
4423 | 336.948 | 1244.5143 | 336.948 | 1244.5143
4424 | 328.1038 | 1234.694 | 328.1038 | 1234.694
4425 | 320.1829 | 1223.383 | 320.1829 | 1223.383
4426 | 311.0347 | 1209.5386 | 311.0347 | 1209.5386
4427 | 302.9042 | 1187.1856 | 302.9042 | 1187.1856
4428 | 296.311 | 1168.5485 | 296.311 | 1168.5485
4429 | 288.0745 | 1154.4037 | 288.0745 | 1154.4037
4430 | 280.5611 | 1142.1607 | 280.5611 | 1142.1607
4431 | 272.7009 | 1131.5634 | 272.7009 | 1131.5634
4432 | 267.6678 | 1130.5028 | 267.6678 | 1130.5028
4433 | 266.4562 | 1151.9625 | 266.4562 | 1151.9625
4434 | 270.0361 | 1192.327 | 270.0361 | 1192.327
4435 | 276.1633 | 1183.7094 | 276.1633 | 1183.7094
4436 | 283.228 | 1167.3093 | 283.228 | 1167.3093
4437 | 289.1368 | 1148.8761 | 289.1368 | 1148.8761
4438 | 299.2041 | 1132.4583 | 299.2041 | 1132.4583
4439 | 315.357 | 1117.8604 | 315.357 | 1117.8604
4440 | 322.7427 | 1104.6715 | 322.7427 | 1104.6715
4441 | 319.8295 | 1068.6435 | 319.8295 | 1068.6435
4442 | 329.0184 | 1023.5193 | 329.0184 | 1023.5193
4443 | 344.8338 | 970.5615 | 344.8338 | 970.5615
4444 | 359.1523 | 923.8997 | 359.1523 | 923.8997
4445 | 361.109 | 870.7884 | 361.109 | 870.7884
4446 | 354.8964 | 838.8865 | 354.8964 | 838.8865
4447 | 342.7421 | 820.057 | 342.7421 | 820.057
4448 | 332.3196 | 803.1947 | 332.3196 | 803.1947
4449 | 321.7239 | 788.9297 | 321.7239 | 788.9297
4450 | 310.2122 | 788.483 | 310.2122 | 788.483
4451 | 305.0709 | 786.5099 | 305.0709 | 786.5099
4452 | 295.1317 | 802.635 | 295.1317 | 802.635
4453 | 286.582 | 829.4888 | 286.582 | 829.4888
4454 | 277.3777 | 836.9096 | 277.3777 | 836.9096
4455 | 270.658 | 827.7445 | 270.658 | 827.7445
4456 | 265.7816 | 827.1912 | 265.7816 | 827.1912
4457 | 266.4019 | 837.4911 | 266.4019 | 837.4911
4458 | 268.5179 | 871.3508 | 268.5179 | 871.3508
4459 | 274.1648 | 882.1881 | 274.1648 | 882.1881
4460 | 279.9083 | 900.7889 | 279.9083 | 900.7889
4461 | 285.4169 | 923.7124 | 285.4169 | 923.7124
4462 | 295.5776 | 958.2295 | 295.5776 | 958.2295
4463 | 313.2575 | 996.3865 | 313.2575 | 996.3865
4464 | 319.4951 | 1033.8938 | 319.4951 | 1033.8938
4465 | 317.0789 | 1066.4056 | 317.0789 | 1066.4056
4466 | 320.6819 | 1096.8035 | 320.6819 | 1096.8035
4467 | 337.2994 | 1131.0944 | 337.2994 | 1131.0944
4468 | 351.9931 | 1157.0005 | 351.9931 | 1157.0005
4469 | 358.7108 | 1174.9653 | 358.7108 | 1174.9653
4470 | 351.4866 | 1183.7338 | 351.4866 | 1183.7338
4471 | 339.1096 | 1183.1358 | 339.1096 | 1183.1358
4472 | 331.9525 | 1184.9825 | 331.9525 | 1184.9825
4473 | 326.5232 | 1187.2183 | 326.5232 | 1187.2183
4474 | 317.4393 | 1186.9805 | 317.4393 | 1186.9805
4475 | 306.9465 | 1174.7726 | 306.9465 | 1174.7726
4476 | 295.2928 | 1167.2654 | 295.2928 | 1167.2654
4477 | 283.1339 | 1169.3232 | 283.1339 | 1169.3232
4478 | 275.1675 | 1177.281 | 275.1675 | 1177.281
4479 | 268.6917 | 1190.6741 | 268.6917 | 1190.6741
4480 | 263.3939 | 1205.3386 | 263.3939 | 1205.3386
4481 | 264.2932 | 1232.1692 | 264.2932 | 1232.1692
4482 | 266.5784 | 1288.05 | 266.5784 | 1288.05
4483 | 274.4994 | 1327.9503 | 274.4994 | 1327.9503
4484 | 282.7034 | 1378.5383 | 282.7034 | 1378.5383
4485 | 289.9811 | 1413.6658 | 289.9811 | 1413.6658
4486 | 300.5199 | 1434.845 | 300.5199 | 1434.845
4487 | 317.8493 | 1449.131 | 317.8493 | 1449.131
4488 | 322.2248 | 1467.4817 | 322.2248 | 1467.4817
4489 | 320.4323 | 1488.2669 | 320.4323 | 1488.2669
4490 | 323.073 | 1515.0841 | 323.073 | 1515.0841
4491 | 339.799 | 1549.7927 | 339.799 | 1549.7927
4492 | 354.1224 | 1562.1819 | 354.1224 | 1562.1819
4493 | 358.4964 | 1558.9014 | 358.4964 | 1558.9014
4494 | 352.103 | 1544.0972 | 352.103 | 1544.0972
4495 | 340.6651 | 1525.1484 | 340.6651 | 1525.1484
4496 | 335.0543 | 1525.2644 | 335.0543 | 1525.2644
4497 | 330.1875 | 1544.2995 | 330.1875 | 1544.2995
4498 | 318.826 | 1563.6658 | 318.826 | 1563.6658
4499 | 307.1654 | 1550.5031 | 307.1654 | 1550.5031
4500 | 295.002 | 1531.3886 | 295.002 | 1531.3886
4501 | 283.6934 | 1524.793 | 283.6934 | 1524.793
4502 | 274.8912 | 1528.6928 | 274.8912 | 1528.6928
4503 | 269.1248 | 1540.952 | 269.1248 | 1540.952
4504 | 265.0159 | 1553.3786 | 265.0159 | 1553.3786
4505 | 265.0495 | 1575.4947 | 265.0495 | 1575.4947
4506 | 270.0227 | 1616.6351 | 270.0227 | 1616.6351
4507 | 280.488 | 1622.7578 | 280.488 | 1622.7578
4508 | 294.7742 | 1629.1546 | 294.7742 | 1629.1546
4509 | 299.6777 | 1629.6691 | 299.6777 | 1629.6691
4510 | 310.45 | 1630.0207 | 310.45 | 1630.0207
4511 | 332.3579 | 1628.4324 | 332.3579 | 1628.4324
4512 | 332.3777 | 1625.9259 | 332.3777 | 1625.9259
4513 | 324.9125 | 1619.0504 | 324.9125 | 1619.0504
4514 | 332.341 | 1601.7659 | 332.341 | 1601.7659
4515 | 349.2358 | 1554.8355 | 349.2358 | 1554.8355
4516 | 364.6521 | 1490.7478 | 364.6521 | 1490.7478
4517 | 366.274 | 1430.1768 | 366.274 | 1430.1768
4518 | 357.3192 | 1380.5805 | 357.3192 | 1380.5805
4519 | 345.0546 | 1330.5695 | 345.0546 | 1330.5695
4520 | 338.5072 | 1289.0305 | 338.5072 | 1289.0305
4521 | 330.0763 | 1261.0396 | 330.0763 | 1261.0396
4522 | 319.7034 | 1244.6589 | 319.7034 | 1244.6589
4523 | 307.3777 | 1227.0204 | 307.3777 | 1227.0204
4524 | 293.2855 | 1215.2164 | 293.2855 | 1215.2164
4525 | 280.3419 | 1209.516 | 280.3419 | 1209.516
4526 | 274.2962 | 1203.4497 | 274.2962 | 1203.4497
4527 | 268.4625 | 1196.0153 | 268.4625 | 1196.0153
4528 | 264.0806 | 1184.8393 | 264.0806 | 1184.8393
4529 | 265.7649 | 1179.5932 | 265.7649 | 1179.5932
4530 | 271.5245 | 1198.5037 | 271.5245 | 1198.5037
4531 | 283.8015 | 1193.3772 | 283.8015 | 1193.3772
4532 | 303.2594 | 1187.6593 | 303.2594 | 1187.6593
4533 | 314.5561 | 1179.6996 | 314.5561 | 1179.6996
4534 | 326.6031 | 1169.727 | 326.6031 | 1169.727
4535 | 347.6698 | 1153.9355 | 347.6698 | 1153.9355
4536 | 347.0456 | 1144.3273 | 347.0456 | 1144.3273
4537 | 337.0527 | 1136.1389 | 337.0527 | 1136.1389
4538 | 342.1738 | 1132.5205 | 342.1738 | 1132.5205
4539 | 357.2439 | 1141.8662 | 357.2439 | 1141.8662
4540 | 373.0432 | 1157.0602 | 373.0432 | 1157.0602
4541 | 376.7116 | 1171.2951 | 376.7116 | 1171.2951
4542 | 368.9421 | 1170.1869 | 368.9421 | 1170.1869
4543 | 352.1772 | 1153.0285 | 352.1772 | 1153.0285
4544 | 343.9697 | 1134.8234 | 343.9697 | 1134.8234
4545 | 336.1819 | 1114.71 | 336.1819 | 1114.71
4546 | 326.8749 | 1096.0914 | 326.8749 | 1096.0914
4547 | 308.4436 | 1075.4989 | 308.4436 | 1075.4989
4548 | 292.5349 | 1062.2328 | 292.5349 | 1062.2328
4549 | 280.8556 | 1056.2639 | 280.8556 | 1056.2639
4550 | 273.917 | 1050.7346 | 273.917 | 1050.7346
4551 | 268.0243 | 1048.8502 | 268.0243 | 1048.8502
4552 | 263.4188 | 1051.2211 | 263.4188 | 1051.2211
4553 | 265.655 | 1068.7122 | 265.655 | 1068.7122
4554 | 272.3673 | 1114.0897 | 272.3673 | 1114.0897
4555 | 286.2831 | 1132.4762 | 286.2831 | 1132.4762
4556 | 306.9151 | 1151.5544 | 306.9151 | 1151.5544
4557 | 315.2166 | 1174.269 | 315.2166 | 1174.269
4558 | 326.4176 | 1206.936 | 326.4176 | 1206.936
4559 | 348.6163 | 1238.081 | 348.6163 | 1238.081
4560 | 344.6562 | 1268.3374 | 344.6562 | 1268.3374
4561 | 334.4647 | 1293.5387 | 334.4647 | 1293.5387
4562 | 340.0955 | 1315.5817 | 340.0955 | 1315.5817
4563 | 355.527 | 1341.9952 | 355.527 | 1341.9952
4564 | 370.1307 | 1367.6925 | 370.1307 | 1367.6925
4565 | 373.4037 | 1391.9831 | 373.4037 | 1391.9831
4566 | 368.8398 | 1406.8088 | 368.8398 | 1406.8088
4567 | 350.977 | 1411.4625 | 350.977 | 1411.4625
4568 | 342.8323 | 1416.1438 | 342.8323 | 1416.1438
4569 | 336.1945 | 1421.0353 | 336.1945 | 1421.0353
4570 | 325.3789 | 1428.1975 | 325.3789 | 1428.1975
4571 | 308.8519 | 1425.1502 | 308.8519 | 1425.1502
4572 | 293.0612 | 1424.0285 | 293.0612 | 1424.0285
4573 | 281.0016 | 1428.5032 | 281.0016 | 1428.5032
4574 | 272.7758 | 1432.0151 | 272.7758 | 1432.0151
4575 | 267.8658 | 1436.3073 | 267.8658 | 1436.3073
4576 | 264.3132 | 1439.1258 | 264.3132 | 1439.1258
4577 | 267.3434 | 1450.6789 | 267.3434 | 1450.6789
4578 | 273.8103 | 1484.2402 | 273.8103 | 1484.2402
4579 | 288.2118 | 1488.692 | 288.2118 | 1488.692
4580 | 308.6206 | 1497.1774 | 308.6206 | 1497.1774
4581 | 320.2227 | 1514.1033 | 320.2227 | 1514.1033
4582 | 329.1643 | 1556.5575 | 329.1643 | 1556.5575
4583 | 352.3778 | 1605.3372 | 352.3778 | 1605.3372
4584 | 350.2089 | 1640.9348 | 350.2089 | 1640.9348
4585 | 339.4893 | 1653.1562 | 339.4893 | 1653.1562
4586 | 343.3169 | 1640.1087 | 343.3169 | 1640.1087
4587 | 358.6073 | 1619.4664 | 358.6073 | 1619.4664
4588 | 374.7026 | 1597.9586 | 374.7026 | 1597.9586
4589 | 377.7331 | 1572.7467 | 377.7331 | 1572.7467
4590 | 370.0434 | 1522.2552 | 370.0434 | 1522.2552
4591 | 354.4524 | 1481.912 | 354.4524 | 1481.912
4592 | 344.7418 | 1452.219 | 344.7418 | 1452.219
4593 | 334.7037 | 1425.7797 | 334.7037 | 1425.7797
4594 | 323.8628 | 1402.3571 | 323.8628 | 1402.3571
4595 | 307.6053 | 1371.4403 | 307.6053 | 1371.4403
4596 | 293.1026 | 1346.1193 | 293.1026 | 1346.1193
4597 | 280.9296 | 1340.3593 | 280.9296 | 1340.3593
4598 | 273.3647 | 1350.5849 | 273.3647 | 1350.5849
4599 | 268.1405 | 1381.6127 | 268.1405 | 1381.6127
4600 | 264.0687 | 1437.3056 | 264.0687 | 1437.3056
4601 | 265.6452 | 1508.7154 | 265.6452 | 1508.7154
4602 | 270.8797 | 1586.1398 | 270.8797 | 1586.1398
4603 | 283.7579 | 1613.2989 | 283.7579 | 1613.2989
4604 | 300.552 | 1621.2174 | 300.552 | 1621.2174
4605 | 312.6969 | 1610.9303 | 312.6969 | 1610.9303
4606 | 323.6471 | 1594.2141 | 323.6471 | 1594.2141
4607 | 343.51 | 1571.2016 | 343.51 | 1571.2016
4608 | 345.6469 | 1555.7748 | 345.6469 | 1555.7748
4609 | 338.3572 | 1550.5703 | 338.3572 | 1550.5703
4610 | 342.5263 | 1550.1745 | 342.5263 | 1550.1745
4611 | 357.3955 | 1556.4766 | 357.3955 | 1556.4766
4612 | 374.3912 | 1548.8439 | 374.3912 | 1548.8439
4613 | 379.5294 | 1526.3771 | 379.5294 | 1526.3771
4614 | 372.5083 | 1515.6608 | 372.5083 | 1515.6608
4615 | 357.6568 | 1499.8451 | 357.6568 | 1499.8451
4616 | 348.0166 | 1495.3957 | 348.0166 | 1495.3957
4617 | 338.3158 | 1506.8816 | 338.3158 | 1506.8816
4618 | 326.8138 | 1535.677 | 326.8138 | 1535.677
4619 | 312.3954 | 1547.4894 | 312.3954 | 1547.4894
4620 | 299.8764 | 1555.6774 | 299.8764 | 1555.6774
4621 | 287.1081 | 1572.0577 | 287.1081 | 1572.0577
4622 | 277.8023 | 1594.3979 | 277.8023 | 1594.3979
4623 | 271.4664 | 1622.7999 | 271.4664 | 1622.7999
4624 | 267.7708 | 1647.9379 | 267.7708 | 1647.9379
4625 | 269.3813 | 1676.4991 | 269.3813 | 1676.4991
4626 | 273.1714 | 1723.5476 | 273.1714 | 1723.5476
4627 | 282.6755 | 1729.9687 | 282.6755 | 1729.9687
4628 | 296.8628 | 1725.8323 | 296.8628 | 1725.8323
4629 | 305.8231 | 1710.4726 | 305.8231 | 1710.4726
4630 | 315.6351 | 1697.1879 | 315.6351 | 1697.1879
4631 | 335.0204 | 1676.8609 | 335.0204 | 1676.8609
4632 | 334.9381 | 1652.9002 | 334.9381 | 1652.9002
4633 | 329.6901 | 1627.7634 | 329.6901 | 1627.7634
4634 | 334.6589 | 1593.2021 | 334.6589 | 1593.2021
4635 | 349.0094 | 1564.0557 | 349.0094 | 1564.0557
4636 | 364.0491 | 1539.6238 | 364.0491 | 1539.6238
4637 | 368.8768 | 1515.0384 | 368.8768 | 1515.0384
4638 | 360.4547 | 1471.9768 | 360.4547 | 1471.9768
4639 | 346.7135 | 1419.0416 | 346.7135 | 1419.0416
4640 | 338.4446 | 1375.1751 | 338.4446 | 1375.1751
4641 | 330.3876 | 1345.2746 | 330.3876 | 1345.2746
4642 | 320.5961 | 1324.7762 | 320.5961 | 1324.7762
4643 | 306.049 | 1300.0062 | 306.049 | 1300.0062
4644 | 293.2095 | 1279.5191 | 293.2095 | 1279.5191
4645 | 281.2199 | 1259.1082 | 281.2199 | 1259.1082
4646 | 274.0522 | 1235.9442 | 274.0522 | 1235.9442
4647 | 268.849 | 1215.8581 | 268.849 | 1215.8581
4648 | 264.7661 | 1204.6822 | 264.7661 | 1204.6822
4649 | 264.9771 | 1209.1933 | 264.9771 | 1209.1933
4650 | 268.3547 | 1238.6667 | 268.3547 | 1238.6667
4651 | 278.7553 | 1236.6733 | 278.7553 | 1236.6733
4652 | 290.4962 | 1229.8216 | 290.4962 | 1229.8216
4653 | 298.24 | 1210.6723 | 298.24 | 1210.6723
4654 | 313.0614 | 1186.4069 | 313.0614 | 1186.4069
4655 | 332.0119 | 1159.2766 | 332.0119 | 1159.2766
4656 | 332.8597 | 1132.3022 | 332.8597 | 1132.3022
4657 | 326.9254 | 1103.734 | 326.9254 | 1103.734
4658 | 332.2366 | 1078.184 | 332.2366 | 1078.184
4659 | 345.8376 | 1062.4651 | 345.8376 | 1062.4651
4660 | 361.2056 | 1050.5655 | 361.2056 | 1050.5655
4661 | 368.3649 | 1039.4672 | 368.3649 | 1039.4672
4662 | 359.5108 | 1022.992 | 359.5108 | 1022.992
4663 | 343.2862 | 996.1359 | 343.2862 | 996.1359
4664 | 337.1666 | 971.426 | 337.1666 | 971.426
4665 | 329.4218 | 959.8763 | 329.4218 | 959.8763
4666 | 316.1025 | 951.9699 | 316.1025 | 951.9699
4667 | 300.6335 | 936.8379 | 300.6335 | 936.8379
4668 | 287.4262 | 927.9879 | 287.4262 | 927.9879
4669 | 274.8631 | 932.2537 | 274.8631 | 932.2537
4670 | 266.9752 | 939.8834 | 266.9752 | 939.8834
4671 | 262.0665 | 955.6934 | 262.0665 | 955.6934
4672 | 258.4177 | 981.7563 | 258.4177 | 981.7563
4673 | 258.8732 | 1026.4604 | 258.8732 | 1026.4604
4674 | 264.6892 | 1098.6331 | 264.6892 | 1098.6331
4675 | 276.6292 | 1138.5633 | 276.6292 | 1138.5633
4676 | 292.1159 | 1174.1423 | 292.1159 | 1174.1423
4677 | 297.8642 | 1195.9618 | 297.8642 | 1195.9618
4678 | 307.6443 | 1220.5724 | 307.6443 | 1220.5724
4679 | 328.0777 | 1254.2238 | 328.0777 | 1254.2238
4680 | 330.3998 | 1288.8367 | 330.3998 | 1288.8367
4681 | 320.9623 | 1316.1565 | 320.9623 | 1316.1565
4682 | 323.767 | 1337.3939 | 323.767 | 1337.3939
4683 | 339.2 | 1368.8501 | 339.2 | 1368.8501
4684 | 353.5424 | 1402.0668 | 353.5424 | 1402.0668
4685 | 361.6309 | 1429.0727 | 361.6309 | 1429.0727
4686 | 353.0576 | 1444.4356 | 353.0576 | 1444.4356
4687 | 337.4865 | 1448.4925 | 337.4865 | 1448.4925
4688 | 331.2796 | 1454.5464 | 331.2796 | 1454.5464
4689 | 323.826 | 1452.8137 | 323.826 | 1452.8137
4690 | 312.9827 | 1444.4597 | 312.9827 | 1444.4597
4691 | 298.5451 | 1425.3591 | 298.5451 | 1425.3591
4692 | 283.8587 | 1409.2583 | 283.8587 | 1409.2583
4693 | 270.7048 | 1405.0797 | 270.7048 | 1405.0797
4694 | 263.0858 | 1404.0561 | 263.0858 | 1404.0561
4695 | 256.5684 | 1416.9419 | 256.5684 | 1416.9419
4696 | 254.0901 | 1440.7669 | 254.0901 | 1440.7669
4697 | 255.7827 | 1471.3274 | 255.7827 | 1471.3274
4698 | 263.2835 | 1526.6114 | 263.2835 | 1526.6114
4699 | 280.4981 | 1553.2632 | 280.4981 | 1553.2632
4700 | 304.0688 | 1576.0116 | 304.0688 | 1576.0116
4701 | 314.6621 | 1591.2367 | 314.6621 | 1591.2367
4702 | 323.7897 | 1606.5972 | 323.7897 | 1606.5972
4703 | 345.8091 | 1621.3308 | 345.8091 | 1621.3308
4704 | 343.6352 | 1640.5469 | 343.6352 | 1640.5469
4705 | 331.1336 | 1660.2877 | 331.1336 | 1660.2877
4706 | 338.2787 | 1677.0492 | 338.2787 | 1677.0492
4707 | 348.6305 | 1687.6183 | 348.6305 | 1687.6183
4708 | 367.5733 | 1663.2162 | 367.5733 | 1663.2162
4709 | 376.0043 | 1616.7888 | 376.0043 | 1616.7888
4710 | 371.0212 | 1576.8602 | 371.0212 | 1576.8602
4711 | 350.9766 | 1530.8775 | 350.9766 | 1530.8775
4712 | 344.1028 | 1495.9925 | 344.1028 | 1495.9925
4713 | 338.5262 | 1469.2847 | 338.5262 | 1469.2847
4714 | 320.4245 | 1454.8138 | 320.4245 | 1454.8138
4715 | 303.8647 | 1439.5624 | 303.8647 | 1439.5624
4716 | 288.1974 | 1434.5914 | 288.1974 | 1434.5914
4717 | 274.9311 | 1446.0782 | 274.9311 | 1446.0782
4718 | 268.5061 | 1472.6555 | 268.5061 | 1472.6555
4719 | 264.6129 | 1519.3189 | 264.6129 | 1519.3189
4720 | 260.2442 | 1578.682 | 260.2442 | 1578.682
4721 | 262.8948 | 1655.0749 | 262.8948 | 1655.0749
4722 | 272.1356 | 1762.0695 | 272.1356 | 1762.0695
4723 | 288.0393 | 1834.9716 | 288.0393 | 1834.9716
4724 | 315.7705 | 1884.2168 | 315.7705 | 1884.2168
4725 | 322.4336 | 1903.2911 | 322.4336 | 1903.2911
4726 | 331.4688 | 1906.4774 | 331.4688 | 1906.4774
4727 | 353.5518 | 1899.4286 | 353.5518 | 1899.4286
4728 | 351.9678 | 1889.3132 | 351.9678 | 1889.3132
4729 | 339.1746 | 1876.0224 | 339.1746 | 1876.0224
4730 | 342.7709 | 1860.3789 | 342.7709 | 1860.3789
4731 | 355.3382 | 1846.0624 | 355.3382 | 1846.0624
4732 | 376.1066 | 1817.6022 | 376.1066 | 1817.6022
4733 | 385.6099 | 1781.5886 | 385.6099 | 1781.5886
4734 | 379.9449 | 1737.781 | 379.9449 | 1737.781
4735 | 361.3841 | 1684.0998 | 361.3841 | 1684.0998
4736 | 351.114 | 1653.9593 | 351.114 | 1653.9593
4737 | 342.6062 | 1636.2926 | 342.6062 | 1636.2926
4738 | 329.1856 | 1627.8789 | 329.1856 | 1627.8789
4739 | 312.5574 | 1612.3888 | 312.5574 | 1612.3888
4740 | 293.69 | 1599.1824 | 293.69 | 1599.1824
4741 | 280.5335 | 1595.6602 | 280.5335 | 1595.6602
4742 | 275.5734 | 1592.4882 | 275.5734 | 1592.4882
4743 | 270.9324 | 1598.5708 | 270.9324 | 1598.5708
4744 | 269.5195 | 1606.2829 | 269.5195 | 1606.2829
4745 | 271.697 | 1625.4151 | 271.697 | 1625.4151
4746 | 280.6951 | 1673.5079 | 280.6951 | 1673.5079
4747 | 297.0363 | 1689.4178 | 297.0363 | 1689.4178
4748 | 318.6728 | 1702.1403 | 318.6728 | 1702.1403
4749 | 328.1903 | 1717.7831 | 328.1903 | 1717.7831
4750 | 337.8342 | 1735.7098 | 337.8342 | 1735.7098
4751 | 354.8818 | 1749.0111 | 354.8818 | 1749.0111
4752 | 350.3325 | 1748.4441 | 350.3325 | 1748.4441
4753 | 340.221 | 1727.1565 | 340.221 | 1727.1565
4754 | 345.8098 | 1712.1098 | 345.8098 | 1712.1098
4755 | 356.853 | 1700.628 | 356.853 | 1700.628
4756 | 375.5685 | 1691.4437 | 375.5685 | 1691.4437
4757 | 383.6837 | 1685.1793 | 383.6837 | 1685.1793
4758 | 374.6866 | 1673.538 | 374.6866 | 1673.538
4759 | 356.4601 | 1656.3497 | 356.4601 | 1656.3497
4760 | 349.1361 | 1654.2875 | 349.1361 | 1654.2875
4761 | 343.6626 | 1663.4758 | 343.6626 | 1663.4758
4762 | 327.4331 | 1681.8574 | 327.4331 | 1681.8574
4763 | 310.3816 | 1685.0463 | 310.3816 | 1685.0463
4764 | 294.4807 | 1689.5045 | 294.4807 | 1689.5045
4765 | 283.2698 | 1701.1405 | 283.2698 | 1701.1405
4766 | 276.7125 | 1713.8726 | 276.7125 | 1713.8726
4767 | 272.0385 | 1730.0108 | 272.0385 | 1730.0108
4768 | 269.0144 | 1748.3157 | 269.0144 | 1748.3157
4769 | 270.9576 | 1776.489 | 270.9576 | 1776.489
4770 | 278.2889 | 1826.1036 | 278.2889 | 1826.1036
4771 | 292.0517 | 1840.999 | 292.0517 | 1840.999
4772 | 309.5687 | 1849.3054 | 309.5687 | 1849.3054
4773 | 319.9324 | 1847.7312 | 319.9324 | 1847.7312
4774 | 331.0118 | 1841.1602 | 331.0118 | 1841.1602
4775 | 351.3945 | 1828.5316 | 351.3945 | 1828.5316
4776 | 352.205 | 1816.3871 | 352.205 | 1816.3871
4777 | 342.9914 | 1791.9366 | 342.9914 | 1791.9366
4778 | 347.7118 | 1770.0568 | 347.7118 | 1770.0568
4779 | 359.3973 | 1765.7065 | 359.3973 | 1765.7065
4780 | 378.4017 | 1760.1923 | 378.4017 | 1760.1923
4781 | 388.0137 | 1752.436 | 388.0137 | 1752.436
4782 | 379.8326 | 1734.081 | 379.8326 | 1734.081
4783 | 365.6206 | 1712.9838 | 365.6206 | 1712.9838
4784 | 353.907 | 1705.2522 | 353.907 | 1705.2522
4785 | 346.3747 | 1714.6493 | 346.3747 | 1714.6493
4786 | 335.5925 | 1736.1342 | 335.5925 | 1736.1342
4787 | 315.7981 | 1742.0087 | 315.7981 | 1742.0087
4788 | 299.4627 | 1746.6757 | 299.4627 | 1746.6757
4789 | 287.9342 | 1756.7601 | 287.9342 | 1756.7601
4790 | 280.3857 | 1768.5671 | 280.3857 | 1768.5671
4791 | 275.3753 | 1783.1239 | 275.3753 | 1783.1239
4792 | 272.3223 | 1800.6828 | 272.3223 | 1800.6828
4793 | 274.3415 | 1830.0795 | 274.3415 | 1830.0795
4794 | 280.4765 | 1883.8119 | 280.4765 | 1883.8119
4795 | 291.2247 | 1905.2718 | 291.2247 | 1905.2718
4796 | 304.1127 | 1921.4258 | 304.1127 | 1921.4258
4797 | 312.7004 | 1927.8783 | 312.7004 | 1927.8783
4798 | 322.9689 | 1931.3033 | 322.9689 | 1931.3033
4799 | 344.1219 | 1931.3263 | 344.1219 | 1931.3263
4800 | 347.1248 | 1932.5496 | 347.1248 | 1932.5496
4801 | 339.0736 | 1933.104 | 339.0736 | 1933.104
4802 | 338.0191 | 1933.6332 | 338.0191 | 1933.6332
4803 | 348.0388 | 1938.9805 | 348.0388 | 1938.9805
4804 | 368.5918 | 1932.8099 | 368.5918 | 1932.8099
4805 | 376.9701 | 1920.5778 | 376.9701 | 1920.5778
4806 | 370.2054 | 1901.2679 | 370.2054 | 1901.2679
4807 | 356.2249 | 1877.157 | 356.2249 | 1877.157
4808 | 345.3577 | 1862.4133 | 345.3577 | 1862.4133
4809 | 338.5903 | 1859.7555 | 338.5903 | 1859.7555
4810 | 328.0925 | 1870.4984 | 328.0925 | 1870.4984
4811 | 312.588 | 1857.276 | 312.588 | 1857.276
4812 | 298.42 | 1837.3559 | 298.42 | 1837.3559
4813 | 285.8373 | 1826.7023 | 285.8373 | 1826.7023
4814 | 279.0354 | 1822.7544 | 279.0354 | 1822.7544
4815 | 274.3832 | 1827.0168 | 274.3832 | 1827.0168
4816 | 270.8357 | 1840.6668 | 270.8357 | 1840.6668
4817 | 271.7077 | 1870.1232 | 271.7077 | 1870.1232
4818 | 276.5896 | 1922.8411 | 276.5896 | 1922.8411
4819 | 286.2812 | 1941.1082 | 286.2812 | 1941.1082
4820 | 298.2335 | 1954.6364 | 298.2335 | 1954.6364
4821 | 306.5608 | 1960.0147 | 306.5608 | 1960.0147
4822 | 319.1652 | 1961.4703 | 319.1652 | 1961.4703
4823 | 338.1768 | 1956.1224 | 338.1768 | 1956.1224
4824 | 339.4213 | 1949.7666 | 339.4213 | 1949.7666
4825 | 328.8252 | 1941.8766 | 328.8252 | 1941.8766
4826 | 335.604 | 1932.4397 | 335.604 | 1932.4397
4827 | 347.0161 | 1918.4215 | 347.0161 | 1918.4215
4828 | 367.1788 | 1863.9419 | 367.1788 | 1863.9419
4829 | 374.7598 | 1821.4234 | 374.7598 | 1821.4234
4830 | 364.9935 | 1784.5384 | 364.9935 | 1784.5384
4831 | 350.8876 | 1742.3154 | 350.8876 | 1742.3154
4832 | 342.9148 | 1716.7103 | 342.9148 | 1716.7103
4833 | 336.2382 | 1718.6776 | 336.2382 | 1718.6776
4834 | 325.1626 | 1745.2947 | 325.1626 | 1745.2947
4835 | 309.6671 | 1741.2627 | 309.6671 | 1741.2627
4836 | 293.5408 | 1723.5207 | 293.5408 | 1723.5207
4837 | 281.0173 | 1709.6744 | 281.0173 | 1709.6744
4838 | 274.7122 | 1699.9677 | 274.7122 | 1699.9677
4839 | 269.3739 | 1695.9946 | 269.3739 | 1695.9946
4840 | 267.1935 | 1695.4114 | 267.1935 | 1695.4114
4841 | 269.2785 | 1708.0388 | 269.2785 | 1708.0388
4842 | 274.6618 | 1748.642 | 274.6618 | 1748.642
4843 | 289.7258 | 1761.389 | 289.7258 | 1761.389
4844 | 305.8014 | 1770.889 | 305.8014 | 1770.889
4845 | 312.343 | 1772.2986 | 312.343 | 1772.2986
4846 | 321.6009 | 1769.4575 | 321.6009 | 1769.4575
4847 | 343.389 | 1757.9329 | 343.389 | 1757.9329
4848 | 341.4695 | 1744.1175 | 341.4695 | 1744.1175
4849 | 328.1888 | 1724.2024 | 328.1888 | 1724.2024
4850 | 331.4627 | 1699.9057 | 331.4627 | 1699.9057
4851 | 344.2685 | 1676.3989 | 344.2685 | 1676.3989
4852 | 364.3905 | 1643.7612 | 364.3905 | 1643.7612
4853 | 372.145 | 1613.1186 | 372.145 | 1613.1186
4854 | 367.3513 | 1574.0256 | 367.3513 | 1574.0256
4855 | 352.4396 | 1531.5041 | 352.4396 | 1531.5041
4856 | 344.4712 | 1501.0054 | 344.4712 | 1501.0054
4857 | 336.4694 | 1484.2041 | 336.4694 | 1484.2041
4858 | 325.1862 | 1483.9961 | 325.1862 | 1483.9961
4859 | 309.1207 | 1473.3697 | 309.1207 | 1473.3697
4860 | 292.7786 | 1456.4036 | 292.7786 | 1456.4036
4861 | 281.2405 | 1428.6225 | 281.2405 | 1428.6225
4862 | 274.27 | 1390.3601 | 274.27 | 1390.3601
4863 | 267.6612 | 1358.3981 | 267.6612 | 1358.3981
4864 | 266.4502 | 1335.5254 | 266.4502 | 1335.5254
4865 | 268.4471 | 1331.3833 | 268.4471 | 1331.3833
4866 | 277.1128 | 1358.6486 | 277.1128 | 1358.6486
4867 | 295.6441 | 1355.3722 | 295.6441 | 1355.3722
4868 | 317.735 | 1351.5938 | 317.735 | 1351.5938
4869 | 328.1116 | 1345.8124 | 328.1116 | 1345.8124
4870 | 336.5217 | 1344.8511 | 336.5217 | 1344.8511
4871 | 355.2612 | 1345.2919 | 355.2612 | 1345.2919
4872 | 351.1589 | 1348.574 | 351.1589 | 1348.574
4873 | 339.1999 | 1348.83 | 339.1999 | 1348.83
4874 | 343.6131 | 1344.1971 | 343.6131 | 1344.1971
4875 | 353.637 | 1339.5186 | 353.637 | 1339.5186
4876 | 376.0619 | 1328.4246 | 376.0619 | 1328.4246
4877 | 384.4726 | 1316.1626 | 384.4726 | 1316.1626
4878 | 377.0295 | 1296.1963 | 377.0295 | 1296.1963
4879 | 362.4903 | 1272.3539 | 362.4903 | 1272.3539
4880 | 353.5016 | 1256.2376 | 353.5016 | 1256.2376
4881 | 346.5 | 1249.1339 | 346.5 | 1249.1339
4882 | 332.3645 | 1261.0404 | 332.3645 | 1261.0404
4883 | 310.4737 | 1268.198 | 310.4737 | 1268.198
4884 | 294.5321 | 1277.9973 | 294.5321 | 1277.9973
4885 | 282.2407 | 1293.393 | 282.2407 | 1293.393
4886 | 275.2452 | 1310.2727 | 275.2452 | 1310.2727
4887 | 269.1004 | 1331.7222 | 269.1004 | 1331.7222
4888 | 267.0249 | 1353.9359 | 267.0249 | 1353.9359
4889 | 268.5548 | 1378.8867 | 268.5548 | 1378.8867
4890 | 275.3088 | 1418.744 | 275.3088 | 1418.744
4891 | 294.0556 | 1427.3732 | 294.0556 | 1427.3732
4892 | 314.8648 | 1435.4111 | 314.8648 | 1435.4111
4893 | 324.8465 | 1441.7143 | 324.8465 | 1441.7143
4894 | 332.4787 | 1454.2402 | 332.4787 | 1454.2402
4895 | 352.0045 | 1466.7657 | 352.0045 | 1466.7657
4896 | 350.129 | 1481.2076 | 350.129 | 1481.2076
4897 | 336.2347 | 1487.6999 | 336.2347 | 1487.6999
4898 | 340.7382 | 1486.767 | 340.7382 | 1486.767
4899 | 350.8608 | 1480.0892 | 350.8608 | 1480.0892
4900 | 372.9771 | 1439.0072 | 372.9771 | 1439.0072
4901 | 383.8507 | 1404.2767 | 383.8507 | 1404.2767
4902 | 378.3412 | 1383.7732 | 378.3412 | 1383.7732
4903 | 361.9597 | 1361.9599 | 361.9597 | 1361.9599
4904 | 351.4294 | 1348.9766 | 351.4294 | 1348.9766
4905 | 340.2049 | 1354.5544 | 340.2049 | 1354.5544
4906 | 327.5686 | 1386.6022 | 327.5686 | 1386.6022
4907 | 308.1368 | 1392.2977 | 308.1368 | 1392.2977
4908 | 293.1842 | 1386.5211 | 293.1842 | 1386.5211
4909 | 279.9761 | 1391.3538 | 279.9761 | 1391.3538
4910 | 274.8291 | 1402.1762 | 274.8291 | 1402.1762
4911 | 269.9972 | 1415.8379 | 269.9972 | 1415.8379
4912 | 266.6907 | 1431.9645 | 266.6907 | 1431.9645
4913 | 269.8337 | 1459.2725 | 269.8337 | 1459.2725
4914 | 277.5728 | 1515.9888 | 277.5728 | 1515.9888
4915 | 293.7392 | 1541.268 | 293.7392 | 1541.268
4916 | 314.1314 | 1559.8688 | 314.1314 | 1559.8688
4917 | 324.5142 | 1572.9156 | 324.5142 | 1572.9156
4918 | 332.378 | 1579.2649 | 332.378 | 1579.2649
4919 | 351.6654 | 1570.7838 | 351.6654 | 1570.7838
4920 | 351.7445 | 1559.7434 | 351.7445 | 1559.7434
4921 | 338.2456 | 1552.0623 | 338.2456 | 1552.0623
4922 | 342.0221 | 1553.0092 | 342.0221 | 1553.0092
4923 | 352.8861 | 1561.9073 | 352.8861 | 1561.9073
4924 | 371.4517 | 1569.8505 | 371.4517 | 1569.8505
4925 | 380.2253 | 1578.3564 | 380.2253 | 1578.3564
4926 | 372.855 | 1581.2466 | 372.855 | 1581.2466
4927 | 355.7709 | 1578.0825 | 355.7709 | 1578.0825
4928 | 346.427 | 1586.255 | 346.427 | 1586.255
4929 | 338.017 | 1614.2417 | 338.017 | 1614.2417
4930 | 323.1651 | 1664.7895 | 323.1651 | 1664.7895
4931 | 308.1231 | 1693.1923 | 308.1231 | 1693.1923
4932 | 294.2879 | 1711.7941 | 294.2879 | 1711.7941
4933 | 282.6418 | 1739.9608 | 282.6418 | 1739.9608
4934 | 274.6292 | 1770.6857 | 274.6292 | 1770.6857
4935 | 269.3607 | 1799.8337 | 269.3607 | 1799.8337
4936 | 266.5702 | 1824.166 | 266.5702 | 1824.166
4937 | 268.4113 | 1855.4127 | 268.4113 | 1855.4127
4938 | 273.7698 | 1908.2797 | 273.7698 | 1908.2797
4939 | 287.2548 | 1925.7114 | 287.2548 | 1925.7114
4940 | 304.3754 | 1933.0928 | 304.3754 | 1933.0928
4941 | 315.624 | 1930.892 | 315.624 | 1930.892
4942 | 325.089 | 1929.513 | 325.089 | 1929.513
4943 | 343.3602 | 1925.657 | 343.3602 | 1925.657
4944 | 342.6526 | 1923.6576 | 342.6526 | 1923.6576
4945 | 333.1398 | 1918.6024 | 333.1398 | 1918.6024
4946 | 335.2774 | 1912.5074 | 335.2774 | 1912.5074
4947 | 346.2427 | 1905.7102 | 346.2427 | 1905.7102
4948 | 364.2506 | 1887.246 | 364.2506 | 1887.246
4949 | 372.0191 | 1867.405 | 372.0191 | 1867.405
4950 | 370.0102 | 1840.0685 | 370.0102 | 1840.0685
4951 | 351.7801 | 1807.9906 | 351.7801 | 1807.9906
4952 | 341.3274 | 1786.8614 | 341.3274 | 1786.8614
4953 | 332.251 | 1781.9061 | 332.251 | 1781.9061
4954 | 320.9325 | 1806.4643 | 320.9325 | 1806.4643
4955 | 305.5833 | 1812.9654 | 305.5833 | 1812.9654
4956 | 289.7486 | 1804.9211 | 289.7486 | 1804.9211
4957 | 277.0245 | 1806.5312 | 277.0245 | 1806.5312
4958 | 269.3622 | 1814.3101 | 269.3622 | 1814.3101
4959 | 264.4448 | 1827.912 | 264.4448 | 1827.912
4960 | 261.4202 | 1845.8588 | 261.4202 | 1845.8588
4961 | 264.084 | 1874.7483 | 264.084 | 1874.7483
4962 | 268.7429 | 1924.333 | 268.7429 | 1924.333
4963 | 281.5217 | 1938.2736 | 281.5217 | 1938.2736
4964 | 292.0821 | 1943.6259 | 292.0821 | 1943.6259
4965 | 302.499 | 1937.6356 | 302.499 | 1937.6356
4966 | 313.3169 | 1927.1557 | 313.3169 | 1927.1557
4967 | 330.2222 | 1912.7666 | 330.2222 | 1912.7666
4968 | 331.822 | 1905.5753 | 331.822 | 1905.5753
4969 | 324.2652 | 1903.3249 | 324.2652 | 1903.3249
4970 | 329.9529 | 1902.0339 | 329.9529 | 1902.0339
4971 | 338.5553 | 1899.6231 | 338.5553 | 1899.6231
4972 | 356.0676 | 1883.3371 | 356.0676 | 1883.3371
4973 | 366.1854 | 1862.1236 | 366.1854 | 1862.1236
4974 | 359.8874 | 1829.5056 | 359.8874 | 1829.5056
4975 | 347.5709 | 1799.6357 | 347.5709 | 1799.6357
4976 | 338.8457 | 1783.7581 | 338.8457 | 1783.7581
4977 | 331.5103 | 1790.1416 | 331.5103 | 1790.1416
4978 | 321.1767 | 1837.7652 | 321.1767 | 1837.7652
4979 | 304.8305 | 1868.5849 | 304.8305 | 1868.5849
4980 | 288.8779 | 1878.1157 | 288.8779 | 1878.1157
4981 | 278.8501 | 1888.6476 | 278.8501 | 1888.6476
4982 | 272.1883 | 1899.5297 | 272.1883 | 1899.5297
4983 | 265.9602 | 1912.0873 | 265.9602 | 1912.0873
4984 | 264.4921 | 1925.5284 | 264.4921 | 1925.5284
4985 | 265.0461 | 1948.5695 | 265.0461 | 1948.5695
4986 | 269.4176 | 1991.9776 | 269.4176 | 1991.9776
4987 | 282.3595 | 1998.2198 | 282.3595 | 1998.2198
4988 | 291.9385 | 1993.3075 | 291.9385 | 1993.3075
4989 | 301.3372 | 1974.2776 | 301.3372 | 1974.2776
4990 | 314.7227 | 1952.0413 | 314.7227 | 1952.0413
4991 | 333.0441 | 1930.7594 | 333.0441 | 1930.7594
4992 | 332.2125 | 1918.4359 | 332.2125 | 1918.4359
4993 | 327.7666 | 1911.2918 | 327.7666 | 1911.2918
4994 | 330.3184 | 1909.1952 | 330.3184 | 1909.1952
4995 | 339.4501 | 1901.7118 | 339.4501 | 1901.7118
4996 | 357.5498 | 1851.7378 | 357.5498 | 1851.7378
4997 | 370.9822 | 1801.6999 | 370.9822 | 1801.6999
4998 | 364.0603 | 1773.1997 | 364.0603 | 1773.1997
4999 | 346.477 | 1742.942 | 346.477 | 1742.942
5000 | 336.9576 | 1722.4095 | 336.9576 | 1722.4095
5001 | 333.0643 | 1732.2841 | 333.0643 | 1732.2841
5002 | 322.7365 | 1778.3561 | 322.7365 | 1778.3561
5003 | 307.3172 | 1785.4838 | 307.3172 | 1785.4838
5004 | 291.3007 | 1754.7322 | 291.3007 | 1754.7322
5005 | 278.8042 | 1710.7784 | 278.8042 | 1710.7784
5006 | 270.8911 | 1661.0579 | 270.8911 | 1661.0579
5007 | 266.8396 | 1610.2676 | 266.8396 | 1610.2676
5008 | 264.3441 | 1565.2843 | 264.3441 | 1565.2843
5009 | 265.9886 | 1548.4906 | 265.9886 | 1548.4906
5010 | 271.6586 | 1558.6284 | 271.6586 | 1558.6284
5011 | 283.1375 | 1539.0301 | 283.1375 | 1539.0301
5012 | 296.692 | 1522.3017 | 296.692 | 1522.3017
5013 | 306.0227 | 1500.5863 | 306.0227 | 1500.5863
5014 | 315.6131 | 1477.5145 | 315.6131 | 1477.5145
5015 | 332.2135 | 1451.3092 | 332.2135 | 1451.3092
5016 | 331.1779 | 1429.6759 | 331.1779 | 1429.6759
5017 | 322.7209 | 1411.2529 | 322.7209 | 1411.2529
5018 | 324.1093 | 1396.5643 | 324.1093 | 1396.5643
5019 | 332.5955 | 1387.947 | 332.5955 | 1387.947
5020 | 353.1114 | 1375.1522 | 353.1114 | 1375.1522
5021 | 367.4947 | 1360.9805 | 367.4947 | 1360.9805
5022 | 361.7499 | 1341.2231 | 361.7499 | 1341.2231
5023 | 344.4685 | 1322.1848 | 344.4685 | 1322.1848
5024 | 337.5903 | 1306.9934 | 337.5903 | 1306.9934
5025 | 331.1845 | 1292.5195 | 331.1845 | 1292.5195
5026 | 320.1395 | 1282.6736 | 320.1395 | 1282.6736
5027 | 305.906 | 1266.169 | 305.906 | 1266.169
5028 | 289.4106 | 1250.7544 | 289.4106 | 1250.7544
5029 | 277.8326 | 1240.817 | 277.8326 | 1240.817
5030 | 272.3512 | 1233.1691 | 272.3512 | 1233.1691
5031 | 265.8718 | 1240.8332 | 265.8718 | 1240.8332
5032 | 262.8388 | 1284.7397 | 262.8388 | 1284.7397
5033 | 266.4525 | 1368.6818 | 266.4525 | 1368.6818
5034 | 273.489 | 1483.8225 | 273.489 | 1483.8225
5035 | 289.3425 | 1558.2762 | 289.3425 | 1558.2762
5036 | 308.2934 | 1620.0537 | 308.2934 | 1620.0537
5037 | 317.7395 | 1670.787 | 317.7395 | 1670.787
5038 | 326.1954 | 1714.196 | 326.1954 | 1714.196
5039 | 346.7226 | 1744.2966 | 346.7226 | 1744.2966
5040 | 344.4522 | 1766.1683 | 344.4522 | 1766.1683
5041 | 332.6518 | 1780.2696 | 332.6518 | 1780.2696
5042 | 333.306 | 1794.4948 | 333.306 | 1794.4948
5043 | 345.7745 | 1808.734 | 345.7745 | 1808.734
5044 | 365.1586 | 1812.1417 | 365.1586 | 1812.1417
5045 | 379.7524 | 1808.354 | 379.7524 | 1808.354
5046 | 376.6758 | 1793.3111 | 376.6758 | 1793.3111
5047 | 355.4125 | 1768.663 | 355.4125 | 1768.663
5048 | 347.253 | 1744.0128 | 347.253 | 1744.0128
5049 | 338.1829 | 1722.0195 | 338.1829 | 1722.0195
5050 | 326.6082 | 1705.4599 | 326.6082 | 1705.4599
5051 | 307.1451 | 1672.8423 | 307.1451 | 1672.8423
5052 | 291.8549 | 1638.2116 | 291.8549 | 1638.2116
5053 | 277.6688 | 1616.8757 | 277.6688 | 1616.8757
5054 | 271.7581 | 1608.7802 | 271.7581 | 1608.7802
5055 | 267.4078 | 1613.1322 | 267.4078 | 1613.1322
5056 | 264.8225 | 1626.6628 | 264.8225 | 1626.6628
5057 | 267.2033 | 1658.1184 | 267.2033 | 1658.1184
5058 | 275.8287 | 1716.2371 | 275.8287 | 1716.2371
5059 | 290.752 | 1741.0986 | 290.752 | 1741.0986
5060 | 312.1111 | 1763.847 | 312.1111 | 1763.847
5061 | 321.008 | 1777.9083 | 321.008 | 1777.9083
5062 | 329.503 | 1789.0616 | 329.503 | 1789.0616
5063 | 348.8994 | 1797.4097 | 348.8994 | 1797.4097
5064 | 344.99 | 1812.1798 | 344.99 | 1812.1798
5065 | 332.3773 | 1832.3085 | 332.3773 | 1832.3085
5066 | 334.3787 | 1857.4846 | 334.3787 | 1857.4846
5067 | 343.4248 | 1884.2561 | 343.4248 | 1884.2561
5068 | 362.4667 | 1898.734 | 362.4667 | 1898.734
5069 | 378.0634 | 1904.435 | 378.0634 | 1904.435
5070 | 370.3971 | 1894.7631 | 370.3971 | 1894.7631
5071 | 353.4757 | 1873.0094 | 353.4757 | 1873.0094
5072 | 345.0411 | 1854.2374 | 345.0411 | 1854.2374
5073 | 335.4268 | 1847.1039 | 335.4268 | 1847.1039
5074 | 322.6482 | 1868.8871 | 322.6482 | 1868.8871
5075 | 304.5461 | 1894.9625 | 304.5461 | 1894.9625
5076 | 287.3974 | 1909.6255 | 287.3974 | 1909.6255
5077 | 276.0191 | 1925.0212 | 276.0191 | 1925.0212
5078 | 268.4263 | 1942.1992 | 268.4263 | 1942.1992
5079 | 264.6827 | 1961.0528 | 264.6827 | 1961.0528
5080 | 261.2488 | 1978.7012 | 261.2488 | 1978.7012
5081 | 263.884 | 2005.5617 | 263.884 | 2005.5617
5082 | 271.2867 | 2054.6988 | 271.2867 | 2054.6988
5083 | 287.3275 | 2070.7281 | 287.3275 | 2070.7281
5084 | 307.3495 | 2080.4667 | 307.3495 | 2080.4667
5085 | 317.5222 | 2082.9805 | 317.5222 | 2082.9805
5086 | 326.9159 | 2084.1079 | 326.9159 | 2084.1079
5087 | 347.3602 | 2079.685 | 347.3602 | 2079.685
5088 | 345.0103 | 2077.7752 | 345.0103 | 2077.7752
5089 | 334.3527 | 2077.6731 | 334.3527 | 2077.6731
5090 | 336.8348 | 2081.1265 | 336.8348 | 2081.1265
5091 | 346.4245 | 2068.7794 | 346.4245 | 2068.7794
5092 | 362.7716 | 2011.9425 | 362.7716 | 2011.9425
5093 | 374.411 | 1981.1805 | 374.411 | 1981.1805
5094 | 370.4815 | 1949.1891 | 370.4815 | 1949.1891
5095 | 354.572 | 1908.9354 | 354.572 | 1908.9354
5096 | 345.9387 | 1878.3174 | 345.9387 | 1878.3174
5097 | 335.0874 | 1864.7088 | 335.0874 | 1864.7088
5098 | 324.2295 | 1899.0541 | 324.2295 | 1899.0541
5099 | 306.8415 | 1919.2214 | 306.8415 | 1919.2214
5100 | 292.27 | 1917.0554 | 292.27 | 1917.0554
5101 | 279.1289 | 1905.2082 | 279.1289 | 1905.2082
5102 | 273.3951 | 1883.4168 | 273.3951 | 1883.4168
5103 | 267.299 | 1858.0194 | 267.299 | 1858.0194
5104 | 263.7659 | 1838.5483 | 263.7659 | 1838.5483
5105 | 265.6821 | 1835.9578 | 265.6821 | 1835.9578
5106 | 272.9715 | 1858.6578 | 272.9715 | 1858.6578
5107 | 284.6525 | 1844.9974 | 284.6525 | 1844.9974
5108 | 299.9103 | 1833.7892 | 299.9103 | 1833.7892
5109 | 312.8683 | 1825.9787 | 312.8683 | 1825.9787
5110 | 321.4594 | 1827.9416 | 321.4594 | 1827.9416
5111 | 339.8246 | 1821.1912 | 339.8246 | 1821.1912
5112 | 342.0317 | 1792.6951 | 342.0317 | 1792.6951
5113 | 331.8317 | 1751.5348 | 331.8317 | 1751.5348
5114 | 335.0473 | 1727.2381 | 335.0473 | 1727.2381
5115 | 341.8084 | 1704.8651 | 341.8084 | 1704.8651
5116 | 358.5509 | 1671.4218 | 358.5509 | 1671.4218
5117 | 372.0045 | 1642.1219 | 372.0045 | 1642.1219
5118 | 368.7849 | 1606.9079 | 368.7849 | 1606.9079
5119 | 355.4057 | 1562.6558 | 355.4057 | 1562.6558
5120 | 346.4132 | 1525.1451 | 346.4132 | 1525.1451
5121 | 338.7429 | 1493.5437 | 338.7429 | 1493.5437
5122 | 327.5159 | 1471.7622 | 327.5159 | 1471.7622
5123 | 310.2079 | 1446.9624 | 310.2079 | 1446.9624
5124 | 294.126 | 1297.6276 | 294.126 | 1297.6276
5125 | 281.6848 | 1283.3723 | 281.6848 | 1283.3723
5126 | 275.5853 | 1272.8866 | 275.5853 | 1272.8866
5127 | 270.0108 | 1267.1627 | 270.0108 | 1267.1627
5128 | 266.6779 | 1263.4354 | 266.6779 | 1263.4354
5129 | 268.0477 | 1277.4081 | 268.0477 | 1277.4081
5130 | 273.7088 | 1315.6684 | 273.7088 | 1315.6684
5131 | 282.2523 | 1323.6529 | 282.2523 | 1323.6529
5132 | 294.389 | 1331.9094 | 294.389 | 1331.9094
5133 | 304.6725 | 1337.9486 | 304.6725 | 1337.9486
5134 | 316.6257 | 1345.5415 | 316.6257 | 1345.5415
5135 | 335.6379 | 1357.969 | 335.6379 | 1357.969
5136 | 338.3664 | 1381.8771 | 338.3664 | 1381.8771
5137 | 330.9384 | 1410.2199 | 330.9384 | 1410.2199
5138 | 330.2561 | 1440.5897 | 330.2561 | 1440.5897
5139 | 339.5799 | 1463.145 | 339.5799 | 1463.145
5140 | 356.4177 | 1472.3056 | 356.4177 | 1472.3056
5141 | 369.8468 | 1476.2319 | 369.8468 | 1476.2319
5142 | 365.0605 | 1471.2369 | 365.0605 | 1471.2369
5143 | 352.2007 | 1458.8986 | 352.2007 | 1458.8986
5144 | 344.2672 | 1453.7767 | 344.2672 | 1453.7767
5145 | 336.2131 | 1451.077 | 336.2131 | 1451.077
5146 | 327.4689 | 1478.7411 | 327.4689 | 1478.7411
5147 | 312.9502 | 1519.2199 | 312.9502 | 1519.2199
5148 | 298.069 | 1543.6455 | 298.069 | 1543.6455
5149 | 285.5974 | 1562.6396 | 285.5974 | 1562.6396
5150 | 278.3111 | 1584.2089 | 278.3111 | 1584.2089
5151 | 272.6618 | 1608.0429 | 272.6618 | 1608.0429
5152 | 270.9857 | 1630.0195 | 270.9857 | 1630.0195
5153 | 270.5486 | 1665.6517 | 270.5486 | 1665.6517
5154 | 275.1561 | 1720.7402 | 275.1561 | 1720.7402
5155 | 285.1563 | 1741.943 | 285.1563 | 1741.943
5156 | 297.7779 | 1759.3465 | 297.7779 | 1759.3465
5157 | 307.2931 | 1768.5885 | 307.2931 | 1768.5885
5158 | 317.4635 | 1773.4943 | 317.4635 | 1773.4943
5159 | 336.5011 | 1776.3949 | 336.5011 | 1776.3949
5160 | 336.4831 | 1781.5205 | 336.4831 | 1781.5205
5161 | 332.1585 | 1782.5853 | 332.1585 | 1782.5853
5162 | 332.0919 | 1787.4413 | 332.0919 | 1787.4413
5163 | 337.4466 | 1780.8186 | 337.4466 | 1780.8186
5164 | 355.0365 | 1763.0811 | 355.0365 | 1763.0811
5165 | 372.4913 | 1739.6752 | 372.4913 | 1739.6752
5166 | 366.3485 | 1706.4793 | 366.3485 | 1706.4793
5167 | 353.7794 | 1665.2615 | 353.7794 | 1665.2615
5168 | 343.0122 | 1631.6131 | 343.0122 | 1631.6131
5169 | 336.6783 | 1598.1612 | 336.6783 | 1598.1612
5170 | 326.228 | 1582.2076 | 326.228 | 1582.2076
5171 | 310.1931 | 1572.3103 | 310.1931 | 1572.3103
5172 | 296.3887 | 1562.6994 | 296.3887 | 1562.6994
5173 | 284.9378 | 1561.2553 | 284.9378 | 1561.2553
5174 | 277.0827 | 1570.3391 | 277.0827 | 1570.3391
5175 | 271.9149 | 1591.7304 | 271.9149 | 1591.7304
5176 | 269.8903 | 1614.3855 | 269.8903 | 1614.3855
5177 | 271.0016 | 1651.212 | 271.0016 | 1651.212
5178 | 276.9306 | 1708.5805 | 276.9306 | 1708.5805
5179 | 287.8655 | 1729.919 | 287.8655 | 1729.919
5180 | 302.5024 | 1746.7253 | 302.5024 | 1746.7253
5181 | 315.124 | 1755.5059 | 315.124 | 1755.5059
5182 | 326.0271 | 1761.036 | 326.0271 | 1761.036
5183 | 343.5578 | 1766.8951 | 343.5578 | 1766.8951
5184 | 342.9488 | 1774.8977 | 342.9488 | 1774.8977
5185 | 330.6203 | 1775.9625 | 330.6203 | 1775.9625
5186 | 331.3462 | 1777.8329 | 331.3462 | 1777.8329
5187 | 338.8993 | 1766.5689 | 338.8993 | 1766.5689
5188 | 356.3673 | 1742.073 | 356.3673 | 1742.073
5189 | 375.2595 | 1713.8357 | 375.2595 | 1713.8357
5190 | 370.917 | 1675.7 | 370.917 | 1675.7
5191 | 356.6962 | 1629.2166 | 356.6962 | 1629.2166
5192 | 348.5688 | 1592.0939 | 348.5688 | 1592.0939
5193 | 340.3113 | 1563.609 | 340.3113 | 1563.609
5194 | 328.7799 | 1563.5608 | 328.7799 | 1563.5608
5195 | 309.8132 | 1565.8233 | 309.8132 | 1565.8233
5196 | 293.6146 | 1559.7951 | 293.6146 | 1559.7951
5197 | 282.5124 | 1563.9695 | 282.5124 | 1563.9695
5198 | 275.4196 | 1575.6048 | 275.4196 | 1575.6048
5199 | 271.1122 | 1591.2147 | 271.1122 | 1591.2147
5200 | 268.424 | 1605.8085 | 268.424 | 1605.8085
5201 | 271.8566 | 1635.6052 | 271.8566 | 1635.6052
5202 | 280.7899 | 1686.7852 | 280.7899 | 1686.7852
5203 | 296.1414 | 1700.8224 | 296.1414 | 1700.8224
5204 | 315.7457 | 1709.6218 | 315.7457 | 1709.6218
5205 | 327.3452 | 1712.7025 | 327.3452 | 1712.7025
5206 | 336.6763 | 1713.4826 | 336.6763 | 1713.4826
5207 | 357.3523 | 1710.3576 | 357.3523 | 1710.3576
5208 | 353.2789 | 1707.1505 | 353.2789 | 1707.1505
5209 | 339.9632 | 1702.9769 | 339.9632 | 1702.9769
5210 | 340.5888 | 1705.7973 | 340.5888 | 1705.7973
5211 | 349.7246 | 1693.9361 | 349.7246 | 1693.9361
5212 | 366.8783 | 1668.273 | 366.8783 | 1668.273
5213 | 385.3887 | 1636.263 | 385.3887 | 1636.263
5214 | 382.3228 | 1590.066 | 382.3228 | 1590.066
5215 | 364.6775 | 1538.0184 | 364.6775 | 1538.0184
5216 | 353.9764 | 1498.1815 | 353.9764 | 1498.1815
5217 | 343.775 | 1471.4337 | 343.775 | 1471.4337
5218 | 330.9189 | 1481.3468 | 330.9189 | 1481.3468
5219 | 312.6483 | 1496.9632 | 312.6483 | 1496.9632
5220 | 296.941 | 1499.2135 | 296.941 | 1499.2135
5221 | 283.2121 | 1499.5066 | 283.2121 | 1499.5066
5222 | 276.5871 | 1500.882 | 276.5871 | 1500.882
5223 | 272.8351 | 1510.6563 | 272.8351 | 1510.6563
5224 | 270.127 | 1524.5444 | 270.127 | 1524.5444
5225 | 271.7703 | 1553.8525 | 271.7703 | 1553.8525
5226 | 279.8563 | 1601.2869 | 279.8563 | 1601.2869
5227 | 296.097 | 1613.7499 | 296.097 | 1613.7499
5228 | 314.882 | 1621.4636 | 314.882 | 1621.4636
5229 | 326.8551 | 1622.4271 | 326.8551 | 1622.4271
5230 | 334.8817 | 1628.4458 | 334.8817 | 1628.4458
5231 | 358.4641 | 1640.1133 | 358.4641 | 1640.1133
5232 | 354.4582 | 1654.1687 | 354.4582 | 1654.1687
5233 | 342.3005 | 1659.522 | 342.3005 | 1659.522
5234 | 342.5896 | 1665.8166 | 342.5896 | 1665.8166
5235 | 349.6543 | 1656.1268 | 349.6543 | 1656.1268
5236 | 366.5809 | 1637.3851 | 366.5809 | 1637.3851
5237 | 383.7598 | 1614.1691 | 383.7598 | 1614.1691
5238 | 379.5558 | 1576.3591 | 379.5558 | 1576.3591
5239 | 362.6218 | 1531.9114 | 362.6218 | 1531.9114
5240 | 352.5684 | 1495.983 | 352.5684 | 1495.983
5241 | 343.4435 | 1472.7909 | 343.4435 | 1472.7909
5242 | 332.0079 | 1492.828 | 332.0079 | 1492.828
5243 | 313.4231 | 1525.8698 | 313.4231 | 1525.8698
5244 | 296.0226 | 1542.7498 | 296.0226 | 1542.7498
5245 | 285.6867 | 1556.9125 | 285.6867 | 1556.9125
5246 | 277.5025 | 1572.8905 | 277.5025 | 1572.8905
5247 | 274.0736 | 1589.7762 | 274.0736 | 1589.7762
5248 | 270.7795 | 1602.1714 | 270.7795 | 1602.1714
5249 | 273.0671 | 1625.3725 | 273.0671 | 1625.3725
5250 | 283.0149 | 1668.2742 | 283.0149 | 1668.2742
5251 | 295.9493 | 1676.7472 | 295.9493 | 1676.7472
5252 | 315.6684 | 1680.7967 | 315.6684 | 1680.7967
5253 | 327.6137 | 1677.4717 | 327.6137 | 1677.4717
5254 | 337.1211 | 1671.4121 | 337.1211 | 1671.4121
5255 | 356.0539 | 1663.5643 | 356.0539 | 1663.5643
5256 | 353.3608 | 1656.8015 | 353.3608 | 1656.8015
5257 | 341.5523 | 1639.9524 | 341.5523 | 1639.9524
5258 | 342.9387 | 1615.1419 | 342.9387 | 1615.1419
5259 | 349.7597 | 1555.5374 | 349.7597 | 1555.5374
5260 | 366.8968 | 1479.824 | 366.8968 | 1479.824
5261 | 382.9185 | 1426.4801 | 382.9185 | 1426.4801
5262 | 383.4294 | 1372.6561 | 383.4294 | 1372.6561
5263 | 363.5329 | 1311.2715 | 363.5329 | 1311.2715
5264 | 349.8586 | 1272.0047 | 349.8586 | 1272.0047
5265 | 341.3007 | 1244.0626 | 341.3007 | 1244.0626
5266 | 330.0002 | 1240.6759 | 330.0002 | 1240.6759
5267 | 312.2737 | 1244.024 | 312.2737 | 1244.024
5268 | 296.4299 | 1238.0502 | 296.4299 | 1238.0502
5269 | 284.9062 | 1233.0234 | 284.9062 | 1233.0234
5270 | 277.1838 | 1230.8703 | 277.1838 | 1230.8703
5271 | 273.5981 | 1231.9319 | 273.5981 | 1231.9319
5272 | 271.3502 | 1234.3389 | 271.3502 | 1234.3389
5273 | 272.6653 | 1257.3499 | 272.6653 | 1257.3499
5274 | 278.794 | 1302.7215 | 278.794 | 1302.7215
5275 | 290.6502 | 1311.7646 | 290.6502 | 1311.7646
5276 | 305.4886 | 1315.2712 | 305.4886 | 1315.2712
5277 | 318.4097 | 1311.9191 | 318.4097 | 1311.9191
5278 | 331.1838 | 1306.348 | 331.1838 | 1306.348
5279 | 348.9092 | 1301.3501 | 348.9092 | 1301.3501
5280 | 348.9612 | 1301.8073 | 348.9612 | 1301.8073
5281 | 337.0519 | 1297.5793 | 337.0519 | 1297.5793
5282 | 339.0509 | 1298.3369 | 339.0509 | 1298.3369
5283 | 343.0251 | 1288.05 | 343.0251 | 1288.05
5284 | 362.6966 | 1261.8984 | 362.6966 | 1261.8984
5285 | 380.4125 | 1231.0283 | 380.4125 | 1231.0283
5286 | 375.557 | 1196.0139 | 375.557 | 1196.0139
5287 | 359.6932 | 1161.6631 | 359.6932 | 1161.6631
5288 | 350.0905 | 1148.9686 | 350.0905 | 1148.9686
5289 | 342.9198 | 1152.6744 | 342.9198 | 1152.6744
5290 | 331.7652 | 1194.3168 | 331.7652 | 1194.3168
5291 | 314.7547 | 1238.8127 | 314.7547 | 1238.8127
5292 | 298.3001 | 1260.6597 | 298.3001 | 1260.6597
5293 | 286.4899 | 1283.3723 | 286.4899 | 1283.3723
5294 | 278.5269 | 1310.9944 | 278.5269 | 1310.9944
5295 | 273.0568 | 1340.0941 | 273.0568 | 1340.0941
5296 | 270.5708 | 1360.252 | 270.5708 | 1360.252
5297 | 270.732 | 1385.5702 | 270.732 | 1385.5702
5298 | 277.2317 | 1432.1632 | 277.2317 | 1432.1632
5299 | 285.5207 | 1440.9891 | 285.5207 | 1440.9891
5300 | 295.3588 | 1445.2557 | 295.3588 | 1445.2557
5301 | 311.4126 | 1443.5865 | 311.4126 | 1443.5865
5302 | 320.4499 | 1451.5593 | 320.4499 | 1451.5593
5303 | 340.8783 | 1469.3068 | 340.8783 | 1469.3068
5304 | 337.8142 | 1492.3191 | 337.8142 | 1492.3191
5305 | 328.6412 | 1509.2893 | 328.6412 | 1509.2893
5306 | 330.3287 | 1526.7666 | 330.3287 | 1526.7666
5307 | 337.1625 | 1520.9039 | 337.1625 | 1520.9039
5308 | 348.8932 | 1484.5196 | 348.8932 | 1484.5196
5309 | 368.4617 | 1425.5029 | 368.4617 | 1425.5029
5310 | 366.119 | 1369.3447 | 366.119 | 1369.3447
5311 | 353.2674 | 1338.821 | 353.2674 | 1338.821
5312 | 344.3112 | 1320.5351 | 344.3112 | 1320.5351
5313 | 336.6877 | 1310.2356 | 336.6877 | 1310.2356
5314 | 326.7353 | 1326.6627 | 326.7353 | 1326.6627
5315 | 310.9705 | 1344.6677 | 310.9705 | 1344.6677
5316 | 294.8821 | 1351.2336 | 294.8821 | 1351.2336
5317 | 283.7529 | 1362.6279 | 283.7529 | 1362.6279
5318 | 277.247 | 1376.9502 | 277.247 | 1376.9502
5319 | 271.4122 | 1394.3787 | 271.4122 | 1394.3787
5320 | 268.7936 | 1409.8682 | 268.7936 | 1409.8682
5321 | 269.3597 | 1437.8192 | 269.3597 | 1437.8192
5322 | 273.9084 | 1481.6165 | 273.9084 | 1481.6165
5323 | 281.6956 | 1483.6839 | 281.6956 | 1483.6839
5324 | 290.5193 | 1480.6221 | 290.5193 | 1480.6221
5325 | 305.3145 | 1475.8587 | 305.3145 | 1475.8587
5326 | 316.1124 | 1473.6803 | 316.1124 | 1473.6803
5327 | 336.2578 | 1470.2567 | 336.2578 | 1470.2567
5328 | 336.3898 | 1472.7495 | 336.3898 | 1472.7495
5329 | 328.892 | 1481.0613 | 328.892 | 1481.0613
5330 | 328.7208 | 1499.8143 | 328.7208 | 1499.8143
5331 | 331.8332 | 1501.1985 | 331.8332 | 1501.1985
5332 | 344.0402 | 1472.7398 | 344.0402 | 1472.7398
5333 | 362.6533 | 1442.9283 | 362.6533 | 1442.9283
5334 | 360.7564 | 1408.2396 | 360.7564 | 1408.2396
5335 | 346.5985 | 1376.8745 | 346.5985 | 1376.8745
5336 | 336.7116 | 1355.4944 | 336.7116 | 1355.4944
5337 | 327.0169 | 1337.1879 | 327.0169 | 1337.1879
5338 | 316.9037 | 1339.2839 | 316.9037 | 1339.2839
5339 | 301.1986 | 1346.3234 | 301.1986 | 1346.3234
5340 | 285.1905 | 1347.8951 | 285.1905 | 1347.8951
5341 | 274.1612 | 1351.2824 | 274.1612 | 1351.2824
5342 | 267.8083 | 1352.9292 | 267.8083 | 1352.9292
5343 | 262.9171 | 1348.3725 | 262.9171 | 1348.3725
5344 | 260.914 | 1339.2439 | 260.914 | 1339.2439
5345 | 262.5835 | 1349.8781 | 262.5835 | 1349.8781
5346 | 268.6079 | 1384.067 | 268.6079 | 1384.067
5347 | 278.8364 | 1383.0403 | 278.8364 | 1383.0403
5348 | 291.5141 | 1379.6799 | 291.5141 | 1379.6799
5349 | 306.9709 | 1369.9222 | 306.9709 | 1369.9222
5350 | 316.7589 | 1358.7326 | 316.7589 | 1358.7326
5351 | 336.4461 | 1348.6049 | 336.4461 | 1348.6049
5352 | 332.9513 | 1340.9465 | 332.9513 | 1340.9465
5353 | 322.9191 | 1330.8287 | 322.9191 | 1330.8287
5354 | 325.0405 | 1328.682 | 325.0405 | 1328.682
5355 | 329.9703 | 1317.5808 | 329.9703 | 1317.5808
5356 | 344.9073 | 1300.4133 | 344.9073 | 1300.4133
5357 | 365.4474 | 1282.6801 | 365.4474 | 1282.6801
5358 | 366.6146 | 1253.3928 | 366.6146 | 1253.3928
5359 | 351.9105 | 1216.9792 | 351.9105 | 1216.9792
5360 | 343.1498 | 1189.0035 | 343.1498 | 1189.0035
5361 | 335.1399 | 1174.5512 | 335.1399 | 1174.5512
5362 | 325.5688 | 1190.7341 | 325.5688 | 1190.7341
5363 | 305.6184 | 1213.9775 | 305.6184 | 1213.9775
5364 | 288.9511 | 1221.5748 | 288.9511 | 1221.5748
5365 | 276.3885 | 1234.7062 | 276.3885 | 1234.7062
5366 | 271.9429 | 1250.1142 | 271.9429 | 1250.1142
5367 | 265.972 | 1259.1014 | 265.972 | 1259.1014
5368 | 263.785 | 1262.4583 | 263.785 | 1262.4583
5369 | 267.4677 | 1287.9936 | 267.4677 | 1287.9936
5370 | 276.5351 | 1343.4893 | 276.5351 | 1343.4893
5371 | 290.8755 | 1367.3791 | 290.8755 | 1367.3791
5372 | 309.7719 | 1385.434 | 309.7719 | 1385.434
5373 | 320.9161 | 1393.4275 | 320.9161 | 1393.4275
5374 | 328.7653 | 1399.0933 | 328.7653 | 1399.0933
5375 | 349.534 | 1402.1567 | 349.534 | 1402.1567
5376 | 346.7329 | 1402.9938 | 346.7329 | 1402.9938
5377 | 333.4356 | 1393.3645 | 333.4356 | 1393.3645
5378 | 333.4084 | 1377.4024 | 333.4084 | 1377.4024
5379 | 342.1193 | 1328.8177 | 342.1193 | 1328.8177
5380 | 356.1518 | 1274.5738 | 356.1518 | 1274.5738
5381 | 379.593 | 1231.6526 | 379.593 | 1231.6526
5382 | 379.457 | 1187.0027 | 379.457 | 1187.0027
5383 | 363.9303 | 1142.0935 | 363.9303 | 1142.0935
5384 | 355.8692 | 1115.9907 | 355.8692 | 1115.9907
5385 | 344.2862 | 1106.3697 | 344.2862 | 1106.3697
5386 | 331.5997 | 1141.7965 | 331.5997 | 1141.7965
5387 | 312.3819 | 1188.4909 | 312.3819 | 1188.4909
5388 | 294.7944 | 1210.6636 | 294.7944 | 1210.6636
5389 | 281.5538 | 1220.4293 | 281.5538 | 1220.4293
5390 | 275.0257 | 1222.7276 | 275.0257 | 1222.7276
5391 | 270.5649 | 1230.0863 | 270.5649 | 1230.0863
5392 | 268.4545 | 1241.8573 | 268.4545 | 1241.8573
5393 | 269.409 | 1266.714 | 269.409 | 1266.714
5394 | 279.6157 | 1305.8157 | 279.6157 | 1305.8157
5395 | 294.0867 | 1304.7347 | 294.0867 | 1304.7347
5396 | 315.4529 | 1290.1374 | 315.4529 | 1290.1374
5397 | 327.3729 | 1269.17 | 327.3729 | 1269.17
5398 | 333.6015 | 1257.139 | 333.6015 | 1257.139
5399 | 353.0609 | 1252.0597 | 353.0609 | 1252.0597
5400 | 347.5682 | 1256.2625 | 347.5682 | 1256.2625
5401 | 334.4336 | 1260.0687 | 334.4336 | 1260.0687
5402 | 333.3222 | 1265.929 | 333.3222 | 1265.929
5403 | 339.0917 | 1247.2008 | 339.0917 | 1247.2008
5404 | 352.53 | 1222.0806 | 352.53 | 1222.0806
5405 | 375.2588 | 1206.3288 | 375.2588 | 1206.3288
5406 | 378.2509 | 1180.0542 | 378.2509 | 1180.0542
5407 | 361.35 | 1155.3118 | 361.35 | 1155.3118
5408 | 349.1271 | 1146.1186 | 349.1271 | 1146.1186
5409 | 341.4996 | 1137.8819 | 341.4996 | 1137.8819
5410 | 328.7506 | 1142.0136 | 328.7506 | 1142.0136
5411 | 310.0357 | 1155.1601 | 310.0357 | 1155.1601
5412 | 292.0976 | 1166.0416 | 292.0976 | 1166.0416
5413 | 280.3439 | 1173.5003 | 280.3439 | 1173.5003
5414 | 271.7157 | 1175.5271 | 271.7157 | 1175.5271
5415 | 266.7726 | 1175.8559 | 266.7726 | 1175.8559
5416 | 264.2157 | 1173.0787 | 264.2157 | 1173.0787
5417 | 267.2297 | 1184.6357 | 267.2297 | 1184.6357
5418 | 276.1236 | 1219.5575 | 276.1236 | 1219.5575
5419 | 287.2511 | 1223.0092 | 287.2511 | 1223.0092
5420 | 307.9305 | 1225.3758 | 307.9305 | 1225.3758
5421 | 321.0935 | 1223.7609 | 321.0935 | 1223.7609
5422 | 329.8008 | 1221.3654 | 329.8008 | 1221.3654
5423 | 349.7872 | 1219.3804 | 349.7872 | 1219.3804
5424 | 343.7947 | 1221.466 | 343.7947 | 1221.466
5425 | 330.4113 | 1220.658 | 330.4113 | 1220.658
5426 | 331.5871 | 1224.0212 | 331.5871 | 1224.0212
5427 | 338.9273 | 1222.5013 | 338.9273 | 1222.5013
5428 | 349.0611 | 1209.0794 | 349.0611 | 1209.0794
5429 | 369.7127 | 1199.5161 | 369.7127 | 1199.5161
5430 | 374.3603 | 1185.8898 | 374.3603 | 1185.8898
5431 | 356.3464 | 1164.7302 | 356.3464 | 1164.7302
5432 | 345.9293 | 1152.6056 | 345.9293 | 1152.6056
5433 | 337.7984 | 1137.9633 | 337.7984 | 1137.9633
5434 | 325.9117 | 1141.8508 | 325.9117 | 1141.8508
5435 | 306.9705 | 1160.2629 | 306.9705 | 1160.2629
5436 | 290.9955 | 1168.023 | 290.9955 | 1168.023
5437 | 279.3697 | 1172.0889 | 279.3697 | 1172.0889
5438 | 273.6413 | 1180.1956 | 273.6413 | 1180.1956
5439 | 268.0804 | 1193.5527 | 268.0804 | 1193.5527
5440 | 264.2327 | 1206.328 | 264.2327 | 1206.328
5441 | 266.012 | 1233.6819 | 266.012 | 1233.6819
5442 | 271.6066 | 1284.889 | 271.6066 | 1284.889
5443 | 279.759 | 1303.7576 | 279.759 | 1303.7576
5444 | 296.5135 | 1313.0184 | 296.5135 | 1313.0184
5445 | 309.6505 | 1311.8105 | 309.6505 | 1311.8105
5446 | 320.3307 | 1312.7807 | 320.3307 | 1312.7807
5447 | 338.7566 | 1326.2125 | 338.7566 | 1326.2125
5448 | 338.237 | 1352.7805 | 338.237 | 1352.7805
5449 | 328.1305 | 1373.4964 | 328.1305 | 1373.4964
5450 | 330.749 | 1384.6223 | 330.749 | 1384.6223
5451 | 332.6509 | 1355.1186 | 332.6509 | 1355.1186
5452 | 342.3277 | 1313.1159 | 342.3277 | 1313.1159
5453 | 361.7597 | 1275.7317 | 361.7597 | 1275.7317
5454 | 365.6336 | 1233.9046 | 365.6336 | 1233.9046
5455 | 350.7923 | 1183.4855 | 350.7923 | 1183.4855
5456 | 339.3599 | 1143.1058 | 339.3599 | 1143.1058
5457 | 330.3161 | 1109.5996 | 330.3161 | 1109.5996
5458 | 321.6164 | 1098.5859 | 321.6164 | 1098.5859
5459 | 305.9251 | 1112.6553 | 305.9251 | 1112.6553
5460 | 290.709 | 1122.0982 | 290.709 | 1122.0982
5461 | 278.5216 | 1135.4196 | 278.5216 | 1135.4196
5462 | 271.061 | 1161.7388 | 271.061 | 1161.7388
5463 | 265.9207 | 1188.07 | 265.9207 | 1188.07
5464 | 263.8252 | 1200.601 | 263.8252 | 1200.601
5465 | 264.4141 | 1222.2007 | 264.4141 | 1222.2007
5466 | 270.573 | 1266.7037 | 270.573 | 1266.7037
5467 | 274.7617 | 1273.6296 | 274.7617 | 1273.6296
5468 | 286.819 | 1276.9734 | 286.819 | 1276.9734
5469 | 299.3465 | 1277.5298 | 299.3465 | 1277.5298
5470 | 309.5916 | 1276.6543 | 309.5916 | 1276.6543
5471 | 329.7825 | 1274.9135 | 329.7825 | 1274.9135
5472 | 331.6259 | 1281.152 | 331.6259 | 1281.152
5473 | 321.535 | 1288.3509 | 321.535 | 1288.3509
5474 | 322.2192 | 1281.8072 | 322.2192 | 1281.8072
5475 | 326.0999 | 1254.4207 | 326.0999 | 1254.4207
5476 | 336.7555 | 1227.6991 | 336.7555 | 1227.6991
5477 | 358.7609 | 1203.2617 | 358.7609 | 1203.2617
5478 | 357.9878 | 1177.0143 | 357.9878 | 1177.0143
5479 | 344.1689 | 1155.9632 | 344.1689 | 1155.9632
5480 | 336.7107 | 1142.4273 | 336.7107 | 1142.4273
5481 | 329.0641 | 1132.2091 | 329.0641 | 1132.2091
5482 | 318.766 | 1143.1536 | 318.766 | 1143.1536
5483 | 302.3137 | 1182.4381 | 302.3137 | 1182.4381
5484 | 287.9095 | 1216.1735 | 287.9095 | 1216.1735
5485 | 277.5141 | 1238.2618 | 277.5141 | 1238.2618
5486 | 270.0753 | 1255.9226 | 270.0753 | 1255.9226
5487 | 265.79 | 1272.6997 | 265.79 | 1272.6997
5488 | 262.6169 | 1285.285 | 262.6169 | 1285.285
5489 | 264.2774 | 1310.2503 | 264.2774 | 1310.2503
5490 | 268.5841 | 1354.7262 | 268.5841 | 1354.7262
5491 | 273.9726 | 1364.9906 | 273.9726 | 1364.9906
5492 | 284.6671 | 1371.4558 | 284.6671 | 1371.4558
5493 | 297.5927 | 1373.1793 | 297.5927 | 1373.1793
5494 | 309.3121 | 1375.3166 | 309.3121 | 1375.3166
5495 | 325.6563 | 1379.4386 | 325.6563 | 1379.4386
5496 | 327.0327 | 1390.0469 | 327.0327 | 1390.0469
5497 | 318.5037 | 1399.0916 | 318.5037 | 1399.0916
5498 | 318.5386 | 1406.879 | 318.5386 | 1406.879
5499 | 323.045 | 1382.8581 | 323.045 | 1382.8581
5500 | 334.4716 | 1353.8294 | 334.4716 | 1353.8294
5501 | 357.747 | 1322.8236 | 357.747 | 1322.8236
5502 | 359.0506 | 1288.9492 | 359.0506 | 1288.9492
5503 | 344.5449 | 1266.541 | 344.5449 | 1266.541
5504 | 334.223 | 1253.2493 | 334.223 | 1253.2493
5505 | 329.9562 | 1243.4926 | 329.9562 | 1243.4926
5506 | 317.7704 | 1263.964 | 317.7704 | 1263.964
5507 | 302.6835 | 1322.8182 | 302.6835 | 1322.8182
5508 | 286.8938 | 1365.3476 | 286.8938 | 1365.3476
5509 | 276.6623 | 1389.3088 | 276.6623 | 1389.3088
5510 | 269.4282 | 1412.3166 | 269.4282 | 1412.3166
5511 | 265.0951 | 1440.982 | 265.0951 | 1440.982
5512 | 262.2641 | 1470.3412 | 262.2641 | 1470.3412
5513 | 264.0257 | 1510.7777 | 264.0257 | 1510.7777
5514 | 270.9369 | 1564.5634 | 270.9369 | 1564.5634
5515 | 278.2485 | 1577.7863 | 278.2485 | 1577.7863
5516 | 294.5292 | 1586.9114 | 294.5292 | 1586.9114
5517 | 306.1275 | 1591.8378 | 306.1275 | 1591.8378
5518 | 314.3373 | 1596.0107 | 314.3373 | 1596.0107
5519 | 332.1007 | 1600.1598 | 332.1007 | 1600.1598
5520 | 331.4838 | 1607.4025 | 331.4838 | 1607.4025
5521 | 322.5918 | 1610.3945 | 322.5918 | 1610.3945
5522 | 322.0797 | 1612.6991 | 322.0797 | 1612.6991
5523 | 327.2174 | 1598.748 | 327.2174 | 1598.748
5524 | 337.8541 | 1571.8364 | 337.8541 | 1571.8364
5525 | 361.2142 | 1530.978 | 361.2142 | 1530.978
5526 | 364.6105 | 1482.311 | 364.6105 | 1482.311
5527 | 347.6339 | 1435.0948 | 347.6339 | 1435.0948
5528 | 340.1089 | 1397.4021 | 340.1089 | 1397.4021
5529 | 330.3799 | 1364.7102 | 330.3799 | 1364.7102
5530 | 320.4778 | 1361.6492 | 320.4778 | 1361.6492
5531 | 301.7736 | 1387.064 | 301.7736 | 1387.064
5532 | 283.8226 | 1400.4969 | 283.8226 | 1400.4969
5533 | 272.5799 | 1403.0699 | 272.5799 | 1403.0699
5534 | 267.4319 | 1411.7466 | 267.4319 | 1411.7466
5535 | 263.6487 | 1426.8137 | 263.6487 | 1426.8137
5536 | 260.3162 | 1440.0776 | 260.3162 | 1440.0776
5537 | 263.2112 | 1468.3543 | 263.2112 | 1468.3543
5538 | 271.6123 | 1518.9372 | 271.6123 | 1518.9372
5539 | 283.6099 | 1535.3086 | 283.6099 | 1535.3086
5540 | 304.609 | 1544.868 | 304.609 | 1544.868
5541 | 315.8681 | 1541.2716 | 315.8681 | 1541.2716
5542 | 325.7267 | 1533.2848 | 325.7267 | 1533.2848
5543 | 344.1887 | 1527.7442 | 344.1887 | 1527.7442
5544 | 339.127 | 1526.6813 | 339.127 | 1526.6813
5545 | 327.2701 | 1524.0548 | 327.2701 | 1524.0548
5546 | 329.7553 | 1516.6154 | 329.7553 | 1516.6154
5547 | 334.5841 | 1479.1047 | 334.5841 | 1479.1047
5548 | 344.1347 | 1417.1795 | 344.1347 | 1417.1795
5549 | 367.8821 | 1357.2672 | 367.8821 | 1357.2672
5550 | 374.6239 | 1302.0318 | 374.6239 | 1302.0318
5551 | 356.6285 | 1246.7271 | 356.6285 | 1246.7271
5552 | 345.6292 | 1209.3874 | 345.6292 | 1209.3874
5553 | 336.7914 | 1188.5023 | 336.7914 | 1188.5023
5554 | 323.3318 | 1211.1179 | 323.3318 | 1211.1179
5555 | 304.7509 | 1240.4955 | 304.7509 | 1240.4955
5556 | 286.8085 | 1230.0432 | 286.8085 | 1230.0432
5557 | 274.3779 | 1215.4351 | 274.3779 | 1215.4351
5558 | 268.7847 | 1204.9494 | 268.7847 | 1204.9494
5559 | 264.5148 | 1190.3228 | 264.5148 | 1190.3228
5560 | 261.8033 | 1177.1771 | 261.8033 | 1177.1771
5561 | 264.9765 | 1185.2871 | 264.9765 | 1185.2871
5562 | 273.3584 | 1216.8975 | 273.3584 | 1216.8975
5563 | 286.4383 | 1216.3865 | 286.4383 | 1216.3865
5564 | 306.1021 | 1216.826 | 306.1021 | 1216.826
5565 | 318.2119 | 1215.9168 | 318.2119 | 1215.9168
5566 | 326.8357 | 1213.9556 | 326.8357 | 1213.9556
5567 | 346.4084 | 1216.3133 | 346.4084 | 1216.3133
5568 | 343.741 | 1232.4315 | 343.741 | 1232.4315
5569 | 329.5932 | 1247.6646 | 329.5932 | 1247.6646
5570 | 330.2466 | 1252.6564 | 330.2466 | 1252.6564
5571 | 334.9146 | 1226.7355 | 334.9146 | 1226.7355
5572 | 344.8659 | 1194.7483 | 344.8659 | 1194.7483
5573 | 368.6347 | 1164.5839 | 368.6347 | 1164.5839
5574 | 372.8265 | 1142.9236 | 372.8265 | 1142.9236
5575 | 355.3705 | 1123.3382 | 355.3705 | 1123.3382
5576 | 343.1778 | 1113.2222 | 343.1778 | 1113.2222
5577 | 334.0611 | 1103.384 | 334.0611 | 1103.384
5578 | 321.973 | 1103.2544 | 321.973 | 1103.2544
5579 | 302.8995 | 1126.7964 | 302.8995 | 1126.7964
5580 | 288.0857 | 1160.3417 | 288.0857 | 1160.3417
5581 | 275.6679 | 1192.1199 | 275.6679 | 1192.1199
5582 | 271.0941 | 1220.2576 | 271.0941 | 1220.2576
5583 | 264.6166 | 1245.5031 | 264.6166 | 1245.5031
5584 | 261.5394 | 1264.1411 | 261.5394 | 1264.1411
5585 | 264.9632 | 1294.3449 | 264.9632 | 1294.3449
5586 | 272.5949 | 1345.8235 | 272.5949 | 1345.8235
5587 | 283.4065 | 1361.4621 | 283.4065 | 1361.4621
5588 | 304.2829 | 1373.5457 | 304.2829 | 1373.5457
5589 | 314.7719 | 1383.9005 | 314.7719 | 1383.9005
5590 | 323.3773 | 1387.8292 | 323.3773 | 1387.8292
5591 | 346.1636 | 1382.8856 | 346.1636 | 1382.8856
5592 | 344.9819 | 1379.1357 | 344.9819 | 1379.1357
5593 | 331.1083 | 1371.5421 | 331.1083 | 1371.5421
5594 | 328.3949 | 1356.53 | 328.3949 | 1356.53
5595 | 334.2186 | 1326.5921 | 334.2186 | 1326.5921
5596 | 343.0103 | 1292.1078 | 343.0103 | 1292.1078
5597 | 363.457 | 1250.5708 | 363.457 | 1250.5708
5598 | 369.4615 | 1218.5963 | 369.4615 | 1218.5963
5599 | 355.4401 | 1188.0997 | 355.4401 | 1188.0997
5600 | 342.2191 | 1172.7181 | 342.2191 | 1172.7181
5601 | 333.8196 | 1158.2658 | 333.8196 | 1158.2658
5602 | 321.1596 | 1155.1505 | 321.1596 | 1155.1505
5603 | 303.4313 | 1170.7941 | 303.4313 | 1170.7941
5604 | 288.9945 | 1190.7954 | 288.9945 | 1190.7954
5605 | 277.727 | 1203.4654 | 277.727 | 1203.4654
5606 | 270.7116 | 1214.0963 | 270.7116 | 1214.0963
5607 | 265.4006 | 1226.1235 | 265.4006 | 1226.1235
5608 | 263.3339 | 1234.3931 | 263.3339 | 1234.3931
5609 | 264.0303 | 1252.5729 | 264.0303 | 1252.5729
5610 | 271.6051 | 1289.5575 | 271.6051 | 1289.5575
5611 | 279.138 | 1294.1492 | 279.138 | 1294.1492
5612 | 296.3286 | 1300.9943 | 296.3286 | 1300.9943
5613 | 309.3748 | 1309.8834 | 309.3748 | 1309.8834
5614 | 319.3979 | 1320.1091 | 319.3979 | 1320.1091
5615 | 337.3483 | 1322.304 | 337.3483 | 1322.304
5616 | 335.623 | 1318.5541 | 335.623 | 1318.5541
5617 | 327.8466 | 1307.1334 | 327.8466 | 1307.1334
5618 | 329.3811 | 1290.4113 | 329.3811 | 1290.4113
5619 | 333.9018 | 1245.7351 | 333.9018 | 1245.7351
5620 | 340.4008 | 1210.138 | 340.4008 | 1210.138
5621 | 359.8928 | 1176.8522 | 359.8928 | 1176.8522
5622 | 365.7006 | 1152.7491 | 365.7006 | 1152.7491
5623 | 350.7323 | 1130.558 | 350.7323 | 1130.558
5624 | 336.4551 | 1116.3164 | 336.4551 | 1116.3164
5625 | 326.5474 | 1102.1083 | 326.5474 | 1102.1083
5626 | 317.4974 | 1104.6115 | 317.4974 | 1104.6115
5627 | 303.0634 | 1135.6448 | 303.0634 | 1135.6448
5628 | 287.7729 | 1158.7946 | 287.7729 | 1158.7946
5629 | 276.8924 | 1163.7019 | 276.8924 | 1163.7019
5630 | 270.3402 | 1169.3929 | 270.3402 | 1169.3929
5631 | 265.3909 | 1180.9858 | 265.3909 | 1180.9858
5632 | 261.8012 | 1204.7266 | 261.8012 | 1204.7266
5633 | 262.6856 | 1258.8156 | 262.6856 | 1258.8156
5634 | 267.2206 | 1329.2124 | 267.2206 | 1329.2124
5635 | 271.8804 | 1337.9297 | 271.8804 | 1337.9297
5636 | 285.1002 | 1322.9524 | 285.1002 | 1322.9524
5637 | 296.9121 | 1303.505 | 296.9121 | 1303.505
5638 | 304.9293 | 1274.1301 | 304.9293 | 1274.1301
5639 | 324.6049 | 1240.4428 | 324.6049 | 1240.4428
5640 | 321.7593 | 1218.6432 | 321.7593 | 1218.6432
5641 | 314.2833 | 1196.1214 | 314.2833 | 1196.1214
5642 | 314.0358 | 1175.1922 | 314.0358 | 1175.1922
5643 | 317.4637 | 1144.9014 | 317.4637 | 1144.9014
5644 | 325.2061 | 1108.8972 | 325.2061 | 1108.8972
5645 | 343.1857 | 1081.257 | 343.1857 | 1081.257
5646 | 347.9719 | 1052.5397 | 347.9719 | 1052.5397
5647 | 335.5877 | 1020.0617 | 335.5877 | 1020.0617
5648 | 328.9595 | 996.6188 | 328.9595 | 996.6188
5649 | 319.8077 | 973.2366 | 319.8077 | 973.2366
5650 | 310.095 | 961.6801 | 310.095 | 961.6801
5651 | 294.2197 | 957.6727 | 294.2197 | 957.6727
5652 | 280.3182 | 957.3987 | 280.3182 | 957.3987
5653 | 269.8733 | 955.7104 | 269.8733 | 955.7104
5654 | 263.6608 | 954.7515 | 263.6608 | 954.7515
5655 | 259.296 | 955.7318 | 259.296 | 955.7318
5656 | 254.196 | 957.4601 | 254.196 | 957.4601
5657 | 256.1536 | 977.8927 | 256.1536 | 977.8927
5658 | 259.8308 | 1028.3942 | 259.8308 | 1028.3942
5659 | 264.4219 | 1061.6753 | 264.4219 | 1061.6753
5660 | 276.8412 | 1107.2525 | 276.8412 | 1107.2525
5661 | 286.5474 | 1147.5724 | 286.5474 | 1147.5724
5662 | 299.4864 | 1176.3092 | 299.4864 | 1176.3092
5663 | 315.6663 | 1200.2722 | 315.6663 | 1200.2722
5664 | 312.0273 | 1225.6459 | 312.0273 | 1225.6459
5665 | 305.5083 | 1243.919 | 305.5083 | 1243.919
5666 | 305.724 | 1252.2493 | 305.724 | 1252.2493
5667 | 310.8271 | 1241.0124 | 310.8271 | 1241.0124
5668 | 320.0793 | 1217.1407 | 320.0793 | 1217.1407
5669 | 342.0183 | 1202.176 | 342.0183 | 1202.176
5670 | 346.9585 | 1190.2326 | 346.9585 | 1190.2326
5671 | 335.2613 | 1169.8058 | 335.2613 | 1169.8058
5672 | 325.0183 | 1158.197 | 325.0183 | 1158.197
5673 | 316.7768 | 1147.7888 | 316.7768 | 1147.7888
5674 | 306.4597 | 1147.5235 | 306.4597 | 1147.5235
5675 | 291.5667 | 1149.7316 | 291.5667 | 1149.7316
5676 | 278.7631 | 1152.8776 | 278.7631 | 1152.8776
5677 | 267.4805 | 1150.6736 | 267.4805 | 1150.6736
5678 | 261.105 | 1152.2119 | 261.105 | 1152.2119
5679 | 257.0529 | 1161.8234 | 257.0529 | 1161.8234
5680 | 254.064 | 1176.1186 | 254.064 | 1176.1186
5681 | 255.748 | 1212.4294 | 255.748 | 1212.4294
5682 | 261.3298 | 1280.8448 | 261.3298 | 1280.8448
5683 | 267.3602 | 1326.1771 | 267.3602 | 1326.1771
5684 | 284.3307 | 1376.1242 | 284.3307 | 1376.1242
5685 | 293.7278 | 1427.4639 | 293.7278 | 1427.4639
5686 | 304.4461 | 1477.2631 | 304.4461 | 1477.2631
5687 | 324.5058 | 1521.2843 | 324.5058 | 1521.2843
5688 | 321.7787 | 1564.8705 | 321.7787 | 1564.8705
5689 | 310.2417 | 1600.6775 | 310.2417 | 1600.6775
5690 | 311.2714 | 1621.9275 | 311.2714 | 1621.9275
5691 | 316.9289 | 1611.8577 | 316.9289 | 1611.8577
5692 | 325.1056 | 1577.2377 | 325.1056 | 1577.2377
5693 | 348.108 | 1525.9838 | 348.108 | 1525.9838
5694 | 356.1583 | 1475.5254 | 356.1583 | 1475.5254
5695 | 343.247 | 1431.1591 | 343.247 | 1431.1591
5696 | 331.9133 | 1398.7321 | 331.9133 | 1398.7321
5697 | 322.2484 | 1373.2329 | 322.2484 | 1373.2329
5698 | 310.6763 | 1367.4848 | 310.6763 | 1367.4848
5699 | 291.878 | 1390.2397 | 291.878 | 1390.2397
5700 | 277.6963 | 1415.9409 | 277.6963 | 1415.9409
5701 | 266.4195 | 1413.9269 | 266.4195 | 1413.9269
5702 | 260.5006 | 1414.9223 | 260.5006 | 1414.9223
5703 | 258.4303 | 1429.9894 | 258.4303 | 1429.9894
5704 | 253.8353 | 1450.6631 | 253.8353 | 1450.6631
5705 | 257.5912 | 1495.2252 | 257.5912 | 1495.2252
5706 | 266.5767 | 1559.2706 | 266.5767 | 1559.2706
5707 | 275.0345 | 1582.102 | 275.0345 | 1582.102
5708 | 297.4331 | 1597.6055 | 297.4331 | 1597.6055
5709 | 308.197 | 1608.5031 | 308.197 | 1608.5031
5710 | 319.105 | 1620.4117 | 319.105 | 1620.4117
5711 | 337.7087 | 1630.4235 | 337.7087 | 1630.4235
5712 | 333.0625 | 1640.7876 | 333.0625 | 1640.7876
5713 | 320.9427 | 1643.6438 | 320.9427 | 1643.6438
5714 | 320.6601 | 1634.7658 | 320.6601 | 1634.7658
5715 | 327.2091 | 1603.9593 | 327.2091 | 1603.9593
5716 | 332.464 | 1547.2455 | 332.464 | 1547.2455
5717 | 357.6812 | 1479.6247 | 357.6812 | 1479.6247
5718 | 367.6174 | 1408.8639 | 367.6174 | 1408.8639
5719 | 351.8606 | 1342.0781 | 351.8606 | 1342.0781
5720 | 339.9534 | 1298.007 | 339.9534 | 1298.007
5721 | 331.7879 | 1255.8695 | 331.7879 | 1255.8695
5722 | 318.5875 | 1232.1261 | 318.5875 | 1232.1261
5723 | 299.7966 | 1230.67 | 299.7966 | 1230.67
5724 | 281.766 | 1240.9816 | 281.766 | 1240.9816
5725 | 271.2161 | 1251.8873 | 271.2161 | 1251.8873
5726 | 266.0342 | 1264.771 | 266.0342 | 1264.771
5727 | 261.3531 | 1277.0696 | 261.3531 | 1277.0696
5728 | 257.4654 | 1288.2435 | 257.4654 | 1288.2435
5729 | 259.9491 | 1317.1445 | 259.9491 | 1317.1445
5730 | 267.6217 | 1364.2531 | 267.6217 | 1364.2531
5731 | 277.4808 | 1368.1663 | 277.4808 | 1368.1663
5732 | 302.7655 | 1361.0602 | 302.7655 | 1361.0602
5733 | 313.0152 | 1340.9071 | 313.0152 | 1340.9071
5734 | 320.6733 | 1310.9079 | 320.6733 | 1310.9079
5735 | 341.49 | 1276.0807 | 341.49 | 1276.0807
5736 | 339.1503 | 1245.1341 | 339.1503 | 1245.1341
5737 | 323.9014 | 1214.741 | 323.9014 | 1214.741
5738 | 321.137 | 1186.8906 | 321.137 | 1186.8906
5739 | 325.2771 | 1156.3555 | 325.2771 | 1156.3555
5740 | 333.4727 | 1123.7712 | 333.4727 | 1123.7712
5741 | 353.4973 | 1105.4137 | 353.4973 | 1105.4137
5742 | 364.1266 | 1098.9259 | 364.1266 | 1098.9259
5743 | 349.0099 | 1088.7046 | 349.0099 | 1088.7046
5744 | 338.3851 | 1082.1985 | 338.3851 | 1082.1985
5745 | 329.4685 | 1072.0346 | 329.4685 | 1072.0346
5746 | 318.317 | 1071.5793 | 318.317 | 1071.5793
5747 | 298.741 | 1084.7801 | 298.741 | 1084.7801
5748 | 282.38 | 1110.3728 | 282.38 | 1110.3728
5749 | 271.8861 | 1136.831 | 271.8861 | 1136.831
5750 | 265.0444 | 1171.7543 | 265.0444 | 1171.7543
5751 | 260.8052 | 1215.4566 | 260.8052 | 1215.4566
5752 | 258.7384 | 1249.1314 | 258.7384 | 1249.1314
5753 | 261.6195 | 1279.1724 | 261.6195 | 1279.1724
5754 | 268.5055 | 1316.8627 | 268.5055 | 1316.8627
5755 | 276.2884 | 1316.9759 | 276.2884 | 1316.9759
5756 | 298.1323 | 1313.2898 | 298.1323 | 1313.2898
5757 | 310.1827 | 1298.9722 | 310.1827 | 1298.9722
5758 | 318.1608 | 1280.5356 | 318.1608 | 1280.5356
5759 | 342.075 | 1260.0667 | 342.075 | 1260.0667
5760 | 338.0453 | 1236.1772 | 338.0453 | 1236.1772
5761 | 323.9592 | 1205.8112 | 323.9592 | 1205.8112
5762 | 326.3911 | 1180.0778 | 326.3911 | 1180.0778
5763 | 328.9151 | 1158.8254 | 328.9151 | 1158.8254
5764 | 334.8352 | 1138.8623 | 334.8352 | 1138.8623
5765 | 354.55 | 1120.6948 | 354.55 | 1120.6948
5766 | 369.3806 | 1093.3345 | 369.3806 | 1093.3345
5767 | 351.8442 | 1068.2393 | 351.8442 | 1068.2393
5768 | 340.5846 | 1054.5133 | 340.5846 | 1054.5133
5769 | 332.0653 | 1045.7337 | 332.0653 | 1045.7337
5770 | 319.3489 | 1051.1954 | 319.3489 | 1051.1954
5771 | 303.4201 | 1064.2877 | 303.4201 | 1064.2877
5772 | 286.763 | 1091.156 | 286.763 | 1091.156
5773 | 275.2546 | 1125.9469 | 275.2546 | 1125.9469
5774 | 269.6809 | 1164.6702 | 269.6809 | 1164.6702
5775 | 264.4764 | 1204.8982 | 264.4764 | 1204.8982
5776 | 265.1955 | 1235.8317 | 265.1955 | 1235.8317
5777 | 268.36 | 1262.7241 | 268.36 | 1262.7241
5778 | 273.7144 | 1299.7087 | 273.7144 | 1299.7087
5779 | 278.5802 | 1304.4904 | 278.5802 | 1304.4904
5780 | 295.977 | 1311.6612 | 295.977 | 1311.6612
5781 | 307.5257 | 1318.7318 | 307.5257 | 1318.7318
5782 | 318.5955 | 1332.3232 | 318.5955 | 1332.3232
5783 | 338.2815 | 1349.6906 | 338.2815 | 1349.6906
5784 | 339.3069 | 1368.7402 | 339.3069 | 1368.7402
5785 | 328.4873 | 1387.3389 | 328.4873 | 1387.3389
5786 | 328.83 | 1398.0849 | 328.83 | 1398.0849
5787 | 332.589 | 1389.6165 | 332.589 | 1389.6165
5788 | 339.3115 | 1360.1807 | 339.3115 | 1360.1807
5789 | 356.3305 | 1320.0551 | 356.3305 | 1320.0551
5790 | 365.9934 | 1284.715 | 365.9934 | 1284.715
5791 | 351.8314 | 1252.047 | 351.8314 | 1252.047
5792 | 340.1924 | 1234.3854 | 340.1924 | 1234.3854
5793 | 331.8971 | 1221.9145 | 331.8971 | 1221.9145
5794 | 321.3667 | 1218.2835 | 321.3667 | 1218.2835
5795 | 306.2761 | 1224.5901 | 306.2761 | 1224.5901
5796 | 288.713 | 1329.8294 | 288.713 | 1329.8294
5797 | 278.4657 | 1359.5145 | 278.4657 | 1359.5145
5798 | 273.7201 | 1375.2163 | 273.7201 | 1375.2163
5799 | 269.962 | 1388.714 | 269.962 | 1388.714
5800 | 268.4246 | 1420.1287 | 268.4246 | 1420.1287
5801 | 270.5074 | 1475.6301 | 270.5074 | 1475.6301
5802 | 274.0768 | 1513.8781 | 274.0768 | 1513.8781
5803 | 275.3665 | 1543.8538 | 275.3665 | 1543.8538
5804 | 287.0829 | 1565.5633 | 287.0829 | 1565.5633
5805 | 301.8864 | 1582.9583 | 301.8864 | 1582.9583
5806 | 310.2519 | 1594.7919 | 310.2519 | 1594.7919
5807 | 329.0217 | 1613.0015 | 329.0217 | 1613.0015
5808 | 328.0003 | 1637.366 | 328.0003 | 1637.366
5809 | 320.9075 | 1662.8738 | 320.9075 | 1662.8738
5810 | 320.4978 | 1659.3778 | 320.4978 | 1659.3778
5811 | 319.8131 | 1634.4184 | 319.8131 | 1634.4184
5812 | 324.354 | 1592.1714 | 324.354 | 1592.1714
5813 | 338.9925 | 1530.7556 | 338.9925 | 1530.7556
5814 | 353.8568 | 1467.4877 | 353.8568 | 1467.4877
5815 | 341.8513 | 1416.2408 | 341.8513 | 1416.2408
5816 | 331.8852 | 1372.4847 | 331.8852 | 1372.4847
5817 | 324.5765 | 1344.4125 | 324.5765 | 1344.4125
5818 | 316.5335 | 1316.6707 | 316.5335 | 1316.6707
5819 | 298.7074 | 1313.0784 | 298.7074 | 1313.0784
5820 | 286.6044 | 1328.9626 | 286.6044 | 1328.9626
5821 | 275.4277 | 1335.0142 | 275.4277 | 1335.0142
5822 | 269.0121 | 1334.5944 | 269.0121 | 1334.5944
5823 | 264.8083 | 1333.5306 | 264.8083 | 1333.5306
5824 | 262.0779 | 1345.7034 | 262.0779 | 1345.7034
5825 | 263.2935 | 1381.9917 | 263.2935 | 1381.9917
5826 | 266.2602 | 1405.1871 | 266.2602 | 1405.1871
5827 | 271.7508 | 1420.8035 | 271.7508 | 1420.8035
5828 | 288.2169 | 1418.9662 | 288.2169 | 1418.9662
5829 | 300.313 | 1416.0502 | 300.313 | 1416.0502
5830 | 310.2061 | 1425.1681 | 310.2061 | 1425.1681
5831 | 327.0574 | 1434.1033 | 327.0574 | 1434.1033
5832 | 326.0956 | 1437.3479 | 326.0956 | 1437.3479
5833 | 315.9847 | 1441.0135 | 315.9847 | 1441.0135
5834 | 316.7917 | 1435.1773 | 316.7917 | 1435.1773
5835 | 319.0437 | 1424.0571 | 319.0437 | 1424.0571
5836 | 326.7561 | 1409.4884 | 326.7561 | 1409.4884
5837 | 346.2736 | 1387.8855 | 346.2736 | 1387.8855
5838 | 355.8304 | 1356.7742 | 355.8304 | 1356.7742
5839 | 344.108 | 1320.2044 | 344.108 | 1320.2044
5840 | 333.6027 | 1278.1529 | 333.6027 | 1278.1529
5841 | 326.0548 | 1235.2303 | 326.0548 | 1235.2303
5842 | 314.4513 | 1198.5321 | 314.4513 | 1198.5321
5843 | 299.7655 | 1189.5081 | 299.7655 | 1189.5081
5844 | 285.379 | 1203.5432 | 285.379 | 1203.5432
5845 | 275.3598 | 1211.2416 | 275.3598 | 1211.2416
5846 | 269.5854 | 1191.8977 | 269.5854 | 1191.8977
5847 | 265.0667 | 1161.711 | 265.0667 | 1161.711
5848 | 263.6308 | 1155.1041 | 263.6308 | 1155.1041
5849 | 265.9169 | 1182.5226 | 265.9169 | 1182.5226
5850 | 268.6641 | 1197.7149 | 268.6641 | 1197.7149
5851 | 278.0586 | 1204.8083 | 278.0586 | 1204.8083
5852 | 296.4377 | 1199.9951 | 296.4377 | 1199.9951
5853 | 307.0267 | 1194.97 | 307.0267 | 1194.97
5854 | 314.4203 | 1186.4638 | 314.4203 | 1186.4638
5855 | 335.1565 | 1179.9709 | 335.1565 | 1179.9709
5856 | 330.8295 | 1178.2461 | 330.8295 | 1178.2461
5857 | 318.4929 | 1172.8396 | 318.4929 | 1172.8396
5858 | 316.833 | 1162.7274 | 316.833 | 1162.7274
5859 | 320.2656 | 1152.2428 | 320.2656 | 1152.2428
5860 | 326.658 | 1135.7095 | 326.658 | 1135.7095
5861 | 342.4652 | 1113.4421 | 342.4652 | 1113.4421
5862 | 359.7677 | 1086.4623 | 359.7677 | 1086.4623
5863 | 345.8198 | 1060.0913 | 345.8198 | 1060.0913
5864 | 334.0659 | 1035.4038 | 334.0659 | 1035.4038
5865 | 325.1584 | 1018.8594 | 325.1584 | 1018.8594
5866 | 315.8595 | 1001.721 | 315.8595 | 1001.721
5867 | 297.0522 | 985.0407 | 297.0522 | 985.0407
5868 | 283.3909 | 970.5884 | 283.3909 | 970.5884
5869 | 272.4668 | 959.8539 | 272.4668 | 959.8539
5870 | 266.3264 | 951.3444 | 266.3264 | 951.3444
5871 | 262.1516 | 947.507 | 262.1516 | 947.507
5872 | 260.0467 | 967.7406 | 260.0467 | 967.7406
5873 | 263.773 | 1023.4442 | 263.773 | 1023.4442
5874 | 268.5431 | 1060.2188 | 268.5431 | 1060.2188
5875 | 279.4562 | 1082.5092 | 279.4562 | 1082.5092
5876 | 302.3093 | 1094.8577 | 302.3093 | 1094.8577
5877 | 314.4729 | 1108.3812 | 314.4729 | 1108.3812
5878 | 322.6443 | 1120.1282 | 322.6443 | 1120.1282
5879 | 343.7944 | 1135.0441 | 343.7944 | 1135.0441
5880 | 339.9126 | 1152.0701 | 339.9126 | 1152.0701
5881 | 325.1042 | 1171.395 | 325.1042 | 1171.395
5882 | 326.1077 | 1173.9085 | 326.1077 | 1173.9085
5883 | 327.8386 | 1170.6469 | 327.8386 | 1170.6469
5884 | 334.5919 | 1168.4729 | 334.5919 | 1168.4729
5885 | 350.4826 | 1162.4138 | 350.4826 | 1162.4138
5886 | 364.4847 | 1149.0709 | 364.4847 | 1149.0709
5887 | 347.574 | 1135.5279 | 347.574 | 1135.5279
5888 | 337.8583 | 1123.0905 | 337.8583 | 1123.0905
5889 | 329.986 | 1114.578 | 329.986 | 1114.578
5890 | 316.1628 | 1104.8937 | 316.1628 | 1104.8937
5891 | 297.8403 | 1111.2979 | 297.8403 | 1111.2979
5892 | 281.7592 | 1147.3197 | 281.7592 | 1147.3197
5893 | 269.8865 | 1185.788 | 269.8865 | 1185.788
5894 | 264.1759 | 1213.6821 | 264.1759 | 1213.6821
5895 | 260.0672 | 1238.9677 | 260.0672 | 1238.9677
5896 | 259.5057 | 1267.9844 | 259.5057 | 1267.9844
5897 | 263.0499 | 1303.9838 | 263.0499 | 1303.9838
5898 | 267.0658 | 1312.6755 | 267.0658 | 1312.6755
5899 | 279.9966 | 1302.2893 | 279.9966 | 1302.2893
5900 | 300.913 | 1275.7205 | 300.913 | 1275.7205
5901 | 313.2071 | 1247.6687 | 313.2071 | 1247.6687
5902 | 324.1518 | 1217.7826 | 324.1518 | 1217.7826
5903 | 346.3096 | 1192.1921 | 346.3096 | 1192.1921
5904 | 340.7838 | 1178.5061 | 340.7838 | 1178.5061
5905 | 326.4212 | 1176.1622 | 326.4212 | 1176.1622
5906 | 326.8137 | 1172.1461 | 326.8137 | 1172.1461
5907 | 329.7234 | 1171.0803 | 329.7234 | 1171.0803
5908 | 336.2694 | 1173.8467 | 336.2694 | 1173.8467
5909 | 352.0332 | 1180.5 | 352.0332 | 1180.5
5910 | 368.632 | 1185.0701 | 368.632 | 1185.0701
5911 | 354.9794 | 1185.3663 | 354.9794 | 1185.3663
5912 | 342.1402 | 1178.7362 | 342.1402 | 1178.7362
5913 | 333.1553 | 1170.3681 | 333.1553 | 1170.3681
5914 | 317.8576 | 1151.4962 | 317.8576 | 1151.4962
5915 | 299.7381 | 1133.169 | 299.7381 | 1133.169
5916 | 282.7677 | 1117.3878 | 282.7677 | 1117.3878
5917 | 271.2246 | 1101.3083 | 271.2246 | 1101.3083
5918 | 264.3752 | 1094.0411 | 264.3752 | 1094.0411
5919 | 260.4472 | 1095.2598 | 260.4472 | 1095.2598
5920 | 259.0446 | 1111.7952 | 259.0446 | 1111.7952
5921 | 261.4425 | 1151.2327 | 261.4425 | 1151.2327
5922 | 265.0359 | 1177.1729 | 265.0359 | 1177.1729
5923 | 277.8418 | 1195.1873 | 277.8418 | 1195.1873
5924 | 299.5074 | 1206.1201 | 299.5074 | 1206.1201
5925 | 313.5617 | 1217.3901 | 313.5617 | 1217.3901
5926 | 323.0995 | 1221.394 | 323.0995 | 1221.394
5927 | 343.9633 | 1219.3793 | 343.9633 | 1219.3793
5928 | 338.0449 | 1215.372 | 338.0449 | 1215.372
5929 | 322.3588 | 1213.1437 | 322.3588 | 1213.1437
5930 | 323.3168 | 1198.9577 | 323.3168 | 1198.9577
5931 | 322.7888 | 1178.4188 | 322.7888 | 1178.4188
5932 | 327.2392 | 1154.9804 | 327.2392 | 1154.9804
5933 | 343.1353 | 1134.562 | 343.1353 | 1134.562
5934 | 359.8045 | 1111.916 | 359.8045 | 1111.916
5935 | 347.7811 | 1089.7632 | 347.7811 | 1089.7632
5936 | 335.6592 | 1067.2137 | 335.6592 | 1067.2137
5937 | 325.2402 | 1032.6408 | 325.2402 | 1032.6408
5938 | 313.065 | 988.9797 | 313.065 | 988.9797
5939 | 296.0788 | 966.6366 | 296.0788 | 966.6366
5940 | 279.8057 | 966.1969 | 279.8057 | 966.1969
5941 | 270.0035 | 983.0829 | 270.0035 | 983.0829
5942 | 265.1069 | 1015.3398 | 265.1069 | 1015.3398
5943 | 260.5992 | 1047.2705 | 260.5992 | 1047.2705
5944 | 258.6059 | 1084.1746 | 258.6059 | 1084.1746
5945 | 261.3207 | 1136.3823 | 261.3207 | 1136.3823
5946 | 263.1641 | 1160.8201 | 263.1641 | 1160.8201
5947 | 270.8265 | 1165.2554 | 270.8265 | 1165.2554
5948 | 289.4334 | 1155.6461 | 289.4334 | 1155.6461
5949 | 302.2325 | 1140.6823 | 302.2325 | 1140.6823
5950 | 313.3547 | 1122.3818 | 313.3547 | 1122.3818
5951 | 329.2312 | 1112.5374 | 329.2312 | 1112.5374
5952 | 325.5523 | 1115.6086 | 325.5523 | 1115.6086
5953 | 316.1692 | 1122.1634 | 316.1692 | 1122.1634
5954 | 315.3092 | 1106.6483 | 315.3092 | 1106.6483
5955 | 319.7792 | 1075.8528 | 319.7792 | 1075.8528
5956 | 324.0978 | 1049.9586 | 324.0978 | 1049.9586
5957 | 339.7644 | 1029.2225 | 339.7644 | 1029.2225
5958 | 355.0158 | 1009.7835 | 355.0158 | 1009.7835
5959 | 340.7396 | 995.287 | 340.7396 | 995.287
5960 | 329.8796 | 983.9475 | 329.8796 | 983.9475
5961 | 321.1602 | 970.5812 | 321.1602 | 970.5812
5962 | 309.4722 | 953.9628 | 309.4722 | 953.9628
5963 | 295.7339 | 951.9017 | 295.7339 | 951.9017
5964 | 279.8513 | 982.0585 | 279.8513 | 982.0585
5965 | 269.83 | 1020.9312 | 269.83 | 1020.9312
5966 | 266.6333 | 1053.9393 | 266.6333 | 1053.9393
5967 | 259.8315 | 1082.9519 | 259.8315 | 1082.9519
5968 | 257.1855 | 1120.8095 | 257.1855 | 1120.8095
5969 | 257.9238 | 1174.4329 | 257.9238 | 1174.4329
5970 | 258.3751 | 1204.4467 | 258.3751 | 1204.4467
5971 | 264.0242 | 1221.1899 | 264.0242 | 1221.1899
5972 | 276.5827 | 1226.2866 | 276.5827 | 1226.2866
5973 | 290.5425 | 1229.5535 | 290.5425 | 1229.5535
5974 | 302.8466 | 1231.7662 | 302.8466 | 1231.7662
5975 | 319.0616 | 1229.6648 | 319.0616 | 1229.6648
5976 | 318.6197 | 1220.1681 | 318.6197 | 1220.1681
5977 | 312.1321 | 1216.0907 | 312.1321 | 1216.0907
5978 | 311.2623 | 1198.1487 | 311.2623 | 1198.1487
5979 | 312.6899 | 1173.565 | 312.6899 | 1173.565
5980 | 318.2728 | 1142.268 | 318.2728 | 1142.268
5981 | 327.4489 | 1087.555 | 327.4489 | 1087.555
5982 | 339.5558 | 1044.2514 | 339.5558 | 1044.2514
5983 | 335.182 | 1015.2512 | 335.182 | 1015.2512
5984 | 327.7632 | 999.5202 | 327.7632 | 999.5202
5985 | 320.2182 | 989.2453 | 320.2182 | 989.2453
5986 | 308.1248 | 979.3298 | 308.1248 | 979.3298
5987 | 294.7433 | 983.885 | 294.7433 | 983.885
5988 | 280.6729 | 1008.5234 | 280.6729 | 1008.5234
5989 | 268.8108 | 1027.7497 | 268.8108 | 1027.7497
5990 | 264.4178 | 1041.4869 | 264.4178 | 1041.4869
5991 | 259.5354 | 1057.6426 | 259.5354 | 1057.6426
5992 | 257.7265 | 1081.5455 | 257.7265 | 1081.5455
5993 | 257.801 | 1122.8032 | 257.801 | 1122.8032
5994 | 260.2102 | 1149.1478 | 260.2102 | 1149.1478
5995 | 265.8055 | 1165.082 | 265.8055 | 1165.082
5996 | 278.7819 | 1167.954 | 278.7819 | 1167.954
5997 | 290.9534 | 1171.6543 | 290.9534 | 1171.6543
5998 | 303.4882 | 1173.5781 | 303.4882 | 1173.5781
5999 | 318.7436 | 1174.857 | 318.7436 | 1174.857
6000 | 316.4068 | 1177.0904 | 316.4068 | 1177.0904
6001 | 311.2442 | 1177.6935 | 311.2442 | 1177.6935
6002 | 311.7802 | 1158.7114 | 311.7802 | 1158.7114
6003 | 313.8637 | 1128.3204 | 313.8637 | 1128.3204
6004 | 318.5821 | 1092.3718 | 318.5821 | 1092.3718
6005 | 325.8339 | 1062.2169 | 325.8339 | 1062.2169
6006 | 331.9913 | 1027.1474 | 331.9913 | 1027.1474
6007 | 334.2988 | 1005.6591 | 334.2988 | 1005.6591
6008 | 326.0829 | 997.7867 | 326.0829 | 997.7867
6009 | 318.7545 | 1002.3911 | 318.7545 | 1002.3911
6010 | 307.5963 | 1009.6373 | 307.5963 | 1009.6373
6011 | 291.1365 | 1027.9739 | 291.1365 | 1027.9739
6012 | 279.9057 | 1062.0888 | 279.9057 | 1062.0888
6013 | 268.6758 | 1099.9792 | 268.6758 | 1099.9792
6014 | 263.0513 | 1136.7721 | 263.0513 | 1136.7721
6015 | 257.633 | 1178.526 | 257.633 | 1178.526
6016 | 257.2417 | 1236.1456 | 257.2417 | 1236.1456
6017 | 257.1724 | 1307.5086 | 257.1724 | 1307.5086
6018 | 264.1328 | 1350.1771 | 264.1328 | 1350.1771
6019 | 272.5759 | 1376.9458 | 272.5759 | 1376.9458
6020 | 288.7339 | 1397.3551 | 288.7339 | 1397.3551
6021 | 297.4891 | 1415.9347 | 297.4891 | 1415.9347
6022 | 307.7145 | 1429.733 | 307.7145 | 1429.733
6023 | 324.7015 | 1441.7597 | 324.7015 | 1441.7597
6024 | 325.9298 | 1447.1422 | 325.9298 | 1447.1422
6025 | 315.1152 | 1444.0472 | 315.1152 | 1444.0472
6026 | 313.6241 | 1412.5261 | 313.6241 | 1412.5261
6027 | 316.3799 | 1359.5705 | 316.3799 | 1359.5705
6028 | 321.7474 | 1315.5322 | 321.7474 | 1315.5322
6029 | 330.7326 | 1240.5083 | 330.7326 | 1240.5083
6030 | 338.6733 | 1185.5035 | 338.6733 | 1185.5035
6031 | 341.6989 | 1154.0764 | 341.6989 | 1154.0764
6032 | 332.2654 | 1126.9042 | 332.2654 | 1126.9042
6033 | 323.8464 | 1106.0838 | 323.8464 | 1106.0838
6034 | 308.5624 | 1087.5875 | 308.5624 | 1087.5875
6035 | 291.0671 | 1082.7239 | 291.0671 | 1082.7239
6036 | 276.658 | 1090.0272 | 276.658 | 1090.0272
6037 | 265.305 | 1092.4963 | 265.305 | 1092.4963
6038 | 259.0462 | 1098.606 | 259.0462 | 1098.606
6039 | 257.3227 | 1117.4487 | 257.3227 | 1117.4487
6040 | 255.7505 | 1153.6884 | 255.7505 | 1153.6884
6041 | 259.4773 | 1197.6619 | 259.4773 | 1197.6619
6042 | 267.732 | 1208.4627 | 267.732 | 1208.4627
6043 | 279.4467 | 1203.7393 | 279.4467 | 1203.7393
6044 | 301.5419 | 1188.1783 | 301.5419 | 1188.1783
6045 | 314.7935 | 1166.6849 | 314.7935 | 1166.6849
6046 | 326.8965 | 1138.07 | 326.8965 | 1138.07
6047 | 342.9157 | 1109.8793 | 342.9157 | 1109.8793
6048 | 340.2831 | 1081.7474 | 340.2831 | 1081.7474
6049 | 326.7223 | 1053.5164 | 326.7223 | 1053.5164
6050 | 323.6842 | 1020.0018 | 323.6842 | 1020.0018
6051 | 326.3783 | 991.0553 | 326.3783 | 991.0553
6052 | 330.3358 | 964.5255 | 330.3358 | 964.5255
6053 | 338.5817 | 930.9903 | 338.5817 | 930.9903
6054 | 344.3746 | 879.1924 | 344.3746 | 879.1924
6055 | 346.8437 | 822.1672 | 346.8437 | 822.1672
6056 | 340.6531 | 761.7983 | 340.6531 | 761.7983
6057 | 331.5412 | 712.7506 | 331.5412 | 712.7506
6058 | 313.5881 | 680.9062 | 313.5881 | 680.9062
6059 | 296.56 | 669.9754 | 296.56 | 669.9754
6060 | 280.5602 | 668.0622 | 280.5602 | 668.0622
6061 | 269.026 | 654.8718 | 269.026 | 654.8718
6062 | 262.4259 | 623.8556 | 262.4259 | 623.8556
6063 | 259.4496 | 591.762 | 259.4496 | 591.762
6064 | 258.1862 | 594.9205 | 258.1862 | 594.9205
6065 | 260.6688 | 632.9712 | 260.6688 | 632.9712
6066 | 270.0062 | 664.2275 | 270.0062 | 664.2275
6067 | 282.4478 | 691.3428 | 282.4478 | 691.3428
6068 | 304.3496 | 711.7233 | 304.3496 | 711.7233
6069 | 318.7846 | 729.2338 | 318.7846 | 729.2338
6070 | 327.0813 | 740.923 | 327.0813 | 740.923
6071 | 343.4954 | 751.6207 | 343.4954 | 751.6207
6072 | 339.7798 | 758.9968 | 339.7798 | 758.9968
6073 | 322.2457 | 759.4266 | 322.2457 | 759.4266
6074 | 320.6279 | 726.8654 | 320.6279 | 726.8654
6075 | 324.5474 | 689.7425 | 324.5474 | 689.7425
6076 | 325.6493 | 685.3727 | 325.6493 | 685.3727
6077 | 333.1993 | 678.2446 | 333.1993 | 678.2446
6078 | 341.4057 | 654.1251 | 341.4057 | 654.1251
6079 | 343.5716 | 640.2065 | 343.5716 | 640.2065
6080 | 337.9017 | 630.196 | 337.9017 | 630.196
6081 | 329.2339 | 623.3593 | 329.2339 | 623.3593
6082 | 313.6519 | 617.7487 | 313.6519 | 617.7487
6083 | 293.336 | 630.538 | 293.336 | 630.538
6084 | 278.3267 | 659.3946 | 278.3267 | 659.3946
6085 | 267.6884 | 689.4265 | 267.6884 | 689.4265
6086 | 263.4758 | 716.1939 | 263.4758 | 716.1939
6087 | 257.9116 | 749.3669 | 257.9116 | 749.3669
6088 | 257.6206 | 809.7023 | 257.6206 | 809.7023
6089 | 260.982 | 890.7441 | 260.982 | 890.7441
6090 | 267.4371 | 939.971 | 267.4371 | 939.971
6091 | 281.2233 | 968.2132 | 281.2233 | 968.2132
6092 | 302.7785 | 983.682 | 302.7785 | 983.682
6093 | 315.0821 | 997.5233 | 315.0821 | 997.5233
6094 | 327.6406 | 1005.3699 | 327.6406 | 1005.3699
6095 | 340.4009 | 1009.7114 | 340.4009 | 1009.7114
6096 | 338.2517 | 1011.4536 | 338.2517 | 1011.4536
6097 | 322.7288 | 1004.747 | 322.7288 | 1004.747
6098 | 319.5313 | 979.7844 | 319.5313 | 979.7844
6099 | 322.4072 | 957.9453 | 322.4072 | 957.9453
6100 | 324.9553 | 933.0912 | 324.9553 | 933.0912
6101 | 332.4606 | 894.1243 | 332.4606 | 894.1243
6102 | 337.1386 | 840.2173 | 337.1386 | 840.2173
6103 | 340.9183 | 777.2404 | 340.9183 | 777.2404
6104 | 332.9603 | 719.8474 | 332.9603 | 719.8474
6105 | 323.4992 | 682.5008 | 323.4992 | 682.5008
6106 | 309.867 | 665.7091 | 309.867 | 665.7091
6107 | 294.5304 | 681.7632 | 294.5304 | 681.7632
6108 | 279.9035 | 715.6759 | 279.9035 | 715.6759
6109 | 268.8794 | 748.9147 | 268.8794 | 748.9147
6110 | 262.4935 | 778.1379 | 262.4935 | 778.1379
6111 | 258.451 | 811.3398 | 258.451 | 811.3398
6112 | 258.3758 | 850.5843 | 258.3758 | 850.5843
6113 | 260.095 | 891.6397 | 260.095 | 891.6397
6114 | 266.7962 | 903.914 | 266.7962 | 903.914
6115 | 274.4287 | 910.2851 | 274.4287 | 910.2851
6116 | 293.026 | 921.1312 | 293.026 | 921.1312
6117 | 309.3624 | 941.9932 | 309.3624 | 941.9932
6118 | 319.9356 | 963.8812 | 319.9356 | 963.8812
6119 | 334.0623 | 989.1115 | 334.0623 | 989.1115
6120 | 330.3554 | 1016.8274 | 330.3554 | 1016.8274
6121 | 320.7136 | 1044.011 | 320.7136 | 1044.011
6122 | 317.2856 | 1053.5452 | 317.2856 | 1053.5452
6123 | 315.5672 | 1052.2193 | 315.5672 | 1052.2193
6124 | 320.1117 | 1047.1561 | 320.1117 | 1047.1561
6125 | 321.9325 | 1040.8659 | 321.9325 | 1040.8659
6126 | 327.7646 | 1029.8055 | 327.7646 | 1029.8055
6127 | 333.5537 | 1023.4276 | 333.5537 | 1023.4276
6128 | 331.0695 | 1018.5021 | 331.0695 | 1018.5021
6129 | 319.6516 | 1015.0168 | 319.6516 | 1015.0168
6130 | 304.9372 | 1009.1751 | 304.9372 | 1009.1751
6131 | 290.3785 | 1011.2744 | 290.3785 | 1011.2744
6132 | 276.1157 | 1031.2902 | 276.1157 | 1031.2902
6133 | 266.361 | 1054.7346 | 266.361 | 1054.7346
6134 | 260.88 | 1071.3321 | 260.88 | 1071.3321
6135 | 257.7404 | 1091.186 | 257.7404 | 1091.186
6136 | 257.7684 | 1123.8142 | 257.7684 | 1123.8142
6137 | 257.9317 | 1175.3285 | 257.9317 | 1175.3285
6138 | 262.2893 | 1207.856 | 262.2893 | 1207.856
6139 | 267.0303 | 1237.0804 | 267.0303 | 1237.0804
6140 | 280.643 | 1264.0193 | 280.643 | 1264.0193
6141 | 292.537 | 1293.6067 | 292.537 | 1293.6067
6142 | 302.9788 | 1320.2041 | 302.9788 | 1320.2041
6143 | 317.0523 | 1346.3011 | 317.0523 | 1346.3011
6144 | 310.4024 | 1372.3702 | 310.4024 | 1372.3702
6145 | 302.0163 | 1388.1126 | 302.0163 | 1388.1126
6146 | 300.0007 | 1356.6782 | 300.0007 | 1356.6782
6147 | 300.1617 | 1300.9201 | 300.1617 | 1300.9201
6148 | 302.7839 | 1235.3863 | 302.7839 | 1235.3863
6149 | 313.4382 | 1170.5035 | 313.4382 | 1170.5035
6150 | 316.499 | 1125.2063 | 316.499 | 1125.2063
6151 | 323.8196 | 1081.0668 | 323.8196 | 1081.0668
6152 | 322.4083 | 1046.7005 | 322.4083 | 1046.7005
6153 | 312.3865 | 1023.8577 | 312.3865 | 1023.8577
6154 | 300.2133 | 1001.6632 | 300.2133 | 1001.6632
6155 | 285.3003 | 993.7949 | 285.3003 | 993.7949
6156 | 271.918 | 1015.1974 | 271.918 | 1015.1974
6157 | 262.2621 | 1037.2551 | 262.2621 | 1037.2551
6158 | 256.0423 | 1055.6728 | 256.0423 | 1055.6728
6159 | 252.1533 | 1075.1222 | 252.1533 | 1075.1222
6160 | 251.8397 | 1117.3136 | 251.8397 | 1117.3136
6161 | 253.0905 | 1190.4678 | 253.0905 | 1190.4678
6162 | 256.079 | 1251.9449 | 256.079 | 1251.9449
6163 | 263.5706 | 1293.824 | 263.5706 | 1293.824
6164 | 276.673 | 1300.1052 | 276.673 | 1300.1052
6165 | 286.7779 | 1296.4092 | 286.7779 | 1296.4092
6166 | 299.1173 | 1302.3489 | 299.1173 | 1302.3489
6167 | 313.5083 | 1316.7448 | 313.5083 | 1316.7448
6168 | 312.7135 | 1334.3486 | 312.7135 | 1334.3486
6169 | 305.9314 | 1338.1875 | 305.9314 | 1338.1875
6170 | 304.7788 | 1301.3214 | 304.7788 | 1301.3214
6171 | 307.8151 | 1256.0511 | 307.8151 | 1256.0511
6172 | 310.9193 | 1199.0404 | 310.9193 | 1199.0404
6173 | 317.5035 | 1125.23 | 317.5035 | 1125.23
6174 | 321.9621 | 1062.1932 | 321.9621 | 1062.1932
6175 | 326.3879 | 1023.601 | 326.3879 | 1023.601
6176 | 324.2304 | 990.2748 | 324.2304 | 990.2748
6177 | 315.9973 | 964.5428 | 315.9973 | 964.5428
6178 | 301.3887 | 948.6467 | 301.3887 | 948.6467
6179 | 286.2655 | 955.9466 | 286.2655 | 955.9466
6180 | 272.2617 | 999.6536 | 272.2617 | 999.6536
6181 | 261.7855 | 1033.6147 | 261.7855 | 1033.6147
6182 | 255.9539 | 1042.5559 | 255.9539 | 1042.5559
6183 | 252.8972 | 1039.3541 | 252.8972 | 1039.3541
6184 | 252.7678 | 1041.5014 | 252.7678 | 1041.5014
6185 | 254.4723 | 1060.1657 | 254.4723 | 1060.1657
6186 | 260.8636 | 1059.092 | 260.8636 | 1059.092
6187 | 270.3332 | 1053.7618 | 270.3332 | 1053.7618
6188 | 290.2695 | 1046.8684 | 290.2695 | 1046.8684
6189 | 302.8422 | 1048.4596 | 302.8422 | 1048.4596
6190 | 314.9303 | 1048.9099 | 314.9303 | 1048.9099
6191 | 331.3937 | 1045.7395 | 331.3937 | 1045.7395
6192 | 326.2365 | 1041.6455 | 326.2365 | 1041.6455
6193 | 314.4565 | 1019.9441 | 314.4565 | 1019.9441
6194 | 312.1318 | 955.6019 | 312.1318 | 955.6019
6195 | 314.6777 | 905.7378 | 314.6777 | 905.7378
6196 | 317.4032 | 863.0574 | 317.4032 | 863.0574
6197 | 324.0401 | 817.7054 | 324.0401 | 817.7054
6198 | 330.2396 | 787.0853 | 330.2396 | 787.0853
6199 | 333.1271 | 760.8298 | 333.1271 | 760.8298
6200 | 330.7331 | 737.7025 | 330.7331 | 737.7025
6201 | 322.9795 | 713.7907 | 322.9795 | 713.7907
6202 | 306.0505 | 689.4293 | 306.0505 | 689.4293
6203 | 288.3556 | 707.5636 | 288.3556 | 707.5636
6204 | 273.8024 | 772.3617 | 273.8024 | 772.3617
6205 | 262.1428 | 828.6561 | 262.1428 | 828.6561
6206 | 257.3291 | 860.2774 | 257.3291 | 860.2774
6207 | 253.5361 | 878.4267 | 253.5361 | 878.4267
6208 | 253.7501 | 901.9539 | 253.7501 | 901.9539
6209 | 256.6805 | 935.1508 | 256.6805 | 935.1508
6210 | 265.4324 | 939.5665 | 265.4324 | 939.5665
6211 | 278.7915 | 935.1898 | 278.7915 | 935.1898
6212 | 302.3008 | 927.8052 | 302.3008 | 927.8052
6213 | 313.9751 | 922.1445 | 313.9751 | 922.1445
6214 | 323.8324 | 918.261 | 323.8324 | 918.261
6215 | 340.1994 | 921.3891 | 340.1994 | 921.3891
6216 | 332.7994 | 927.6673 | 332.7994 | 927.6673
6217 | 318.3176 | 916.0491 | 318.3176 | 916.0491
6218 | 316.5015 | 861.2701 | 316.5015 | 861.2701
6219 | 316.7779 | 833.1037 | 316.7779 | 833.1037
6220 | 318.9485 | 812.2656 | 318.9485 | 812.2656
6221 | 326.6945 | 794.852 | 326.6945 | 794.852
6222 | 333.2279 | 775.4419 | 333.2279 | 775.4419
6223 | 333.7374 | 756.785 | 333.7374 | 756.785
6224 | 330.6681 | 743.5387 | 330.6681 | 743.5387
6225 | 322.1766 | 728.1499 | 322.1766 | 728.1499
6226 | 306.2857 | 707.0244 | 306.2857 | 707.0244
6227 | 286.0222 | 702.132 | 286.0222 | 702.132
6228 | 270.7257 | 729.4284 | 270.7257 | 729.4284
6229 | 261.2966 | 765.8164 | 261.2966 | 765.8164
6230 | 255.1089 | 787.6433 | 255.1089 | 787.6433
6231 | 252.1906 | 799.1186 | 252.1906 | 799.1186
6232 | 251.7893 | 795.1986 | 251.7893 | 795.1986
6233 | 254.922 | 778.5282 | 254.922 | 778.5282
6234 | 262.7321 | 751.9719 | 262.7321 | 751.9719
6235 | 275.9408 | 728.8444 | 275.9408 | 728.8444
6236 | 298.3236 | 698.6064 | 298.3236 | 698.6064
6237 | 309.5907 | 675.524 | 309.5907 | 675.524
6238 | 317.3788 | 664.3886 | 317.3788 | 664.3886
6239 | 334.5909 | 666.5054 | 334.5909 | 666.5054
6240 | 326.6338 | 667.0342 | 326.6338 | 667.0342
6241 | 313.9884 | 648.5975 | 313.9884 | 648.5975
6242 | 310.7519 | 620.5434 | 310.7519 | 620.5434
6243 | 313.3735 | 603.7894 | 313.3735 | 603.7894
6244 | 314.157 | 590.752 | 314.157 | 590.752
6245 | 320.8234 | 583.6817 | 320.8234 | 583.6817
6246 | 326.3023 | 578.1107 | 326.3023 | 578.1107
6247 | 328.2135 | 572.1085 | 328.2135 | 572.1085
6248 | 327.9445 | 564.5827 | 327.9445 | 564.5827
6249 | 318.4284 | 558.5838 | 318.4284 | 558.5838
6250 | 304.6166 | 548.495 | 304.6166 | 548.495
6251 | 286.4743 | 543.1114 | 286.4743 | 543.1114
6252 | 269.6139 | 560.3535 | 269.6139 | 560.3535
6253 | 257.6216 | 610.8118 | 257.6216 | 610.8118
6254 | 251.6445 | 656.0989 | 251.6445 | 656.0989
6255 | 249.1615 | 692.6234 | 249.1615 | 692.6234
6256 | 250.1302 | 724.3559 | 250.1302 | 724.3559
6257 | 252.5763 | 765.0935 | 252.5763 | 765.0935
6258 | 259.189 | 783.7529 | 259.189 | 783.7529
6259 | 271.4221 | 789.1416 | 271.4221 | 789.1416
6260 | 294.6318 | 780.4858 | 294.6318 | 780.4858
6261 | 305.2964 | 759.368 | 305.2964 | 759.368
6262 | 316.4432 | 727.6906 | 316.4432 | 727.6906
6263 | 334.1357 | 701.3201 | 334.1357 | 701.3201
6264 | 328.185 | 684.1381 | 328.185 | 684.1381
6265 | 315.4726 | 668.3595 | 315.4726 | 668.3595
6266 | 314.6338 | 637.5318 | 314.6338 | 637.5318
6267 | 314.221 | 605.7251 | 314.221 | 605.7251
6268 | 316.1229 | 579.1953 | 316.1229 | 579.1953
6269 | 321.5641 | 572.1538 | 321.5641 | 572.1538
6270 | 324.2608 | 566.6118 | 324.2608 | 566.6118
6271 | 323.9091 | 560.1184 | 323.9091 | 560.1184
6272 | 322.4126 | 551.2347 | 322.4126 | 551.2347
6273 | 312.6631 | 541.5376 | 312.6631 | 541.5376
6274 | 299.9823 | 524.9193 | 299.9823 | 524.9193
6275 | 283.704 | 509.8858 | 283.704 | 509.8858
6276 | 266.481 | 499.9118 | 266.481 | 499.9118
6277 | 256.8707 | 506.4257 | 256.8707 | 506.4257
6278 | 250.1594 | 521.2607 | 250.1594 | 521.2607
6279 | 246.8223 | 537.272 | 246.8223 | 537.272
6280 | 245.5533 | 564.4397 | 245.5533 | 564.4397
6281 | 247.641 | 606.9397 | 247.641 | 606.9397
6282 | 253.9706 | 644.6099 | 253.9706 | 644.6099
6283 | 263.4976 | 678.9482 | 263.4976 | 678.9482
6284 | 282.9196 | 703.9514 | 282.9196 | 703.9514
6285 | 298.0091 | 722.6176 | 298.0091 | 722.6176
6286 | 309.7281 | 730.9843 | 309.7281 | 730.9843
6287 | 326.1811 | 736.2792 | 326.1811 | 736.2792
6288 | 322.7027 | 745.2443 | 322.7027 | 745.2443
6289 | 309.3541 | 751.5102 | 309.3541 | 751.5102
6290 | 306.7721 | 745.0094 | 306.7721 | 745.0094
6291 | 307.8934 | 748.104 | 307.8934 | 748.104
6292 | 310.3478 | 758.5268 | 310.3478 | 758.5268
6293 | 315.9754 | 763.9089 | 315.9754 | 763.9089
6294 | 318.3025 | 762.6428 | 318.3025 | 762.6428
6295 | 319.5907 | 762.9101 | 319.5907 | 762.9101
6296 | 318.6009 | 764.1385 | 318.6009 | 764.1385
6297 | 310.2054 | 766.5472 | 310.2054 | 766.5472
6298 | 297.2822 | 760.6187 | 297.2822 | 760.6187
6299 | 283.1745 | 762.3136 | 283.1745 | 762.3136
6300 | 267.4957 | 794.8395 | 267.4957 | 794.8395
6301 | 256.0483 | 830.1585 | 256.0483 | 830.1585
6302 | 250.7089 | 829.1609 | 250.7089 | 829.1609
6303 | 247.273 | 853.233 | 247.273 | 853.233
6304 | 245.8684 | 933.0126 | 245.8684 | 933.0126
6305 | 247.5875 | 1015.5279 | 247.5875 | 1015.5279
6306 | 250.1117 | 1005.2087 | 250.1117 | 1005.2087
6307 | 254.7875 | 957.9277 | 254.7875 | 957.9277
6308 | 270.4592 | 932.4857 | 270.4592 | 932.4857
6309 | 285.7482 | 915.2683 | 285.7482 | 915.2683
6310 | 299.7739 | 890.7271 | 299.7739 | 890.7271
6311 | 315.0636 | 869.1527 | 315.0636 | 869.1527
6312 | 313.5532 | 853.0108 | 313.5532 | 853.0108
6313 | 305.287 | 825.2999 | 305.287 | 825.2999
6314 | 300.3528 | 781.0375 | 300.3528 | 781.0375
6315 | 300.5482 | 734.0626 | 300.5482 | 734.0626
6316 | 302.7702 | 694.3003 | 302.7702 | 694.3003
6317 | 310.0825 | 647.8215 | 310.0825 | 647.8215
6318 | 310.7895 | 596.8615 | 310.7895 | 596.8615
6319 | 313.9878 | 567.0813 | 313.9878 | 567.0813
6320 | 318.0094 | 552.1014 | 318.0094 | 552.1014
6321 | 308.7062 | 542.2599 | 308.7062 | 542.2599
6322 | 295.7713 | 528.5596 | 295.7713 | 528.5596
6323 | 281.3177 | 515.5775 | 281.3177 | 515.5775
6324 | 266.7914 | 507.7126 | 266.7914 | 507.7126
6325 | 257.0094 | 509.3148 | 257.0094 | 509.3148
6326 | 252.5038 | 525.7968 | 252.5038 | 525.7968
6327 | 248.1234 | 573.6757 | 248.1234 | 573.6757
6328 | 247.0581 | 664.6365 | 247.0581 | 664.6365
6329 | 247.9528 | 779.9151 | 247.9528 | 779.9151
6330 | 252.4053 | 864.39 | 252.4053 | 864.39
6331 | 258.5481 | 921.3795 | 258.5481 | 921.3795
6332 | 275.0494 | 959.6151 | 275.0494 | 959.6151
6333 | 289.4793 | 994.5186 | 289.4793 | 994.5186
6334 | 299.0282 | 1027.6166 | 299.0282 | 1027.6166
6335 | 314.7744 | 1065.5304 | 314.7744 | 1065.5304
6336 | 313.1535 | 1106.0743 | 313.1535 | 1106.0743
6337 | 302.0691 | 1133.2867 | 302.0691 | 1133.2867
6338 | 299.8703 | 1131.8131 | 299.8703 | 1131.8131
6339 | 301.6365 | 1117.746 | 301.6365 | 1117.746
6340 | 302.5392 | 1103.4374 | 302.5392 | 1103.4374
6341 | 308.8414 | 1096.5693 | 308.8414 | 1096.5693
6342 | 312.6809 | 1091.2584 | 312.6809 | 1091.2584
6343 | 315.6063 | 1088.7809 | 315.6063 | 1088.7809
6344 | 319.2502 | 1085.6178 | 319.2502 | 1085.6178
6345 | 310.2916 | 1079.5034 | 310.2916 | 1079.5034
6346 | 294.2937 | 1066.1209 | 294.2937 | 1066.1209
6347 | 280.039 | 1064.4932 | 280.039 | 1064.4932
6348 | 264.6501 | 1095.979 | 264.6501 | 1095.979
6349 | 255.2879 | 1154.0936 | 255.2879 | 1154.0936
6350 | 249.1686 | 1191.291 | 249.1686 | 1191.291
6351 | 246.7124 | 1215.912 | 246.7124 | 1215.912
6352 | 245.2781 | 1249.6959 | 245.2781 | 1249.6959
6353 | 245.9965 | 1301.7302 | 245.9965 | 1301.7302
6354 | 251.1822 | 1329.1438 | 251.1822 | 1329.1438
6355 | 260.1625 | 1344.5002 | 260.1625 | 1344.5002
6356 | 280.3529 | 1356.2998 | 280.3529 | 1356.2998
6357 | 292.4512 | 1372.7414 | 292.4512 | 1372.7414
6358 | 302.979 | 1384.8351 | 302.979 | 1384.8351
6359 | 321.3105 | 1393.2214 | 321.3105 | 1393.2214
6360 | 318.1869 | 1398.6618 | 318.1869 | 1398.6618
6361 | 303.4495 | 1390.3662 | 303.4495 | 1390.3662
6362 | 303.2231 | 1354.049 | 303.2231 | 1354.049
6363 | 305.9184 | 1307.6808 | 305.9184 | 1307.6808
6364 | 306.541 | 1268.7564 | 306.541 | 1268.7564
6365 | 314.2001 | 1227.9404 | 314.2001 | 1227.9404
6366 | 316.0917 | 1180.9097 | 316.0917 | 1180.9097
6367 | 315.675 | 1133.3899 | 315.675 | 1133.3899
6368 | 315.8043 | 1092.3496 | 315.8043 | 1092.3496
6369 | 310.822 | 1058.7013 | 310.822 | 1058.7013
6370 | 296.5488 | 1027.6947 | 296.5488 | 1027.6947
6371 | 280.9277 | 1019.0463 | 280.9277 | 1019.0463
6372 | 265.0134 | 1055.4437 | 265.0134 | 1055.4437
6373 | 253.7807 | 1109.1091 | 253.7807 | 1109.1091
6374 | 248.4223 | 1133.4207 | 248.4223 | 1133.4207
6375 | 246.4266 | 1145.8205 | 246.4266 | 1145.8205
6376 | 245.7389 | 1159.8423 | 245.7389 | 1159.8423
6377 | 248.0627 | 1183.1293 | 248.0627 | 1183.1293
6378 | 255.0843 | 1187.1405 | 255.0843 | 1187.1405
6379 | 268.7374 | 1186.1731 | 268.7374 | 1186.1731
6380 | 289.0104 | 1176.6794 | 289.0104 | 1176.6794
6381 | 302.3381 | 1157.0639 | 302.3381 | 1157.0639
6382 | 315.262 | 1125.7043 | 315.262 | 1125.7043
6383 | 329.5939 | 1095.1445 | 329.5939 | 1095.1445
6384 | 327.0281 | 1067.2437 | 327.0281 | 1067.2437
6385 | 311.5569 | 1032.3676 | 311.5569 | 1032.3676
6386 | 310.1749 | 977.3863 | 310.1749 | 977.3863
6387 | 310.2984 | 945.204 | 310.2984 | 945.204
6388 | 313.8348 | 916.7673 | 313.8348 | 916.7673
6389 | 320.7835 | 869.364 | 320.7835 | 869.364
6390 | 321.2594 | 819.473 | 321.2594 | 819.473
6391 | 321.6101 | 785.3301 | 321.6101 | 785.3301
6392 | 325.5945 | 748.6525 | 325.5945 | 748.6525
6393 | 315.6968 | 714.2241 | 315.6968 | 714.2241
6394 | 297.6423 | 676.1968 | 297.6423 | 676.1968
6395 | 279.4119 | 650.849 | 279.4119 | 650.849
6396 | 264.2304 | 640.5283 | 264.2304 | 640.5283
6397 | 254.1181 | 635.2543 | 254.1181 | 635.2543
6398 | 248.8668 | 618.1928 | 248.8668 | 618.1928
6399 | 245.3404 | 603.6943 | 245.3404 | 603.6943
6400 | 245.9705 | 602.7791 | 245.9705 | 602.7791
6401 | 247.5312 | 624.766 | 247.5312 | 624.766
6402 | 254.0245 | 632.3309 | 254.0245 | 632.3309
6403 | 266.8715 | 632.5191 | 266.8715 | 632.5191
6404 | 288.0272 | 625.3078 | 288.0272 | 625.3078
6405 | 301.8739 | 620.8606 | 301.8739 | 620.8606
6406 | 313.4256 | 617.4394 | 313.4256 | 617.4394
6407 | 328.9409 | 617.6493 | 328.9409 | 617.6493
6408 | 324.8118 | 620.865 | 324.8118 | 620.865
6409 | 309.924 | 618.0878 | 309.924 | 618.0878
6410 | 308.5001 | 603.2084 | 308.5001 | 603.2084
6411 | 310.745 | 584.6919 | 310.745 | 584.6919
6412 | 313.896 | 575.0348 | 313.896 | 575.0348
6413 | 319.4224 | 577.8166 | 319.4224 | 577.8166
6414 | 319.3034 | 573.7481 | 319.3034 | 573.7481
6415 | 317.7802 | 567.8614 | 317.7802 | 567.8614
6416 | 319.5769 | 559.8445 | 319.5769 | 559.8445
6417 | 315.3042 | 553.9033 | 315.3042 | 553.9033
6418 | 298.9926 | 544.2768 | 298.9926 | 544.2768
6419 | 280.1117 | 544.9604 | 280.1117 | 544.9604
6420 | 264.6667 | 562.2603 | 264.6667 | 562.2603
6421 | 253.5075 | 607.9804 | 253.5075 | 607.9804
6422 | 248.3437 | 646.0156 | 248.3437 | 646.0156
6423 | 246.062 | 678.553 | 246.062 | 678.553
6424 | 245.2785 | 722.449 | 245.2785 | 722.449
6425 | 247.7806 | 782.053 | 247.7806 | 782.053
6426 | 253.2399 | 815.6495 | 253.2399 | 815.6495
6427 | 267.1751 | 836.3509 | 267.1751 | 836.3509
6428 | 290.4348 | 849.5373 | 290.4348 | 849.5373
6429 | 304.4117 | 862.7718 | 304.4117 | 862.7718
6430 | 314.8041 | 878.1881 | 314.8041 | 878.1881
6431 | 329.4832 | 901.7426 | 329.4832 | 901.7426
6432 | 324.6016 | 929.6608 | 324.6016 | 929.6608
6433 | 309.3043 | 950.9504 | 309.3043 | 950.9504
6434 | 304.2222 | 954.5618 | 304.2222 | 954.5618
6435 | 307.7162 | 957.9453 | 307.7162 | 957.9453
6436 | 309.6567 | 967.5302 | 309.6567 | 967.5302
6437 | 317.0006 | 977.9684 | 317.0006 | 977.9684
6438 | 314.4581 | 984.3009 | 314.4581 | 984.3009
6439 | 312.616 | 994.8247 | 312.616 | 994.8247
6440 | 315.7501 | 1011.8281 | 315.7501 | 1011.8281
6441 | 309.6347 | 1035.0677 | 309.6347 | 1035.0677
6442 | 297.1241 | 1050.8371 | 297.1241 | 1050.8371
6443 | 279.4644 | 1063.2797 | 279.4644 | 1063.2797
6444 | 264.0677 | 1076.3903 | 264.0677 | 1076.3903
6445 | 253.7519 | 1094.981 | 253.7519 | 1094.981
6446 | 247.8176 | 1108.7182 | 247.8176 | 1108.7182
6447 | 244.3897 | 1123.4871 | 244.3897 | 1123.4871
6448 | 243.6129 | 1150.7414 | 243.6129 | 1150.7414
6449 | 244.3519 | 1195.1772 | 244.3519 | 1195.1772
6450 | 247.685 | 1214.27 | 247.685 | 1214.27
6451 | 257.9281 | 1224.1947 | 257.9281 | 1224.1947
6452 | 275.9167 | 1228.1935 | 275.9167 | 1228.1935
6453 | 291.0043 | 1236.6609 | 291.0043 | 1236.6609
6454 | 303.9376 | 1245.9232 | 303.9376 | 1245.9232
6455 | 321.1156 | 1255.523 | 321.1156 | 1255.523
6456 | 319.2279 | 1262.0034 | 319.2279 | 1262.0034
6457 | 305.5278 | 1248.0161 | 305.5278 | 1248.0161
6458 | 301.4678 | 1204.0716 | 301.4678 | 1204.0716
6459 | 297.7277 | 1153.9763 | 297.7277 | 1153.9763
6460 | 300.6778 | 1121.5236 | 300.6778 | 1121.5236
6461 | 305.9703 | 1090.502 | 305.9703 | 1090.502
6462 | 308.7252 | 1053.7857 | 308.7252 | 1053.7857
6463 | 306.8478 | 1018.1693 | 306.8478 | 1018.1693
6464 | 311.6661 | 985.0165 | 311.6661 | 985.0165
6465 | 301.6209 | 957.7821 | 301.6209 | 957.7821
6466 | 288.6872 | 933.5363 | 288.6872 | 933.5363
6467 | 275.7728 | 927.7193 | 275.7728 | 927.7193
6468 | 262.8014 | 966.3991 | 262.8014 | 966.3991
6469 | 253.5871 | 1032.4302 | 253.5871 | 1032.4302
6470 | 247.142 | 1061.2489 | 247.142 | 1061.2489
6471 | 242.4963 | 1059.3761 | 242.4963 | 1059.3761
6472 | 241.9918 | 1070.3644 | 241.9918 | 1070.3644
6473 | 241.8918 | 1112.3444 | 241.8918 | 1112.3444
6474 | 241.808 | 1132.3039 | 241.808 | 1132.3039
6475 | 245.7031 | 1134.6012 | 245.7031 | 1134.6012
6476 | 258.3714 | 1128.3144 | 258.3714 | 1128.3144
6477 | 270.9305 | 1125.3118 | 270.9305 | 1125.3118
6478 | 281.8314 | 1123.1907 | 281.8314 | 1123.1907
6479 | 294.6225 | 1125.2787 | 294.6225 | 1125.2787
6480 | 294.6278 | 1128.6966 | 294.6278 | 1128.6966
6481 | 287.5697 | 1124.388 | 287.5697 | 1124.388
6482 | 283.9512 | 1108.7575 | 283.9512 | 1108.7575
6483 | 283.3049 | 1084.5204 | 283.3049 | 1084.5204
6484 | 286.5153 | 1055.3325 | 286.5153 | 1055.3325
6485 | 290.634 | 1014.0831 | 290.634 | 1014.0831
6486 | 291.6149 | 961.7941 | 291.6149 | 961.7941
6487 | 294.675 | 909.1027 | 294.675 | 909.1027
6488 | 302.3501 | 863.5842 | 302.3501 | 863.5842
6489 | 296.6868 | 830.4559 | 296.6868 | 830.4559
6490 | 287.6587 | 802.2807 | 287.6587 | 802.2807
6491 | 272.1117 | 786.0049 | 272.1117 | 786.0049
6492 | 257.5185 | 785.4785 | 257.5185 | 785.4785
6493 | 248.2865 | 790.6923 | 248.2865 | 790.6923
6494 | 243.1612 | 783.5407 | 243.1612 | 783.5407
6495 | 240.2516 | 780.1945 | 240.2516 | 780.1945
6496 | 239.1194 | 790.9227 | 239.1194 | 790.9227
6497 | 239.7378 | 826.8643 | 239.7378 | 826.8643
6498 | 240.2476 | 849.0773 | 240.2476 | 849.0773
6499 | 247.558 | 857.4708 | 247.558 | 857.4708
6500 | 262.313 | 852.6287 | 262.313 | 852.6287
6501 | 277.2875 | 858.467 | 277.2875 | 858.467
6502 | 289.5606 | 869.3761 | 289.5606 | 869.3761
6503 | 308.4641 | 878.1669 | 308.4641 | 878.1669
6504 | 306.9205 | 877.6266 | 306.9205 | 877.6266
6505 | 296.8052 | 846.2465 | 296.8052 | 846.2465
6506 | 291.0832 | 799.6439 | 291.0832 | 799.6439
6507 | 292.3634 | 756.0493 | 292.3634 | 756.0493
6508 | 291.515 | 710.5086 | 291.515 | 710.5086
6509 | 300.1054 | 682.6073 | 300.1054 | 682.6073
6510 | 300.878 | 658.5745 | 300.878 | 658.5745
6511 | 301.7431 | 639.1086 | 301.7431 | 639.1086
6512 | 307.6147 | 625.6889 | 307.6147 | 625.6889
6513 | 300.7995 | 622.897 | 300.7995 | 622.897
6514 | 286.1517 | 619.2511 | 286.1517 | 619.2511
6515 | 270.286 | 623.0839 | 270.286 | 623.0839
6516 | 255.7938 | 634.7788 | 255.7938 | 634.7788
6517 | 245.6628 | 647.6489 | 245.6628 | 647.6489
6518 | 240.5368 | 652.6896 | 240.5368 | 652.6896
6519 | 238.0963 | 658.8777 | 238.0963 | 658.8777
6520 | 237.1228 | 681.3071 | 237.1228 | 681.3071
6521 | 237.4597 | 731.6079 | 237.4597 | 731.6079
6522 | 239.9177 | 769.6248 | 239.9177 | 769.6248
6523 | 249.6255 | 797.8092 | 249.6255 | 797.8092
6524 | 270.6388 | 812.5268 | 270.6388 | 812.5268
6525 | 286.5071 | 822.0344 | 286.5071 | 822.0344
6526 | 297.5357 | 825.056 | 297.5357 | 825.056
6527 | 313.9222 | 827.5773 | 313.9222 | 827.5773
6528 | 311.4248 | 830.1863 | 311.4248 | 830.1863
6529 | 300.6456 | 824.6932 | 300.6456 | 824.6932
6530 | 296.2751 | 806.7223 | 296.2751 | 806.7223
6531 | 300.4473 | 799.9648 | 300.4473 | 799.9648
6532 | 304.7369 | 810.3876 | 304.7369 | 810.3876
6533 | 309.9463 | 817.5032 | 309.9463 | 817.5032
6534 | 308.5883 | 809.6209 | 308.5883 | 809.6209
6535 | 306.403 | 794.6911 | 306.403 | 794.6911
6536 | 313.694 | 773.0372 | 313.694 | 773.0372
6537 | 307.7415 | 750.7722 | 307.7415 | 750.7722
6538 | 293.6607 | 724.7929 | 293.6607 | 724.7929
6539 | 275.8926 | 707.3903 | 275.8926 | 707.3903
6540 | 258.9656 | 433.0588 | 258.9656 | 433.0588
6541 | 248.1737 | 444.6269 | 248.1737 | 444.6269
6542 | 240.9982 | 459.8759 | 240.9982 | 459.8759
6543 | 237.8146 | 471.6458 | 237.8146 | 471.6458
6544 | 236.2398 | 494.1074 | 236.2398 | 494.1074
6545 | 237.5668 | 534.683 | 237.5668 | 534.683
6546 | 240.7368 | 539.4313 | 240.7368 | 539.4313
6547 | 254.612 | 532.8265 | 254.612 | 532.8265
6548 | 273.3839 | 520.124 | 273.3839 | 520.124
6549 | 288.5898 | 510.9806 | 288.5898 | 510.9806
6550 | 303.1849 | 501.0917 | 303.1849 | 501.0917
6551 | 323.6705 | 496.2035 | 323.6705 | 496.2035
6552 | 320.1931 | 491.2818 | 320.1931 | 491.2818
6553 | 304.572 | 486.1867 | 304.572 | 486.1867
6554 | 303.2119 | 477.0079 | 303.2119 | 477.0079
6555 | 307.2516 | 459.8221 | 307.2516 | 459.8221
6556 | 307.3233 | 451.6671 | 307.3233 | 451.6671
6557 | 315.0298 | 451.2577 | 315.0298 | 451.2577
6558 | 312.652 | 447.0681 | 312.652 | 447.0681
6559 | 310.9846 | 443.2897 | 310.9846 | 443.2897
6560 | 320.0772 | 436.2157 | 320.0772 | 436.2157
6561 | 310.3732 | 431.7655 | 310.3732 | 431.7655
6562 | 296.2228 | 422.8752 | 296.2228 | 422.8752
6563 | 279.2864 | 418.045 | 279.2864 | 418.045
6564 | 262.9674 | 427.2034 | 262.9674 | 427.2034
6565 | 251.9803 | 441.5673 | 251.9803 | 441.5673
6566 | 245.3843 | 448.3233 | 245.3843 | 448.3233
6567 | 241.5364 | 464.9991 | 241.5364 | 464.9991
6568 | 240.1343 | 497.0264 | 240.1343 | 497.0264
6569 | 242.0925 | 545.8839 | 242.0925 | 545.8839
6570 | 243.8424 | 561.71 | 243.8424 | 561.71
6571 | 258.6395 | 570.245 | 258.6395 | 570.245
6572 | 283.5888 | 574.0713 | 283.5888 | 574.0713
6573 | 296.7059 | 577.8697 | 296.7059 | 577.8697
6574 | 309.6042 | 577.5816 | 309.6042 | 577.5816
6575 | 326.5967 | 582.47 | 326.5967 | 582.47
6576 | 322.6727 | 582.1025 | 322.6727 | 582.1025
6577 | 307.0503 | 581.1748 | 307.0503 | 581.1748
6578 | 303.2998 | 581.7551 | 303.2998 | 581.7551
6579 | 307.2197 | 582.751 | 307.2197 | 582.751
6580 | 308.0719 | 587.8191 | 308.0719 | 587.8191
6581 | 313.4199 | 586.8997 | 313.4199 | 586.8997
6582 | 312.7639 | 575.571 | 312.7639 | 575.571
6583 | 309.8354 | 564.9349 | 309.8354 | 564.9349
6584 | 312.3248 | 551.4428 | 312.3248 | 551.4428
6585 | 307.4985 | 544.865 | 307.4985 | 544.865
6586 | 292.614 | 538.9288 | 292.614 | 538.9288
6587 | 273.6409 | 539.9188 | 273.6409 | 539.9188
6588 | 258.2285 | 549.8685 | 258.2285 | 549.8685
6589 | 246.6951 | 566.8699 | 246.6951 | 566.8699
6590 | 240.8835 | 584.5455 | 240.8835 | 584.5455
6591 | 235.6453 | 593.291 | 235.6453 | 593.291
6592 | 234.0654 | 613.4492 | 234.0654 | 613.4492
6593 | 234.7315 | 655.4315 | 234.7315 | 655.4315
6594 | 236.0123 | 669.9212 | 236.0123 | 669.9212
6595 | 250.2039 | 681.7971 | 250.2039 | 681.7971
6596 | 272.5534 | 690.5821 | 272.5534 | 690.5821
6597 | 284.484 | 698.2489 | 284.484 | 698.2489
6598 | 298.4333 | 700.9149 | 298.4333 | 700.9149
6599 | 318.0477 | 708.8804 | 318.0477 | 708.8804
6600 | 319.2559 | 713.2958 | 319.2559 | 713.2958
6601 | 304.4317 | 710.3283 | 304.4317 | 710.3283
6602 | 300.7258 | 695.2414 | 300.7258 | 695.2414
6603 | 300.4529 | 668.1558 | 300.4529 | 668.1558
6604 | 302.7383 | 645.67 | 302.7383 | 645.67
6605 | 307.9747 | 630.5956 | 307.9747 | 630.5956
6606 | 305.3677 | 616.2776 | 305.3677 | 616.2776
6607 | 300.914 | 604.2701 | 300.914 | 604.2701
6608 | 303.8667 | 589.635 | 303.8667 | 589.635
6609 | 301.2572 | 579.8921 | 301.2572 | 579.8921
6610 | 290.5419 | 568.1004 | 290.5419 | 568.1004
6611 | 271.5912 | 562.0393 | 271.5912 | 562.0393
6612 | 258.151 | 574.82 | 258.151 | 574.82
6613 | 247.193 | 600.8068 | 247.193 | 600.8068
6614 | 240.8251 | 611.7653 | 240.8251 | 611.7653
6615 | 237.9389 | 613.7762 | 237.9389 | 613.7762
6616 | 236.9596 | 629.767 | 236.9596 | 629.767
6617 | 236.9597 | 671.3976 | 236.9597 | 671.3976
6618 | 238.0809 | 682.0189 | 238.0809 | 682.0189
6619 | 251.1826 | 689.5164 | 251.1826 | 689.5164
6620 | 273.1044 | 693.079 | 273.1044 | 693.079
6621 | 290.2291 | 695.963 | 290.2291 | 695.963
6622 | 301.4412 | 689.8194 | 301.4412 | 689.8194
6623 | 319.5282 | 682.2585 | 319.5282 | 682.2585
6624 | 315.5159 | 666.3292 | 315.5159 | 666.3292
6625 | 302.175 | 647.0439 | 302.175 | 647.0439
6626 | 301.7166 | 636.8102 | 301.7166 | 636.8102
6627 | 301.9608 | 624.8995 | 301.9608 | 624.8995
6628 | 304.4594 | 610.2737 | 304.4594 | 610.2737
6629 | 308.2683 | 596.9928 | 308.2683 | 596.9928
6630 | 306.3471 | 583.6947 | 306.3471 | 583.6947
6631 | 304.9988 | 578.6152 | 304.9988 | 578.6152
6632 | 311.8463 | 571.4005 | 311.8463 | 571.4005
6633 | 308.8323 | 567.0207 | 308.8323 | 567.0207
6634 | 296.7933 | 558.0776 | 296.7933 | 558.0776
6635 | 278.7204 | 555.2519 | 278.7204 | 555.2519
6636 | 263.0977 | 564.4279 | 263.0977 | 564.4279
6637 | 251.5357 | 590.1686 | 251.5357 | 590.1686
6638 | 244.6361 | 619.133 | 244.6361 | 619.133
6639 | 241.1747 | 643.3699 | 241.1747 | 643.3699
6640 | 240.3489 | 677.5951 | 240.3489 | 677.5951
6641 | 240.4797 | 721.582 | 240.4797 | 721.582
6642 | 240.0469 | 727.6139 | 240.0469 | 727.6139
6643 | 249.4125 | 728.7284 | 249.4125 | 728.7284
6644 | 266.2881 | 732.0976 | 266.2881 | 732.0976
6645 | 278.8728 | 749.1718 | 278.8728 | 749.1718
6646 | 289.3847 | 768.0677 | 289.3847 | 768.0677
6647 | 307.0164 | 778.8115 | 307.0164 | 778.8115
6648 | 304.9615 | 767.4013 | 304.9615 | 767.4013
6649 | 291.2804 | 739.4296 | 291.2804 | 739.4296
6650 | 289.721 | 711.1196 | 289.721 | 711.1196
6651 | 291.9553 | 674.9256 | 291.9553 | 674.9256
6652 | 291.4465 | 642.8566 | 291.4465 | 642.8566
6653 | 293.6764 | 619.3419 | 293.6764 | 619.3419
6654 | 296.7761 | 604.1096 | 296.7761 | 604.1096
6655 | 294.5423 | 594.5638 | 294.5423 | 594.5638
6656 | 302.4322 | 583.2345 | 302.4322 | 583.2345
6657 | 302.7005 | 574.4411 | 302.7005 | 574.4411
6658 | 290.1876 | 560.1174 | 290.1876 | 560.1174
6659 | 275.5697 | 550.9087 | 275.5697 | 550.9087
6660 | 263.4753 | 554.9151 | 263.4753 | 554.9151
6661 | 252.4536 | 574.6772 | 252.4536 | 574.6772
6662 | 246.566 | 595.4123 | 246.566 | 595.4123
6663 | 242.9989 | 609.3978 | 242.9989 | 609.3978
6664 | 241.1835 | 636.273 | 241.1835 | 636.273
6665 | 240.2413 | 687.2055 | 240.2413 | 687.2055
6666 | 237.4998 | 715.1821 | 237.4998 | 715.1821
6667 | 246.2708 | 742.6197 | 246.2708 | 742.6197
6668 | 258.5924 | 759.2822 | 258.5924 | 759.2822
6669 | 273.835 | 766.105 | 273.835 | 766.105
6670 | 286.9056 | 764.4806 | 286.9056 | 764.4806
6671 | 303.3295 | 770.0899 | 303.3295 | 770.0899
6672 | 299.9523 | 775.0152 | 299.9523 | 775.0152
6673 | 289.3641 | 769.0936 | 289.3641 | 769.0936
6674 | 288.4026 | 754.7452 | 288.4026 | 754.7452
6675 | 289.9139 | 728.0992 | 289.9139 | 728.0992
6676 | 293.1473 | 686.7283 | 293.1473 | 686.7283
6677 | 296.1957 | 661.8949 | 296.1957 | 661.8949
6678 | 295.6908 | 637.097 | 295.6908 | 637.097
6679 | 292.6957 | 622.5221 | 292.6957 | 622.5221
6680 | 304.3074 | 608.5377 | 304.3074 | 608.5377
6681 | 299.6405 | 598.0914 | 299.6405 | 598.0914
6682 | 289.6235 | 582.4665 | 289.6235 | 582.4665
6683 | 273.4951 | 573.205 | 273.4951 | 573.205
6684 | 259.1726 | 578.3544 | 259.1726 | 578.3544
6685 | 248.3014 | 604.7808 | 248.3014 | 604.7808
6686 | 242.2239 | 631.5999 | 242.2239 | 631.5999
6687 | 239.3014 | 649.2957 | 239.3014 | 649.2957
6688 | 238.148 | 681.1471 | 238.148 | 681.1471
6689 | 237.4983 | 733.0818 | 237.4983 | 733.0818
6690 | 234.3886 | 751.2642 | 234.3886 | 751.2642
6691 | 247.8374 | 757.8121 | 247.8374 | 757.8121
6692 | 267.8009 | 761.7088 | 267.8009 | 761.7088
6693 | 281.4708 | 766.8787 | 281.4708 | 766.8787
6694 | 295.2137 | 768.3842 | 295.2137 | 768.3842
6695 | 314.1565 | 776.297 | 314.1565 | 776.297
6696 | 314.5262 | 775.3492 | 314.5262 | 775.3492
6697 | 298.8602 | 749.6458 | 298.8602 | 749.6458
6698 | 295.6865 | 709.9942 | 295.6865 | 709.9942
6699 | 297.7639 | 669.246 | 297.7639 | 669.246
6700 | 298.819 | 645.4942 | 298.819 | 645.4942
6701 | 305.891 | 625.5138 | 305.891 | 625.5138
6702 | 307.1198 | 599.2389 | 307.1198 | 599.2389
6703 | 298.8989 | 579.1603 | 298.8989 | 579.1603
6704 | 306.8218 | 559.6897 | 306.8218 | 559.6897
6705 | 304.9663 | 544.5661 | 304.9663 | 544.5661
6706 | 291.69 | 529.1346 | 291.69 | 529.1346
6707 | 273.5092 | 523.1086 | 273.5092 | 523.1086
6708 | 256.3121 | 532.0033 | 256.3121 | 532.0033
6709 | 247.0068 | 549.9015 | 247.0068 | 549.9015
6710 | 242.0914 | 566.5748 | 242.0914 | 566.5748
6711 | 238.339 | 580.7889 | 238.339 | 580.7889
6712 | 237.4075 | 609.7038 | 237.4075 | 609.7038
6713 | 237.9434 | 657.1019 | 237.9434 | 657.1019
6714 | 237.5588 | 672.5764 | 237.5588 | 672.5764
6715 | 253.8413 | 681.6212 | 253.8413 | 681.6212
6716 | 281.1312 | 686.0982 | 281.1312 | 686.0982
6717 | 298.1668 | 689.2987 | 298.1668 | 689.2987
6718 | 308.7199 | 688.1665 | 308.7199 | 688.1665
6719 | 327.9396 | 692.2461 | 327.9396 | 692.2461
6720 | 323.0097 | 688.4498 | 323.0097 | 688.4498
6721 | 305.419 | 671.3448 | 305.419 | 671.3448
6722 | 303.9899 | 652.3895 | 303.9899 | 652.3895
6723 | 305.4196 | 627.5547 | 305.4196 | 627.5547
6724 | 307.8757 | 611.3287 | 307.8757 | 611.3287
6725 | 316.5163 | 595.1993 | 316.5163 | 595.1993
6726 | 318.8727 | 569.5397 | 318.8727 | 569.5397
6727 | 304.5938 | 551.5009 | 304.5938 | 551.5009
6728 | 313.9842 | 536.7603 | 313.9842 | 536.7603
6729 | 311.1362 | 525.9448 | 311.1362 | 525.9448
6730 | 295.5569 | 510.8825 | 295.5569 | 510.8825
6731 | 276.1311 | 503.274 | 276.1311 | 503.274
6732 | 259.1239 | 511.1312 | 259.1239 | 511.1312
6733 | 246.6974 | 533.4782 | 246.6974 | 533.4782
6734 | 241.264 | 551.2768 | 241.264 | 551.2768
6735 | 238.4405 | 560.7784 | 238.4405 | 560.7784
6736 | 237.7724 | 587.6712 | 237.7724 | 587.6712
6737 | 236.85 | 636.5464 | 236.85 | 636.5464
6738 | 238.6403 | 653.9374 | 238.6403 | 653.9374
6739 | 254.476 | 664.4945 | 254.476 | 664.4945
6740 | 280.08 | 670.8705 | 280.08 | 670.8705
6741 | 300.179 | 677.2361 | 300.179 | 677.2361
6742 | 309.2754 | 681.6605 | 309.2754 | 681.6605
6743 | 329.1196 | 692.6329 | 329.1196 | 692.6329
6744 | 321.8421 | 689.6982 | 321.8421 | 689.6982
6745 | 303.4485 | 666.7027 | 303.4485 | 666.7027
6746 | 301.959 | 643.1579 | 301.959 | 643.1579
6747 | 302.8667 | 616.7582 | 302.8667 | 616.7582
6748 | 303.3295 | 588.2411 | 303.3295 | 588.2411
6749 | 308.3818 | 556.4268 | 308.3818 | 556.4268
6750 | 307.7123 | 528.8155 | 307.7123 | 528.8155
6751 | 298.6982 | 502.3012 | 298.6982 | 502.3012
6752 | 306.2818 | 477.151 | 306.2818 | 477.151
6753 | 304.6128 | 458.3699 | 304.6128 | 458.3699
6754 | 290.8947 | 436.3093 | 290.8947 | 436.3093
6755 | 271.665 | 423.1794 | 271.665 | 423.1794
6756 | 253.8434 | 428.6277 | 253.8434 | 428.6277
6757 | 243.1037 | 448.425 | 243.1037 | 448.425
6758 | 237.2162 | 459.0318 | 237.2162 | 459.0318
6759 | 234.9338 | 457.7721 | 234.9338 | 457.7721
6760 | 233.9017 | 475.2927 | 233.9017 | 475.2927
6761 | 232.6393 | 515.9562 | 232.6393 | 515.9562
6762 | 233.1495 | 525.4697 | 233.1495 | 525.4697
6763 | 250.1334 | 529.2746 | 250.1334 | 529.2746
6764 | 274.0756 | 531.87 | 274.0756 | 531.87
6765 | 290.7896 | 537.5675 | 290.7896 | 537.5675
6766 | 302.8983 | 537.9827 | 302.8983 | 537.9827
6767 | 320.3411 | 541.5875 | 320.3411 | 541.5875
6768 | 317.4217 | 538.8813 | 317.4217 | 538.8813
6769 | 300.099 | 520.6511 | 300.099 | 520.6511
6770 | 296.1017 | 490.8113 | 296.1017 | 490.8113
6771 | 296.0609 | 462.3542 | 296.0609 | 462.3542
6772 | 299.5398 | 445.6359 | 299.5398 | 445.6359
6773 | 305.6765 | 427.3788 | 305.6765 | 427.3788
6774 | 303.4346 | 408.8055 | 303.4346 | 408.8055
6775 | 295.4844 | 393.7384 | 295.4844 | 393.7384
6776 | 301.6974 | 379.7363 | 301.6974 | 379.7363
6777 | 302.7906 | 370.222 | 302.7906 | 370.222
6778 | 291.7628 | 356.3203 | 291.7628 | 356.3203
6779 | 273.2232 | 348.0084 | 273.2232 | 348.0084
6780 | 255.2925 | 353.0346 | 255.2925 | 353.0346
6781 | 244.4656 | 367.1699 | 244.4656 | 367.1699
6782 | 238.1003 | 381.188 | 238.1003 | 381.188
6783 | 235.2431 | 387.6476 | 235.2431 | 387.6476
6784 | 233.7092 | 407.8937 | 233.7092 | 407.8937
6785 | 231.5196 | 446.9571 | 231.5196 | 446.9571
6786 | 230.8448 | 454.5188 | 230.8448 | 454.5188
6787 | 245.4942 | 456.9169 | 245.4942 | 456.9169
6788 | 266.3403 | 455.8198 | 266.3403 | 455.8198
6789 | 281.8589 | 455.3101 | 281.8589 | 455.3101
6790 | 293.6966 | 446.1949 | 293.6966 | 446.1949
6791 | 310.3545 | 440.322 | 310.3545 | 440.322
6792 | 312.1383 | 431.0746 | 312.1383 | 431.0746
6793 | 294.8972 | 423.7991 | 294.8972 | 423.7991
6794 | 291.8385 | 415.271 | 291.8385 | 415.271
6795 | 295.3709 | 402.3404 | 295.3709 | 402.3404
6796 | 296.4764 | 389.4202 | 296.4764 | 389.4202
6797 | 301.1635 | 380.3771 | 301.1635 | 380.3771
6798 | 298.8497 | 372.3014 | 298.8497 | 372.3014
6799 | 292.9451 | 367.6439 | 292.9451 | 367.6439
6800 | 296.6598 | 358.9698 | 296.6598 | 358.9698
6801 | 299.3521 | 350.6336 | 299.3521 | 350.6336
6802 | 290.4382 | 336.4153 | 290.4382 | 336.4153
6803 | 274.2324 | 324.6746 | 274.2324 | 324.6746
6804 | 257.0581 | 320.4341 | 257.0581 | 320.4341
6805 | 246.6957 | 324.6697 | 246.6957 | 324.6697
6806 | 239.7626 | 336.9294 | 239.7626 | 336.9294
6807 | 236.05 | 342.2813 | 236.05 | 342.2813
6808 | 235.0969 | 362.6856 | 235.0969 | 362.6856
6809 | 233.0957 | 406.4087 | 233.0957 | 406.4087
6810 | 229.0264 | 421.2852 | 229.0264 | 421.2852
6811 | 240.0575 | 430.4532 | 240.0575 | 430.4532
6812 | 259.3332 | 437.005 | 259.3332 | 437.005
6813 | 275.1915 | 443.4762 | 275.1915 | 443.4762
6814 | 284.854 | 446.6345 | 284.854 | 446.6345
6815 | 301.1344 | 453.9846 | 301.1344 | 453.9846
6816 | 298.9037 | 449.7135 | 298.9037 | 449.7135
6817 | 288.1128 | 431.1667 | 288.1128 | 431.1667
6818 | 287.1027 | 407.4461 | 287.1027 | 407.4461
6819 | 288.8526 | 383.4729 | 288.8526 | 383.4729
6820 | 288.9214 | 375.8103 | 288.9214 | 375.8103
6821 | 293.2919 | 377.3175 | 293.2919 | 377.3175
6822 | 292.8425 | 371.7387 | 292.8425 | 371.7387
6823 | 286.4718 | 366.8526 | 286.4718 | 366.8526
6824 | 292.843 | 357.9851 | 292.843 | 357.9851
6825 | 294.5593 | 349.0158 | 294.5593 | 349.0158
6826 | 285.2022 | 334.9559 | 285.2022 | 334.9559
6827 | 269.5744 | 324.0943 | 269.5744 | 324.0943
6828 | 253.1898 | 319.8539 | 253.1898 | 319.8539
6829 | 241.9966 | 321.4694 | 241.9966 | 321.4694
6830 | 236.192 | 332.3928 | 236.192 | 332.3928
6831 | 231.1768 | 343.9517 | 231.1768 | 343.9517
6832 | 231.1765 | 366.976 | 231.1765 | 366.976
6833 | 226.5902 | 406.7428 | 226.5902 | 406.7428
6834 | 223.5667 | 416.0804 | 223.5667 | 416.0804
6835 | 233.9716 | 421.081 | 233.9716 | 421.081
6836 | 253.308 | 423.5182 | 253.308 | 423.5182
6837 | 265.887 | 426.033 | 265.887 | 426.033
6838 | 276.1078 | 424.9008 | 276.1078 | 424.9008
6839 | 297.2548 | 428.3825 | 297.2548 | 428.3825
6840 | 295.267 | 421.9662 | 295.267 | 421.9662
6841 | 284.7239 | 399.5334 | 284.7239 | 399.5334
6842 | 283.7029 | 371.2409 | 283.7029 | 371.2409
6843 | 282.7608 | 373.2215 | 282.7608 | 373.2215
6844 | 286.6316 | 378.7996 | 286.6316 | 378.7996
6845 | 289.5777 | 380.1485 | 289.5777 | 380.1485
6846 | 287.4362 | 372.9169 | 287.4362 | 372.9169
6847 | 281.4032 | 366.1317 | 281.4032 | 366.1317
6848 | 287.9203 | 356.1388 | 287.9203 | 356.1388
6849 | 288.4795 | 346.3958 | 288.4795 | 346.3958
6850 | 277.6134 | 330.9643 | 277.6134 | 330.9643
6851 | 260.8571 | 318.2213 | 260.8571 | 318.2213
6852 | 245.2909 | 312.328 | 245.2909 | 312.328
6853 | 235.4398 | 317.0383 | 235.4398 | 317.0383
6854 | 229.1137 | 353.3176 | 229.1137 | 353.3176
6855 | 227.5366 | 376.9391 | 227.5366 | 376.9391
6856 | 227.8754 | 410.4961 | 227.8754 | 410.4961
6857 | 224.3652 | 461.5869 | 224.3652 | 461.5869
6858 | 222.5485 | 477.6591 | 222.5485 | 477.6591
6859 | 234.3361 | 481.5695 | 234.3361 | 481.5695
6860 | 254.8474 | 477.5535 | 254.8474 | 477.5535
6861 | 270.5434 | 474.4062 | 270.5434 | 474.4062
6862 | 281.9476 | 470.0562 | 281.9476 | 470.0562
6863 | 301.5106 | 472.2367 | 301.5106 | 472.2367
6864 | 298.3528 | 457.9252 | 298.3528 | 457.9252
6865 | 285.707 | 415.5347 | 285.707 | 415.5347
6866 | 284.1565 | 373.6851 | 284.1565 | 373.6851
6867 | 284.2517 | 354.9695 | 284.2517 | 354.9695
6868 | 290.9166 | 360.5475 | 290.9166 | 360.5475
6869 | 293.2648 | 365.1495 | 293.2648 | 365.1495
6870 | 291.4691 | 362.0149 | 291.4691 | 362.0149
6871 | 285.575 | 359.0278 | 285.575 | 359.0278
6872 | 294.6489 | 352.0066 | 294.6489 | 352.0066
6873 | 297.1029 | 346.0442 | 297.1029 | 346.0442
6874 | 287.8048 | 333.9009 | 287.8048 | 333.9009
6875 | 266.644 | 323.9537 | 266.644 | 323.9537
6876 | 249.594 | 319.7132 | 249.594 | 319.7132
6877 | 238.4911 | 321.7859 | 238.4911 | 321.7859
6878 | 233.2445 | 344.0509 | 233.2445 | 344.0509
6879 | 230.944 | 355.0647 | 230.944 | 355.0647
6880 | 229.9342 | 374.0799 | 229.9342 | 374.0799
6881 | 226.3693 | 413.9697 | 226.3693 | 413.9697
6882 | 227.5421 | 424.5031 | 227.5421 | 424.5031
6883 | 245.1564 | 431.35 | 245.1564 | 431.35
6884 | 270.886 | 434.6136 | 270.886 | 434.6136
6885 | 286.826 | 436.1085 | 286.826 | 436.1085
6886 | 297.1257 | 433.8862 | 297.1257 | 433.8862
6887 | 319.8775 | 436.348 | 319.8775 | 436.348
6888 | 316.1895 | 426.0456 | 316.1895 | 426.0456
6889 | 298.8768 | 397.9508 | 298.8768 | 397.9508
6890 | 296.5585 | 358.4575 | 296.5585 | 358.4575
6891 | 299.1653 | 350.9955 | 299.1653 | 350.9955
6892 | 300.0183 | 361.0047 | 300.0183 | 361.0047
6893 | 308.0597 | 366.2748 | 308.0597 | 366.2748
6894 | 306.5528 | 363.0347 | 306.5528 | 363.0347
6895 | 295.8563 | 359.5202 | 295.8563 | 359.5202
6896 | 299.9698 | 351.3384 | 299.9698 | 351.3384
6897 | 302.231 | 344.1803 | 302.231 | 344.1803
6898 | 288.561 | 331.5622 | 288.561 | 331.5622
6899 | 270.064 | 321.404 | 270.064 | 321.404
6900 | 253.5531 | 318.2889 | 253.5531 | 318.2889
6901 | 241.3622 | 321.4343 | 241.3622 | 321.4343
6902 | 234.4793 | 329.3332 | 234.4793 | 329.3332
6903 | 231.6544 | 336.6896 | 231.6544 | 336.6896
6904 | 230.7224 | 358.9402 | 230.7224 | 358.9402
6905 | 227.7129 | 401.7841 | 227.7129 | 401.7841
6906 | 228.511 | 417.663 | 228.511 | 417.663
6907 | 246.0563 | 433.1787 | 246.0563 | 433.1787
6908 | 271.5849 | 441.9989 | 271.5849 | 441.9989
6909 | 287.4092 | 449.1206 | 287.4092 | 449.1206
6910 | 297.8812 | 453.8439 | 297.8812 | 453.8439
6911 | 316.8867 | 462.759 | 316.8867 | 462.759
6912 | 316.024 | 460.9496 | 316.024 | 460.9496
6913 | 299.3965 | 451.353 | 299.3965 | 451.353
6914 | 298.0132 | 440.6797 | 298.0132 | 440.6797
6915 | 297.9042 | 429.3668 | 297.9042 | 429.3668
6916 | 301.2966 | 416.2356 | 301.2966 | 416.2356
6917 | 307.359 | 405.9616 | 307.359 | 405.9616
6918 | 307.751 | 391.4503 | 307.751 | 391.4503
6919 | 293.2826 | 381.9924 | 293.2826 | 381.9924
6920 | 295.4864 | 373.3886 | 295.4864 | 373.3886
6921 | 300.6418 | 364.3666 | 300.6418 | 364.3666
6922 | 289.87 | 349.0757 | 289.87 | 349.0757
6923 | 271.7794 | 336.8251 | 271.7794 | 336.8251
6924 | 255.302 | 334.4661 | 255.302 | 334.4661
6925 | 242.7498 | 352.9797 | 242.7498 | 352.9797
6926 | 236.7428 | 380.0978 | 236.7428 | 380.0978
6927 | 233.7861 | 397.5649 | 233.7861 | 397.5649
6928 | 232.7578 | 424.2819 | 232.7578 | 424.2819
6929 | 229.1136 | 468.0402 | 229.1136 | 468.0402
6930 | 229.9873 | 477.1668 | 229.9873 | 477.1668
6931 | 247.2302 | 478.1582 | 247.2302 | 478.1582
6932 | 273.2066 | 475.461 | 273.2066 | 475.461
6933 | 288.2357 | 474.7227 | 288.2357 | 474.7227
6934 | 299.2413 | 474.9973 | 299.2413 | 474.9973
6935 | 319.8049 | 483.719 | 319.8049 | 483.719
6936 | 317.2642 | 477.7598 | 317.2642 | 477.7598
6937 | 298.9107 | 457.4546 | 298.9107 | 457.4546
6938 | 294.8792 | 434.9825 | 294.8792 | 434.9825
6939 | 300.2653 | 405.9275 | 300.2653 | 405.9275
6940 | 300.8696 | 401.1487 | 300.8696 | 401.1487
6941 | 305.8074 | 402.2163 | 305.8074 | 402.2163
6942 | 306.7527 | 395.1605 | 306.7527 | 395.1605
6943 | 292.8711 | 387.9709 | 292.8711 | 387.9709
6944 | 299.3526 | 375.0942 | 299.3526 | 375.0942
6945 | 301.3529 | 361.307 | 301.3529 | 361.307
6946 | 290.7009 | 342.429 | 290.7009 | 342.429
6947 | 274.37 | 329.4574 | 274.37 | 329.4574
6948 | 256.7669 | 331.6175 | 256.7669 | 331.6175
6949 | 244.8788 | 351.5378 | 244.8788 | 351.5378
6950 | 238.2823 | 379.6758 | 238.2823 | 379.6758
6951 | 234.2758 | 386.2761 | 234.2758 | 386.2761
6952 | 233.3102 | 399.471 | 233.3102 | 399.471
6953 | 226.3752 | 432.3273 | 226.3752 | 432.3273
6954 | 226.8002 | 435.1589 | 226.8002 | 435.1589
6955 | 238.2922 | 433.6711 | 238.2922 | 433.6711
6956 | 256.8869 | 431.6068 | 256.8869 | 431.6068
6957 | 271.1272 | 430.7279 | 271.1272 | 430.7279
6958 | 279.9912 | 425.9031 | 279.9912 | 425.9031
6959 | 299.4544 | 429.2793 | 299.4544 | 429.2793
6960 | 300.7444 | 420.9991 | 300.7444 | 420.9991
6961 | 286.4411 | 403.9821 | 286.4411 | 403.9821
6962 | 283.2105 | 379.9098 | 283.2105 | 379.9098
6963 | 284.5442 | 369.1948 | 284.5442 | 369.1948
6964 | 286.1264 | 378.3248 | 286.1264 | 378.3248
6965 | 294.3586 | 386.127 | 294.3586 | 386.127
6966 | 289.6863 | 383.8189 | 289.6863 | 383.8189
6967 | 283.2825 | 380.6032 | 283.2825 | 380.6032
6968 | 285.9279 | 372.4039 | 285.9279 | 372.4039
6969 | 291.3026 | 364.7358 | 291.3026 | 364.7358
6970 | 282.7021 | 351.9947 | 282.7021 | 351.9947
6971 | 265.6859 | 346.25 | 265.6859 | 346.25
6972 | 251.0458 | 357.413 | 251.0458 | 357.413
6973 | 240.4565 | 388.3585 | 240.4565 | 388.3585
6974 | 234.7712 | 416.7778 | 234.7712 | 416.7778
6975 | 231.362 | 428.917 | 231.362 | 428.917
6976 | 230.9645 | 451.6776 | 230.9645 | 451.6776
6977 | 223.8928 | 492.429 | 223.8928 | 492.429
6978 | 224.1438 | 497.0717 | 224.1438 | 497.0717
6979 | 236.0235 | 493.5266 | 236.0235 | 493.5266
6980 | 252.8463 | 486.0992 | 252.8463 | 486.0992
6981 | 267.9502 | 477.1317 | 267.9502 | 477.1317
6982 | 279.0476 | 464.6931 | 279.0476 | 464.6931
6983 | 301.4588 | 457.5014 | 301.4588 | 457.5014
6984 | 302.049 | 443.7702 | 302.049 | 443.7702
6985 | 289.2826 | 427.017 | 289.2826 | 427.017
6986 | 283.3777 | 414.1808 | 283.3777 | 414.1808
6987 | 285.8623 | 405.822 | 285.8623 | 405.822
6988 | 288.9954 | 402.2916 | 288.9954 | 402.2916
6989 | 293.5923 | 392.3693 | 293.5923 | 392.3693
6990 | 288.6476 | 376.504 | 288.6476 | 376.504
6991 | 282.1851 | 364.6371 | 282.1851 | 364.6371
6992 | 287.3897 | 351.9011 | 287.3897 | 351.9011
6993 | 292.1915 | 347.8905 | 292.1915 | 347.8905
6994 | 283.6926 | 344.5743 | 283.6926 | 344.5743
6995 | 269.1666 | 348.0436 | 269.1666 | 348.0436
6996 | 254.0034 | 365.4313 | 254.0034 | 365.4313
6997 | 242.4469 | 394.6007 | 242.4469 | 394.6007
6998 | 235.9668 | 430.6866 | 235.9668 | 430.6866
6999 | 233.6023 | 463.2231 | 233.6023 | 463.2231
7000 | 231.3513 | 507.2426 | 231.3513 | 507.2426
7001 | 224.7306 | 568.6199 | 224.7306 | 568.6199
7002 | 225.3144 | 593.2203 | 225.3144 | 593.2203
7003 | 236.9552 | 607.3821 | 236.9552 | 607.3821
7004 | 255.4237 | 613.7933 | 255.4237 | 613.7933
7005 | 269.2606 | 618.6819 | 269.2606 | 618.6819
7006 | 281.3025 | 620.8907 | 281.3025 | 620.8907
7007 | 297.3989 | 628.2056 | 297.3989 | 628.2056
7008 | 295.9 | 615.5822 | 295.9 | 615.5822
7009 | 289.7715 | 593.3604 | 289.7715 | 593.3604
7010 | 283.9346 | 570.5014 | 283.9346 | 570.5014
7011 | 285.6516 | 548.3042 | 285.6516 | 548.3042
7012 | 288.9493 | 534.3113 | 288.9493 | 534.3113
7013 | 293.5321 | 516.4763 | 293.5321 | 516.4763
7014 | 291.7883 | 495.6171 | 291.7883 | 495.6171
7015 | 282.3227 | 481.2533 | 282.3227 | 481.2533
7016 | 287.1128 | 465.0533 | 287.1128 | 465.0533
7017 | 291.1873 | 453.4992 | 291.1873 | 453.4992
7018 | 283.07 | 439.5272 | 283.07 | 439.5272
7019 | 265.7229 | 432.3758 | 265.7229 | 432.3758
7020 | 251.5816 | 436.5756 | 251.5816 | 436.5756
7021 | 239.2436 | 454.298 | 239.2436 | 454.298
7022 | 233.6935 | 479.517 | 233.6935 | 479.517
7023 | 231.1509 | 493.9246 | 231.1509 | 493.9246
7024 | 229.5911 | 517.8457 | 229.5911 | 517.8457
7025 | 224.0247 | 561.0061 | 224.0247 | 561.0061
7026 | 224.4228 | 572.4362 | 224.4228 | 572.4362
7027 | 237.2144 | 578.5797 | 237.2144 | 578.5797
7028 | 257.7231 | 581.8786 | 257.7231 | 581.8786
7029 | 270.0761 | 583.813 | 270.0761 | 583.813
7030 | 283.2832 | 578.9707 | 283.2832 | 578.9707
7031 | 301.3227 | 573.045 | 301.3227 | 573.045
7032 | 298.1785 | 548.0601 | 298.1785 | 548.0601
7033 | 288.0585 | 519.8598 | 288.0585 | 519.8598
7034 | 283.1919 | 494.2401 | 283.1919 | 494.2401
7035 | 283.6554 | 468.5789 | 283.6554 | 468.5789
7036 | 286.3021 | 448.8889 | 286.3021 | 448.8889
7037 | 292.9096 | 426.6403 | 292.9096 | 426.6403
7038 | 290.809 | 400.2246 | 290.809 | 400.2246
7039 | 281.6889 | 379.4954 | 281.6889 | 379.4954
7040 | 283.689 | 360.0424 | 283.689 | 360.0424
7041 | 293.4183 | 347.6443 | 293.4183 | 347.6443
7042 | 283.6811 | 333.514 | 283.6811 | 333.514
7043 | 264.6711 | 325.8879 | 264.6711 | 325.8879
7044 | 248.359 | 331.2834 | 248.359 | 331.2834
7045 | 238.1298 | 349.797 | 238.1298 | 349.797
7046 | 232.4931 | 367.5781 | 232.4931 | 367.5781
7047 | 230.2111 | 379.436 | 230.2111 | 379.436
7048 | 228.108 | 406.9969 | 228.108 | 406.9969
7049 | 224.3137 | 456.9096 | 224.3137 | 456.9096
7050 | 225.5911 | 474.1072 | 225.5911 | 474.1072
7051 | 244.1575 | 483.24 | 244.1575 | 483.24
7052 | 267.5055 | 488.2444 | 267.5055 | 488.2444
7053 | 288.2764 | 494.9793 | 288.2764 | 494.9793
7054 | 298.2739 | 498.208 | 298.2739 | 498.208
7055 | 321.2721 | 501.8655 | 321.2721 | 501.8655
7056 | 316.9277 | 488.6266 | 316.9277 | 488.6266
7057 | 299.0649 | 465.5256 | 299.0649 | 465.5256
7058 | 295.4085 | 427.9841 | 295.4085 | 427.9841
7059 | 296.8022 | 390.4537 | 296.8022 | 390.4537
7060 | 299.7994 | 362.7103 | 299.7994 | 362.7103
7061 | 306.4363 | 336.5581 | 306.4363 | 336.5581
7062 | 306.6857 | 308.261 | 306.6857 | 308.261
7063 | 293.4936 | 289.2726 | 293.4936 | 289.2726
7064 | 291.6212 | 274.6727 | 291.6212 | 274.6727
7065 | 295.5903 | 262.6614 | 295.5903 | 262.6614
7066 | 288.4175 | 249.129 | 288.4175 | 249.129
7067 | 263.4767 | 243.8943 | 263.4767 | 243.8943
7068 | 247.8096 | 254.5298 | 247.8096 | 254.5298
7069 | 234.328 | 277.2284 | 234.328 | 277.2284
7070 | 227.8159 | 293.6731 | 227.8159 | 293.6731
7071 | 224.9599 | 301.1878 | 224.9599 | 301.1878
7072 | 223.7989 | 325.4781 | 223.7989 | 325.4781
7073 | 217.8751 | 369.2012 | 217.8751 | 369.2012
7074 | 220.6276 | 379.0312 | 220.6276 | 379.0312
7075 | 238.2338 | 376.6641 | 238.2338 | 376.6641
7076 | 266.1395 | 371.9096 | 266.1395 | 371.9096
7077 | 281.0811 | 373.0703 | 281.0811 | 373.0703
7078 | 291.5063 | 359.7878 | 291.5063 | 359.7878
7079 | 311.5048 | 351.7168 | 311.5048 | 351.7168
7080 | 309.262 | 343.4542 | 309.262 | 343.4542
7081 | 290.7349 | 334.6665 | 290.7349 | 334.6665
7082 | 287.7298 | 329.7254 | 287.7298 | 329.7254
7083 | 290.4075 | 325.0066 | 290.4075 | 325.0066
7084 | 293.5584 | 325.9249 | 293.5584 | 325.9249
7085 | 299.4408 | 325.3044 | 299.4408 | 325.3044
7086 | 297.2465 | 318.3541 | 297.2465 | 318.3541
7087 | 286.0785 | 316.1232 | 286.0785 | 316.1232
7088 | 286.944 | 306.7984 | 286.944 | 306.7984
7089 | 294.3678 | 297.5303 | 294.3678 | 297.5303
7090 | 285.3525 | 285.1408 | 285.3525 | 285.1408
7091 | 264.9809 | 273.6638 | 264.9809 | 273.6638
7092 | 247.1141 | 269.8102 | 247.1141 | 269.8102
7093 | 232.818 | 276.9822 | 232.818 | 276.9822
7094 | 226.5617 | 279.5884 | 226.5617 | 279.5884
7095 | 224.4989 | 278.1001 | 224.4989 | 278.1001
7096 | 223.2524 | 295.058 | 223.2524 | 295.058
7097 | 218.5573 | 331.5014 | 218.5573 | 331.5014
7098 | 223.0224 | 340.7159 | 223.0224 | 340.7159
7099 | 241.9864 | 347.6508 | 241.9864 | 347.6508
7100 | 266.4196 | 350.2462 | 266.4196 | 350.2462
7101 | 280.9677 | 348.2595 | 280.9677 | 348.2595
7102 | 294.9927 | 340.1993 | 294.9927 | 340.1993
7103 | 313.5921 | 337.4739 | 313.5921 | 337.4739
7104 | 310.8705 | 329.8795 | 310.8705 | 329.8795
7105 | 291.1061 | 323.36 | 291.1061 | 323.36
7106 | 289.1649 | 320.5466 | 289.1649 | 320.5466
7107 | 289.9828 | 320.7161 | 289.9828 | 320.7161
7108 | 287.8678 | 327.8767 | 287.8678 | 327.8767
7109 | 295.9784 | 333.1117 | 295.9784 | 333.1117
7110 | 292.1398 | 332.4915 | 292.1398 | 332.4915
7111 | 280.0265 | 333.707 | 280.0265 | 333.707
7112 | 279.097 | 336.5855 | 279.097 | 336.5855
7113 | 287.949 | 343.0901 | 287.949 | 343.0901
7114 | 279.9673 | 346.825 | 279.9673 | 346.825
7115 | 260.0051 | 353.1253 | 260.0051 | 353.1253
7116 | 244.1995 | 366.5742 | 244.1995 | 366.5742
7117 | 232.9092 | 383.9801 | 232.9092 | 383.9801
7118 | 226.9788 | 402.9569 | 226.9788 | 402.9569
7119 | 224.573 | 420.6174 | 224.573 | 420.6174
7120 | 221.4138 | 452.4864 | 221.4138 | 452.4864
7121 | 214.8614 | 504.1047 | 214.8614 | 504.1047
7122 | 218.7076 | 525.7686 | 218.7076 | 525.7686
7123 | 234.0066 | 542.8317 | 234.0066 | 542.8317
7124 | 254.9546 | 556.4699 | 254.9546 | 556.4699
7125 | 268.3008 | 570.3086 | 268.3008 | 570.3086
7126 | 281.5444 | 578.4784 | 281.5444 | 578.4784
7127 | 300.923 | 587.0066 | 300.923 | 587.0066
7128 | 301.2937 | 583.052 | 301.2937 | 583.052
7129 | 288.2878 | 576.1458 | 288.2878 | 576.1458
7130 | 281.9489 | 566.2109 | 281.9489 | 566.2109
7131 | 282.4067 | 553.2628 | 282.4067 | 553.2628
7132 | 283.1857 | 541.7669 | 283.1857 | 541.7669
7133 | 289.1377 | 522.7889 | 289.1377 | 522.7889
7134 | 287.9936 | 494.6148 | 287.9936 | 494.6148
7135 | 277.2844 | 467.2565 | 277.2844 | 467.2565
7136 | 277.7459 | 440.0138 | 277.7459 | 440.0138
7137 | 284.8894 | 422.745 | 284.8894 | 422.745
7138 | 275.2692 | 409.0895 | 275.2692 | 409.0895
7139 | 258.1092 | 404.1537 | 258.1092 | 404.1537
7140 | 242.8111 | 410.5515 | 242.8111 | 410.5515
7141 | 230.62 | 425.8473 | 230.62 | 425.8473
7142 | 225.0064 | 444.2965 | 225.0064 | 444.2965
7143 | 222.2532 | 454.5191 | 222.2532 | 454.5191
7144 | 219.1064 | 479.0205 | 219.1064 | 479.0205
7145 | 212.5715 | 523.148 | 212.5715 | 523.148
7146 | 215.3263 | 531.2899 | 215.3263 | 531.2899
7147 | 226.4586 | 531.6484 | 226.4586 | 531.6484
7148 | 244.6215 | 527.0169 | 244.6215 | 527.0169
7149 | 257.0483 | 523.6059 | 257.0483 | 523.6059
7150 | 267.4042 | 518.0074 | 267.4042 | 518.0074
7151 | 289.7652 | 514.7545 | 289.7652 | 514.7545
7152 | 289.4698 | 498.1747 | 289.4698 | 498.1747
7153 | 278.9433 | 480.1378 | 278.9433 | 480.1378
7154 | 275.0069 | 464.5234 | 275.0069 | 464.5234
7155 | 274.6303 | 448.4805 | 274.6303 | 448.4805
7156 | 276.6204 | 441.0465 | 276.6204 | 441.0465
7157 | 279.8882 | 434.3068 | 279.8882 | 434.3068
7158 | 275.9216 | 423.5232 | 275.9216 | 423.5232
7159 | 267.8856 | 416.0875 | 267.8856 | 416.0875
7160 | 269.0689 | 404.7758 | 269.0689 | 404.7758
7161 | 276.9538 | 394.3471 | 276.9538 | 394.3471
7162 | 272.6603 | 377.1044 | 272.6603 | 377.1044
7163 | 256.1364 | 365.5219 | 256.1364 | 365.5219
7164 | 240.7085 | 368.0688 | 240.7085 | 368.0688
7165 | 229.3674 | 385.1758 | 229.3674 | 385.1758
7166 | 223.0638 | 406.4209 | 223.0638 | 406.4209
7167 | 219.0974 | 424.4155 | 219.0974 | 424.4155
7168 | 217.4293 | 457.7792 | 217.4293 | 457.7792
7169 | 210.9703 | 509.9425 | 210.9703 | 509.9425
7170 | 212.2674 | 529.7074 | 212.2674 | 529.7074
7171 | 224.8569 | 544.0274 | 224.8569 | 544.0274
7172 | 243.5311 | 555.6258 | 243.5311 | 555.6258
7173 | 258.5408 | 566.9325 | 258.5408 | 566.9325
7174 | 268.2557 | 574.6099 | 268.2557 | 574.6099
7175 | 287.2477 | 578.0389 | 287.2477 | 578.0389
7176 | 287.8362 | 563.5691 | 287.8362 | 563.5691
7177 | 276.0746 | 549.7875 | 276.0746 | 549.7875
7178 | 274.6661 | 545.4619 | 274.6661 | 545.4619
7179 | 274.2556 | 537.6132 | 274.2556 | 537.6132
7180 | 275.2046 | 527.7174 | 275.2046 | 527.7174
7181 | 279.3845 | 519.5183 | 279.3845 | 519.5183
7182 | 278.234 | 507.5742 | 278.234 | 507.5742
7183 | 267.0597 | 498.2921 | 267.0597 | 498.2921
7184 | 267.8631 | 488.5102 | 267.8631 | 488.5102
7185 | 277.3218 | 479.3299 | 277.3218 | 479.3299
7186 | 271.1054 | 464.76 | 271.1054 | 464.76
7187 | 253.2535 | 454.6546 | 253.2535 | 454.6546
7188 | 237.1549 | 455.109 | 237.1549 | 455.109
7189 | 227.5064 | 466.0616 | 227.5064 | 466.0616
7190 | 220.9406 | 483.0866 | 220.9406 | 483.0866
7191 | 218.8275 | 495.2961 | 218.8275 | 495.2961
7192 | 216.0772 | 517.7753 | 216.0772 | 517.7753
7193 | 210.0661 | 564.2415 | 210.0661 | 564.2415
7194 | 213.0959 | 578.063 | 213.0959 | 578.063
7195 | 228.5403 | 582.5713 | 228.5403 | 582.5713
7196 | 247.9119 | 580.4718 | 247.9119 | 580.4718
7197 | 263.5041 | 581.8964 | 263.5041 | 581.8964
7198 | 274.6243 | 584.2635 | 274.6243 | 584.2635
7199 | 296.9292 | 580.5182 | 296.9292 | 580.5182
7200 | 293.9919 | 546.7765 | 293.9919 | 546.7765
7201 | 279.7982 | 511.7185 | 279.7982 | 511.7185
7202 | 277.1707 | 481.6149 | 277.1707 | 481.6149
7203 | 278.3755 | 457.9231 | 278.3755 | 457.9231
7204 | 277.1524 | 446.3568 | 277.1524 | 446.3568
7205 | 282.6222 | 443.7494 | 282.6222 | 443.7494
7206 | 280.7812 | 437.942 | 280.7812 | 437.942
7207 | 272.698 | 432.4932 | 272.698 | 432.4932
7208 | 270.1645 | 421.3222 | 270.1645 | 421.3222
7209 | 278.0879 | 413.4256 | 278.0879 | 413.4256
7210 | 274.5824 | 401.0888 | 274.5824 | 401.0888
7211 | 253.1258 | 395.5376 | 253.1258 | 395.5376
7212 | 236.1131 | 401.0034 | 236.1131 | 401.0034
7213 | 224.7557 | 421.7327 | 224.7557 | 421.7327
7214 | 219.4467 | 455.9195 | 219.4467 | 455.9195
7215 | 216.5938 | 471.171 | 216.5938 | 471.171
7216 | 214.547 | 493.4744 | 214.547 | 493.4744
7217 | 209.6274 | 529.2672 | 209.6274 | 529.2672
7218 | 213.7997 | 532.8901 | 213.7997 | 532.8901
7219 | 233.7387 | 531.7891 | 233.7387 | 531.7891
7220 | 260.4642 | 529.2676 | 260.4642 | 529.2676
7221 | 277.7563 | 529.7602 | 277.7563 | 529.7602
7222 | 288.5408 | 529.1204 | 288.5408 | 529.1204
7223 | 311.6081 | 530.6327 | 311.6081 | 530.6327
7224 | 307.6118 | 510.1669 | 307.6118 | 510.1669
7225 | 292.4119 | 482.6699 | 292.4119 | 482.6699
7226 | 289.2411 | 458.6152 | 289.2411 | 458.6152
7227 | 288.7542 | 434.431 | 288.7542 | 434.431
7228 | 290.9374 | 415.4971 | 290.9374 | 415.4971
7229 | 295.7495 | 397.8379 | 295.7495 | 397.8379
7230 | 292.3015 | 378.5965 | 292.3015 | 378.5965
7231 | 275.7683 | 367.2395 | 275.7683 | 367.2395
7232 | 272.8074 | 350.6174 | 272.8074 | 350.6174
7233 | 280.7414 | 334.4388 | 280.7414 | 334.4388
7234 | 274.2117 | 314.2773 | 274.2117 | 314.2773
7235 | 254.1586 | 301.9914 | 254.1586 | 301.9914
7236 | 235.9221 | 306.7715 | 235.9221 | 306.7715
7237 | 223.4278 | 321.3639 | 223.4278 | 321.3639
7238 | 218.0775 | 331.3729 | 218.0775 | 331.3729
7239 | 215.5918 | 330.0429 | 215.5918 | 330.0429
7240 | 212.6082 | 346.5436 | 212.6082 | 346.5436
7241 | 207.2191 | 383.5848 | 207.2191 | 383.5848
7242 | 212.9283 | 388.2627 | 212.9283 | 388.2627
7243 | 227.7142 | 386.6166 | 227.7142 | 386.6166
7244 | 253.9188 | 384.1128 | 253.9188 | 384.1128
7245 | 269.3522 | 385.9241 | 269.3522 | 385.9241
7246 | 283.5564 | 386.6207 | 283.5564 | 386.6207
7247 | 303.1195 | 390.1728 | 303.1195 | 390.1728
7248 | 304.4668 | 371.6236 | 304.4668 | 371.6236
7249 | 285.051 | 340.4164 | 285.051 | 340.4164
7250 | 281.3163 | 308.1148 | 281.3163 | 308.1148
7251 | 282.1324 | 286.3396 | 282.1324 | 286.3396
7252 | 283.4579 | 285.4644 | 283.4579 | 285.4644
7253 | 289.4499 | 291.3148 | 289.4499 | 291.3148
7254 | 286.7088 | 295.9347 | 286.7088 | 295.9347
7255 | 277.0444 | 297.9766 | 277.0444 | 297.9766
7256 | 271.3921 | 287.1748 | 271.3921 | 287.1748
7257 | 278.9945 | 283.7797 | 278.9945 | 283.7797
7258 | 275.0432 | 287.1453 | 275.0432 | 287.1453
7259 | 255.7532 | 302.009 | 255.7532 | 302.009
7260 | 236.1841 | 113.9952 | 236.1841 | 113.9952
7261 | 224.2132 | 122.4588 | 224.2132 | 122.4588
7262 | 218.2214 | 130.1883 | 218.2214 | 130.1883
7263 | 216.7554 | 138.6098 | 216.7554 | 138.6098
7264 | 213.0388 | 159.6406 | 213.0388 | 159.6406
7265 | 205.9654 | 198.682 | 205.9654 | 198.682
7266 | 213.0828 | 204.6258 | 213.0828 | 204.6258
7267 | 231.3752 | 205.7692 | 231.3752 | 205.7692
7268 | 256.6764 | 200.1112 | 256.6764 | 200.1112
7269 | 272.9949 | 195.5787 | 272.9949 | 195.5787
7270 | 285.5372 | 188.5655 | 285.5372 | 188.5655
7271 | 308.609 | 183.1459 | 308.609 | 183.1459
7272 | 307.9664 | 171.9014 | 307.9664 | 171.9014
7273 | 290.1647 | 161.8629 | 290.1647 | 161.8629
7274 | 286.9149 | 160.7903 | 286.9149 | 160.7903
7275 | 286.614 | 162.7548 | 286.614 | 162.7548
7276 | 285.5442 | 170.0353 | 285.5442 | 170.0353
7277 | 287.5715 | 175.2533 | 287.5715 | 175.2533
7278 | 286.0023 | 172.6154 | 286.0023 | 172.6154
7279 | 273.7186 | 170.7556 | 273.7186 | 170.7556
7280 | 267.6686 | 165.559 | 267.6686 | 165.559
7281 | 274.1316 | 164.2877 | 274.1316 | 164.2877
7282 | 270.694 | 155.2492 | 270.694 | 155.2492
7283 | 256.6379 | 147.206 | 256.6379 | 147.206
7284 | 239.7064 | 147.1205 | 239.7064 | 147.1205
7285 | 227.1176 | 149.6382 | 227.1176 | 149.6382
7286 | 219.3063 | 152.4546 | 219.3063 | 152.4546
7287 | 215.9536 | 155.2162 | 215.9536 | 155.2162
7288 | 212.1222 | 170.2953 | 212.1222 | 170.2953
7289 | 207.4814 | 205.7482 | 207.4814 | 205.7482
7290 | 211.6991 | 210.7642 | 211.6991 | 210.7642
7291 | 226.7906 | 213.2029 | 226.7906 | 213.2029
7292 | 247.7461 | 210.7717 | 247.7461 | 210.7717
7293 | 264.2083 | 210.9247 | 264.2083 | 210.9247
7294 | 274.4524 | 207.8093 | 274.4524 | 207.8093
7295 | 293.979 | 205.1029 | 293.979 | 205.1029
7296 | 294.8708 | 190.3809 | 294.8708 | 190.3809
7297 | 281.3094 | 171.9691 | 281.3094 | 171.9691
7298 | 276.6769 | 160.6678 | 276.6769 | 160.6678
7299 | 275.5741 | 150.6939 | 275.5741 | 150.6939
7300 | 274.433 | 150.7215 | 274.433 | 150.7215
7301 | 279.1355 | 150.8455 | 279.1355 | 150.8455
7302 | 275.4709 | 143.1953 | 275.4709 | 143.1953
7303 | 265.7179 | 135.6115 | 265.7179 | 135.6115
7304 | 261.7783 | 125.5368 | 261.7783 | 125.5368
7305 | 269.7834 | 120.391 | 269.7834 | 120.391
7306 | 266.6862 | 109.5204 | 266.6862 | 109.5204
7307 | 253.4559 | 101.0862 | 253.4559 | 101.0862
7308 | 237.7494 | 100.3822 | 237.7494 | 100.3822
7309 | 224.8337 | 101.8788 | 224.8337 | 101.8788
7310 | 219.3615 | 105.1678 | 219.3615 | 105.1678
7311 | 215.4257 | 109.0965 | 215.4257 | 109.0965
7312 | 210.5052 | 125.6342 | 210.5052 | 125.6342
7313 | 205.2698 | 162.9194 | 205.2698 | 162.9194
7314 | 207.0917 | 169.0323 | 207.0917 | 169.0323
7315 | 218.215 | 171.3135 | 218.215 | 171.3135
7316 | 235.5572 | 168.0479 | 235.5572 | 168.0479
7317 | 249.2715 | 166.643 | 249.2715 | 166.643
7318 | 261.6831 | 161.8879 | 261.6831 | 161.8879
7319 | 280.6819 | 160.5528 | 280.6819 | 160.5528
7320 | 282.6093 | 154.554 | 282.6093 | 154.554
7321 | 271.9503 | 146.8845 | 271.9503 | 146.8845
7322 | 267.0899 | 142.9411 | 267.0899 | 142.9411
7323 | 263.9278 | 139.7883 | 263.9278 | 139.7883
7324 | 265.8541 | 143.4277 | 265.8541 | 143.4277
7325 | 270.4656 | 145.9675 | 270.4656 | 145.9675
7326 | 267.9954 | 142.0983 | 267.9954 | 142.0983
7327 | 260.5903 | 139.6551 | 260.5903 | 139.6551
7328 | 258.3662 | 133.5015 | 258.3662 | 133.5015
7329 | 267.137 | 129.9429 | 267.137 | 129.9429
7330 | 263.5984 | 118.7222 | 263.5984 | 118.7222
7331 | 248.8323 | 110.5681 | 248.8323 | 110.5681
7332 | 235.2465 | 111.848 | 235.2465 | 111.848
7333 | 224.3319 | 115.8711 | 224.3319 | 115.8711
7334 | 217.6591 | 120.4205 | 217.6591 | 120.4205
7335 | 214.9805 | 125.9362 | 214.9805 | 125.9362
7336 | 210.9086 | 143.962 | 210.9086 | 143.962
7337 | 204.8876 | 181.6497 | 204.8876 | 181.6497
7338 | 206.9196 | 188.5328 | 206.9196 | 188.5328
7339 | 218.7719 | 192.2612 | 218.7719 | 192.2612
7340 | 237.5383 | 190.145 | 237.5383 | 190.145
7341 | 251.7848 | 189.0085 | 251.7848 | 189.0085
7342 | 264.0208 | 183.7983 | 264.0208 | 183.7983
7343 | 284.5715 | 180.7594 | 284.5715 | 180.7594
7344 | 283.4345 | 171.3646 | 283.4345 | 171.3646
7345 | 271.031 | 159.1379 | 271.031 | 159.1379
7346 | 268.6216 | 151.2968 | 268.6216 | 151.2968
7347 | 267.2594 | 146.3643 | 267.2594 | 146.3643
7348 | 271.064 | 150.1613 | 271.064 | 150.1613
7349 | 275.4672 | 153.9673 | 275.4672 | 153.9673
7350 | 268.6353 | 149.573 | 268.6353 | 149.573
7351 | 260.3613 | 144.7024 | 260.3613 | 144.7024
7352 | 257.2796 | 136.9558 | 257.2796 | 136.9558
7353 | 265.9908 | 132.1369 | 265.9908 | 132.1369
7354 | 264.5692 | 121.1437 | 264.5692 | 121.1437
7355 | 248.6365 | 113.1822 | 248.6365 | 113.1822
7356 | 233.9141 | 114.9113 | 233.9141 | 114.9113
7357 | 222.1638 | 119.7805 | 222.1638 | 119.7805
7358 | 215.9888 | 124.5108 | 215.9888 | 124.5108
7359 | 212.6224 | 127.8034 | 212.6224 | 127.8034
7360 | 208.4361 | 144.8197 | 208.4361 | 144.8197
7361 | 203.1556 | 183.9545 | 203.1556 | 183.9545
7362 | 208.0051 | 191.0769 | 208.0051 | 191.0769
7363 | 223.0809 | 194.0642 | 223.0809 | 194.0642
7364 | 247.4131 | 191.878 | 247.4131 | 191.878
7365 | 260.3045 | 191.3308 | 260.3045 | 191.3308
7366 | 275.6929 | 186.4065 | 275.6929 | 186.4065
7367 | 299.5848 | 182.9008 | 299.5848 | 182.9008
7368 | 296.9519 | 175.2449 | 296.9519 | 175.2449
7369 | 280.8368 | 167.552 | 280.8368 | 167.552
7370 | 277.6237 | 163.9645 | 277.6237 | 163.9645
7371 | 277.1203 | 160.52 | 277.1203 | 160.52
7372 | 280.7733 | 163.2434 | 280.7733 | 163.2434
7373 | 283.3994 | 164.587 | 283.3994 | 164.587
7374 | 280.2574 | 158.553 | 280.2574 | 158.553
7375 | 269.7487 | 153.5483 | 269.7487 | 153.5483
7376 | 265.7467 | 145.7725 | 265.7467 | 145.7725
7377 | 273.6992 | 142.1906 | 273.6992 | 142.1906
7378 | 270.8954 | 131.8859 | 270.8954 | 131.8859
7379 | 250.8882 | 123.9886 | 250.8882 | 123.9886
7380 | 236.8501 | 125.2042 | 236.8501 | 125.2042
7381 | 223.7797 | 129.4024 | 223.7797 | 129.4024
7382 | 217.3181 | 134.6987 | 217.3181 | 134.6987
7383 | 214.884 | 140.4887 | 214.884 | 140.4887
7384 | 210.7348 | 158.9812 | 210.7348 | 158.9812
7385 | 205.064 | 198.5478 | 205.064 | 198.5478
7386 | 211.7865 | 205.6702 | 211.7865 | 205.6702
7387 | 228.7656 | 207.6889 | 228.7656 | 207.6889
7388 | 257.464 | 202.9878 | 257.464 | 202.9878
7389 | 275.2488 | 200.4859 | 275.2488 | 200.4859
7390 | 283.7895 | 194.7506 | 283.7895 | 194.7506
7391 | 306.7646 | 190.2529 | 306.7646 | 190.2529
7392 | 302.2366 | 179.7845 | 302.2366 | 179.7845
7393 | 285.8766 | 167.9838 | 285.8766 | 167.9838
7394 | 282.4326 | 163.276 | 282.4326 | 163.276
7395 | 284.2442 | 160.1699 | 284.2442 | 160.1699
7396 | 285.5038 | 163.9494 | 285.5038 | 163.9494
7397 | 291.8251 | 163.3499 | 291.8251 | 163.3499
7398 | 286.8943 | 157.2693 | 286.8943 | 157.2693
7399 | 272.3832 | 151.8911 | 272.3832 | 151.8911
7400 | 269.3766 | 143.5027 | 269.3766 | 143.5027
7401 | 274.8658 | 137.5692 | 274.8658 | 137.5692
7402 | 270.2767 | 124.5455 | 270.2767 | 124.5455
7403 | 251.0416 | 114.0399 | 251.0416 | 114.0399
7404 | 237.0823 | 112.9274 | 237.0823 | 112.9274
7405 | 226.9737 | 116.5246 | 226.9737 | 116.5246
7406 | 220.6281 | 122.3052 | 220.6281 | 122.3052
7407 | 215.7312 | 125.1135 | 215.7312 | 125.1135
7408 | 211.2433 | 141.4354 | 211.2433 | 141.4354
7409 | 205.9826 | 178.6388 | 205.9826 | 178.6388
7410 | 213.6133 | 184.5592 | 213.6133 | 184.5592
7411 | 230.3598 | 187.0447 | 230.3598 | 187.0447
7412 | 258.6468 | 184.1641 | 258.6468 | 184.1641
7413 | 276.7926 | 183.9029 | 276.7926 | 183.9029
7414 | 290.0525 | 179.8305 | 290.0525 | 179.8305
7415 | 310.7237 | 174.7902 | 310.7237 | 174.7902
7416 | 308.1979 | 163.4582 | 308.1979 | 163.4582
7417 | 288.4856 | 151.745 | 288.4856 | 151.745
7418 | 286.615 | 143.5246 | 286.615 | 143.5246
7419 | 284.9888 | 140.8152 | 284.9888 | 140.8152
7420 | 285.0432 | 145.8026 | 285.0432 | 145.8026
7421 | 290.0846 | 148.7683 | 290.0846 | 148.7683
7422 | 286.9856 | 144.1231 | 286.9856 | 144.1231
7423 | 272.7773 | 139.7602 | 272.7773 | 139.7602
7424 | 267.4219 | 131.1383 | 267.4219 | 131.1383
7425 | 273.3562 | 126.4419 | 273.3562 | 126.4419
7426 | 270.6224 | 115.3321 | 270.6224 | 115.3321
7427 | 253.3379 | 106.8395 | 253.3379 | 106.8395
7428 | 235.3707 | 107.7751 | 235.3707 | 107.7751
7429 | 224.6545 | 113.6596 | 224.6545 | 113.6596
7430 | 220.0132 | 122.5269 | 220.0132 | 122.5269
7431 | 216.0717 | 126.3797 | 216.0717 | 126.3797
7432 | 211.5678 | 141.3887 | 211.5678 | 141.3887
7433 | 207.6037 | 176.6841 | 207.6037 | 176.6841
7434 | 214.7678 | 181.0232 | 214.7678 | 181.0232
7435 | 231.0253 | 181.4489 | 231.0253 | 181.4489
7436 | 258.0597 | 176.8762 | 258.0597 | 176.8762
7437 | 276.4024 | 175.7747 | 276.4024 | 175.7747
7438 | 289.8623 | 171.8307 | 289.8623 | 171.8307
7439 | 307.3037 | 170.0755 | 307.3037 | 170.0755
7440 | 301.9698 | 164.3685 | 301.9698 | 164.3685
7441 | 282.7194 | 157.4575 | 282.7194 | 157.4575
7442 | 281.4059 | 154.1151 | 281.4059 | 154.1151
7443 | 284.1538 | 150.9739 | 284.1538 | 150.9739
7444 | 284.7571 | 153.4406 | 284.7571 | 153.4406
7445 | 285.4594 | 154.4457 | 285.4594 | 154.4457
7446 | 286.3473 | 147.91 | 286.3473 | 147.91
7447 | 271.4356 | 142.6427 | 271.4356 | 142.6427
7448 | 266.1342 | 134.1025 | 266.1342 | 134.1025
7449 | 271.4215 | 129.587 | 271.4215 | 129.587
7450 | 268.64 | 119.0723 | 268.64 | 119.0723
7451 | 253.7685 | 111.2683 | 253.7685 | 111.2683
7452 | 237.7821 | 112.093 | 237.7821 | 112.093
7453 | 226.6707 | 116.3087 | 226.6707 | 116.3087
7454 | 220.5964 | 123.3672 | 220.5964 | 123.3672
7455 | 216.6381 | 128.5678 | 216.6381 | 128.5678
7456 | 210.6088 | 143.8511 | 210.6088 | 143.8511
7457 | 207.0157 | 178.2771 | 207.0157 | 178.2771
7458 | 210.4435 | 181.6301 | 210.4435 | 181.6301
7459 | 224.5237 | 182.1491 | 224.5237 | 182.1491
7460 | 246.4321 | 177.6698 | 246.4321 | 177.6698
7461 | 264.1148 | 175.2437 | 264.1148 | 175.2437
7462 | 278.2072 | 169.6134 | 278.2072 | 169.6134
7463 | 297.9511 | 164.3922 | 297.9511 | 164.3922
7464 | 295.2689 | 153.387 | 295.2689 | 153.387
7465 | 279.4908 | 141.7555 | 279.4908 | 141.7555
7466 | 277.2562 | 137.0652 | 277.2562 | 137.0652
7467 | 277.9227 | 133.7315 | 277.9227 | 133.7315
7468 | 278.8331 | 135.1829 | 278.8331 | 135.1829
7469 | 281.6808 | 133.9124 | 281.6808 | 133.9124
7470 | 277.3742 | 124.5584 | 277.3742 | 124.5584
7471 | 266.4331 | 116.3677 | 266.4331 | 116.3677
7472 | 259.8361 | 105.5636 | 259.8361 | 105.5636
7473 | 265.4416 | 98.8774 | 265.4416 | 98.8774
7474 | 268.4188 | 86.2563 | 268.4188 | 86.2563
7475 | 255.6149 | 77.3028 | 255.6149 | 77.3028
7476 | 240.4541 | 82.2879 | 240.4541 | 82.2879
7477 | 227.5814 | 94.9059 | 227.5814 | 94.9059
7478 | 221.001 | 105.5179 | 221.001 | 105.5179
7479 | 216.2685 | 109.6858 | 216.2685 | 109.6858
7480 | 209.4962 | 124.4556 | 209.4962 | 124.4556
7481 | 204.5696 | 159.7977 | 204.5696 | 159.7977
7482 | 208.0756 | 164.4285 | 208.0756 | 164.4285
7483 | 219.3666 | 165.2802 | 219.3666 | 165.2802
7484 | 237.1736 | 159.8206 | 237.1736 | 159.8206
7485 | 252.4426 | 155.9591 | 252.4426 | 155.9591
7486 | 265.0714 | 148.5433 | 265.0714 | 148.5433
7487 | 283.9808 | 142.1142 | 283.9808 | 142.1142
7488 | 283.8269 | 130.6539 | 283.8269 | 130.6539
7489 | 273.7204 | 120.4578 | 273.7204 | 120.4578
7490 | 271.2708 | 112.9025 | 271.2708 | 112.9025
7491 | 271.6264 | 98.6574 | 271.6264 | 98.6574
7492 | 273.8481 | 90.8311 | 273.8481 | 90.8311
7493 | 276.7041 | 91.1653 | 276.7041 | 91.1653
7494 | 273.6355 | 85.9015 | 273.6355 | 85.9015
7495 | 264.7083 | 81.4803 | 264.7083 | 81.4803
7496 | 260.9334 | 74.4631 | 260.9334 | 74.4631
7497 | 265.3349 | 70.1342 | 265.3349 | 70.1342
7498 | 267.3468 | 59.4504 | 267.3468 | 59.4504
7499 | 255.1504 | 52.4166 | 255.1504 | 52.4166
7500 | 239.3582 | 56.7423 | 239.3582 | 56.7423
7501 | 228.2244 | 69.197 | 228.2244 | 69.197
7502 | 222.3848 | 85.4806 | 222.3848 | 85.4806
7503 | 219.8944 | 94.6957 | 219.8944 | 94.6957
7504 | 210.3797 | 115.8023 | 210.3797 | 115.8023
7505 | 206.3111 | 156.7051 | 206.3111 | 156.7051
7506 | 210.2358 | 164.5394 | 210.2358 | 164.5394
7507 | 220.7972 | 167.7892 | 220.7972 | 167.7892
7508 | 239.1229 | 165.2529 | 239.1229 | 165.2529
7509 | 253.3094 | 165.1609 | 253.3094 | 165.1609
7510 | 266.1931 | 160.54 | 266.1931 | 160.54
7511 | 286.543 | 157.787 | 286.543 | 157.787
7512 | 286.3375 | 150.3878 | 286.3375 | 150.3878
7513 | 274.192 | 141.7788 | 274.192 | 141.7788
7514 | 271.2974 | 137.7771 | 271.2974 | 137.7771
7515 | 268.1748 | 135.2311 | 268.1748 | 135.2311
7516 | 269.1041 | 138.9231 | 269.1041 | 138.9231
7517 | 273.1692 | 142.6357 | 273.1692 | 142.6357
7518 | 267.711 | 139.5193 | 267.711 | 139.5193
7519 | 255.9608 | 137.3445 | 255.9608 | 137.3445
7520 | 253.7999 | 130.7766 | 253.7999 | 130.7766
7521 | 259.3766 | 126.5761 | 259.3766 | 126.5761
7522 | 262.475 | 115.5538 | 262.475 | 115.5538
7523 | 251.4731 | 106.9504 | 251.4731 | 106.9504
7524 | 235.7701 | 107.46 | 235.7701 | 107.46
7525 | 224.7126 | 111.4656 | 224.7126 | 111.4656
7526 | 218.3148 | 117.9756 | 218.3148 | 117.9756
7527 | 213.1076 | 123.894 | 213.1076 | 123.894
7528 | 206.0846 | 140.1809 | 206.0846 | 140.1809
7529 | 201.9833 | 176.7716 | 201.9833 | 176.7716
7530 | 207.7087 | 182.2952 | 207.7087 | 182.2952
7531 | 222.9087 | 184.1447 | 222.9087 | 184.1447
7532 | 243.0932 | 180.5581 | 243.0932 | 180.5581
7533 | 258.7812 | 177.6303 | 258.7812 | 177.6303
7534 | 271.6183 | 170.4478 | 271.6183 | 170.4478
7535 | 291.4275 | 164.4389 | 291.4275 | 164.4389
7536 | 287.4485 | 154.2914 | 287.4485 | 154.2914
7537 | 272.15 | 144.9064 | 272.15 | 144.9064
7538 | 273.6528 | 140.6712 | 273.6528 | 140.6712
7539 | 274.1984 | 137.781 | 274.1984 | 137.781
7540 | 272.5244 | 140.1893 | 272.5244 | 140.1893
7541 | 276.5097 | 140.3776 | 276.5097 | 140.3776
7542 | 273.2074 | 132.243 | 273.2074 | 132.243
7543 | 260.6865 | 125.3244 | 260.6865 | 125.3244
7544 | 256.7796 | 116.2299 | 256.7796 | 116.2299
7545 | 260.2481 | 111.055 | 260.2481 | 111.055
7546 | 263.3683 | 99.8635 | 263.3683 | 99.8635
7547 | 250.1256 | 91.2368 | 250.1256 | 91.2368
7548 | 233.1686 | 92.68 | 233.1686 | 92.68
7549 | 221.6472 | 98.5003 | 221.6472 | 98.5003
7550 | 215.0342 | 109.9875 | 215.0342 | 109.9875
7551 | 212.3825 | 116.8745 | 212.3825 | 116.8745
7552 | 203.3958 | 133.4531 | 203.3958 | 133.4531
7553 | 201.7559 | 170.6916 | 201.7559 | 170.6916
7554 | 207.306 | 176.0285 | 207.306 | 176.0285
7555 | 226.0122 | 176.4133 | 226.0122 | 176.4133
7556 | 252.5413 | 170.1135 | 252.5413 | 170.1135
7557 | 271.7862 | 166.1937 | 271.7862 | 166.1937
7558 | 286.2003 | 159.1804 | 286.2003 | 159.1804
7559 | 306.7151 | 155.1087 | 306.7151 | 155.1087
7560 | 301.4692 | 147.8554 | 301.4692 | 147.8554
7561 | 283.4274 | 143.1384 | 283.4274 | 143.1384
7562 | 280.5332 | 145.6777 | 280.5332 | 145.6777
7563 | 283.0983 | 148.9259 | 283.0983 | 148.9259
7564 | 283.773 | 156.2997 | 283.773 | 156.2997
7565 | 288.496 | 160.3508 | 288.496 | 160.3508
7566 | 282.8594 | 156.1782 | 282.8594 | 156.1782
7567 | 267.8113 | 151.9203 | 267.8113 | 151.9203
7568 | 262.1472 | 143.4093 | 262.1472 | 143.4093
7569 | 267.1129 | 138.2986 | 267.1129 | 138.2986
7570 | 266.8598 | 125.9926 | 266.8598 | 125.9926
7571 | 252.3625 | 115.2361 | 252.3625 | 115.2361
7572 | 234.1296 | 113.1783 | 234.1296 | 113.1783
7573 | 222.693 | 115.7135 | 222.693 | 115.7135
7574 | 217.8245 | 123.9915 | 217.8245 | 123.9915
7575 | 212.509 | 129.5306 | 212.509 | 129.5306
7576 | 205.488 | 144.633 | 205.488 | 144.633
7577 | 201.5561 | 181.7781 | 201.5561 | 181.7781
7578 | 209.6229 | 189.4431 | 209.6229 | 189.4431
7579 | 226.6118 | 192.4595 | 226.6118 | 192.4595
7580 | 252.6976 | 188.8146 | 252.6976 | 188.8146
7581 | 270.9213 | 184.5389 | 270.9213 | 184.5389
7582 | 284.2063 | 177.0647 | 284.2063 | 177.0647
7583 | 302.9638 | 168.3133 | 302.9638 | 168.3133
7584 | 300.843 | 153.0136 | 300.843 | 153.0136
7585 | 280.3561 | 144.072 | 280.3561 | 144.072
7586 | 279.5097 | 142.6726 | 279.5097 | 142.6726
7587 | 280.9929 | 141.848 | 280.9929 | 141.848
7588 | 282.1053 | 146.5144 | 282.1053 | 146.5144
7589 | 287.7024 | 149.5794 | 287.7024 | 149.5794
7590 | 285.0819 | 144.9983 | 285.0819 | 144.9983
7591 | 270.3766 | 140.3845 | 270.3766 | 140.3845
7592 | 263.5192 | 131.3951 | 263.5192 | 131.3951
7593 | 268.2333 | 125.8818 | 268.2333 | 125.8818
7594 | 268.6023 | 114.416 | 268.6023 | 114.416
7595 | 253.3312 | 105.6842 | 253.3312 | 105.6842
7596 | 238.7127 | 105.8554 | 238.7127 | 105.8554
7597 | 224.6745 | 111.1389 | 224.6745 | 111.1389
7598 | 220.242 | 123.268 | 220.242 | 123.268
7599 | 215.5834 | 130.7851 | 215.5834 | 130.7851
7600 | 208.2503 | 146.1909 | 208.2503 | 146.1909
7601 | 204.3553 | 182.3441 | 204.3553 | 182.3441
7602 | 211.3062 | 187.6693 | 211.3062 | 187.6693
7603 | 228.0416 | 189.5771 | 228.0416 | 189.5771
7604 | 252.0464 | 185.3953 | 252.0464 | 185.3953
7605 | 273.0439 | 182.7767 | 273.0439 | 182.7767
7606 | 286.058 | 175.7693 | 286.058 | 175.7693
7607 | 305.3707 | 166.9654 | 305.3707 | 166.9654
7608 | 300.8049 | 154.4315 | 300.8049 | 154.4315
7609 | 282.8771 | 146.4293 | 282.8771 | 146.4293
7610 | 277.6233 | 146.4829 | 277.6233 | 146.4829
7611 | 280.0564 | 149.1301 | 280.0564 | 149.1301
7612 | 280.1689 | 156.1538 | 280.1689 | 156.1538
7613 | 281.6743 | 160.1524 | 281.6743 | 160.1524
7614 | 278.3001 | 154.6144 | 278.3001 | 154.6144
7615 | 265.716 | 148.9386 | 265.716 | 148.9386
7616 | 257.7093 | 139.0156 | 257.7093 | 139.0156
7617 | 260.2435 | 132.1077 | 260.2435 | 132.1077
7618 | 263.5391 | 119.014 | 263.5391 | 119.014
7619 | 251.1821 | 108.6367 | 251.1821 | 108.6367
7620 | 236.9246 | 107.4367 | 236.9246 | 107.4367
7621 | 225.0945 | 109.7443 | 225.0945 | 109.7443
7622 | 216.7693 | 114.5505 | 216.7693 | 114.5505
7623 | 214.6772 | 118.0823 | 214.6772 | 118.0823
7624 | 205.7221 | 132.5896 | 205.7221 | 132.5896
7625 | 203.1152 | 166.9747 | 203.1152 | 166.9747
7626 | 209.0208 | 170.6369 | 209.0208 | 170.6369
7627 | 222.5621 | 171.0918 | 222.5621 | 171.0918
7628 | 243.0398 | 166.0057 | 243.0398 | 166.0057
7629 | 259.9095 | 162.9494 | 259.9095 | 162.9494
7630 | 273.054 | 156.5255 | 273.054 | 156.5255
7631 | 290.2591 | 153.1132 | 290.2591 | 153.1132
7632 | 290.1768 | 146.5076 | 290.1768 | 146.5076
7633 | 275.8121 | 140.1567 | 275.8121 | 140.1567
7634 | 270.561 | 139.1308 | 270.561 | 139.1308
7635 | 270.0592 | 139.6191 | 270.0592 | 139.6191
7636 | 270.8969 | 146.2577 | 270.8969 | 146.2577
7637 | 272.0722 | 150.6647 | 272.0722 | 150.6647
7638 | 267.7618 | 146.1887 | 267.7618 | 146.1887
7639 | 257.6422 | 141.9366 | 257.6422 | 141.9366
7640 | 251.4095 | 133.945 | 251.4095 | 133.945
7641 | 256.4258 | 128.3791 | 256.4258 | 128.3791
7642 | 258.895 | 115.8922 | 258.895 | 115.8922
7643 | 246.5781 | 106.0401 | 246.5781 | 106.0401
7644 | 232.7918 | 105.9721 | 232.7918 | 105.9721
7645 | 219.8439 | 109.5809 | 219.8439 | 109.5809
7646 | 212.7956 | 114.4863 | 212.7956 | 114.4863
7647 | 208.8122 | 119.5353 | 208.8122 | 119.5353
7648 | 200.6238 | 135.7054 | 200.6238 | 135.7054
7649 | 197.3244 | 171.6894 | 197.3244 | 171.6894
7650 | 200.9748 | 176.4778 | 200.9748 | 176.4778
7651 | 212.2614 | 177.8721 | 212.2614 | 177.8721
7652 | 228.2502 | 173.3461 | 228.2502 | 173.3461
7653 | 243.643 | 170.5874 | 243.643 | 170.5874
7654 | 257.0063 | 164.2394 | 257.0063 | 164.2394
7655 | 275.1195 | 160.0335 | 275.1195 | 160.0335
7656 | 275.968 | 152.3892 | 275.968 | 152.3892
7657 | 264.1834 | 144.4688 | 264.1834 | 144.4688
7658 | 262.8898 | 141.4356 | 262.8898 | 141.4356
7659 | 261.6194 | 139.1289 | 261.6194 | 139.1289
7660 | 264.1205 | 142.6867 | 264.1205 | 142.6867
7661 | 264.2462 | 142.5832 | 264.2462 | 142.5832
7662 | 259.3124 | 133.3167 | 259.3124 | 133.3167
7663 | 253.0741 | 123.5914 | 253.0741 | 123.5914
7664 | 248.8897 | 111.1127 | 248.8897 | 111.1127
7665 | 250.6776 | 103.1078 | 250.6776 | 103.1078
7666 | 254.2938 | 89.804 | 254.2938 | 89.804
7667 | 244.757 | 80.1328 | 244.757 | 80.1328
7668 | 232.5063 | 80.6132 | 232.5063 | 80.6132
7669 | 221.5425 | 86.5386 | 221.5425 | 86.5386
7670 | 213.6879 | 99.1811 | 213.6879 | 99.1811
7671 | 209.9396 | 109.4057 | 209.9396 | 109.4057
7672 | 201.5826 | 129.6312 | 201.5826 | 129.6312
7673 | 197.0771 | 172.7805 | 197.0771 | 172.7805
7674 | 200.4581 | 179.1677 | 200.4581 | 179.1677
7675 | 207.9899 | 179.5584 | 207.9899 | 179.5584
7676 | 221.9962 | 175.6509 | 221.9962 | 175.6509
7677 | 236.8403 | 172.3146 | 236.8403 | 172.3146
7678 | 252.7955 | 164.5545 | 252.7955 | 164.5545
7679 | 270.7416 | 158.0437 | 270.7416 | 158.0437
7680 | 272.3107 | 148.1822 | 272.3107 | 148.1822
7681 | 264.0704 | 137.7644 | 264.0704 | 137.7644
7682 | 261.3243 | 133.6109 | 261.3243 | 133.6109
7683 | 258.6408 | 129.6821 | 258.6408 | 129.6821
7684 | 259.9875 | 131.6761 | 259.9875 | 131.6761
7685 | 264.895 | 130.9249 | 264.895 | 130.9249
7686 | 259.2045 | 121.9735 | 259.2045 | 121.9735
7687 | 251.4355 | 113.2401 | 251.4355 | 113.2401
7688 | 247.3073 | 101.66 | 247.3073 | 101.66
7689 | 251.886 | 94.0694 | 251.886 | 94.0694
7690 | 255.2865 | 80.6664 | 255.2865 | 80.6664
7691 | 244.9632 | 70.7851 | 244.9632 | 70.7851
7692 | 229.7943 | 71.2831 | 229.7943 | 71.2831
7693 | 218.5242 | 77.2259 | 218.5242 | 77.2259
7694 | 212.2366 | 88.9816 | 212.2366 | 88.9816
7695 | 206.8577 | 98.4476 | 206.8577 | 98.4476
7696 | 198.9434 | 118.6089 | 198.9434 | 118.6089
7697 | 197.1031 | 161.2331 | 197.1031 | 161.2331
7698 | 200.9445 | 172.2766 | 200.9445 | 172.2766
7699 | 211.784 | 172.4747 | 211.784 | 172.4747
7700 | 230.7627 | 164.4886 | 230.7627 | 164.4886
7701 | 243.564 | 162.5643 | 243.564 | 162.5643
7702 | 259.0783 | 158.1418 | 259.0783 | 158.1418
7703 | 278.8305 | 154.0701 | 278.8305 | 154.0701
7704 | 278.7152 | 143.8235 | 278.7152 | 143.8235
7705 | 265.7772 | 131.661 | 265.7772 | 131.661
7706 | 261.3224 | 121.3282 | 261.3224 | 121.3282
7707 | 266.2578 | 108.7053 | 266.2578 | 108.7053
7708 | 266.9473 | 107.7293 | 266.9473 | 107.7293
7709 | 269.9437 | 107.8825 | 269.9437 | 107.8825
7710 | 264.5414 | 100.0514 | 264.5414 | 100.0514
7711 | 255.3859 | 92.3859 | 255.3859 | 92.3859
7712 | 251.1792 | 81.6576 | 251.1792 | 81.6576
7713 | 252.7657 | 75.3974 | 252.7657 | 75.3974
7714 | 258.1022 | 63.1731 | 258.1022 | 63.1731
7715 | 246.321 | 55.0715 | 246.321 | 55.0715
7716 | 231.0216 | 57.3375 | 231.0216 | 57.3375
7717 | 218.4554 | 65.0541 | 218.4554 | 65.0541
7718 | 212.5381 | 78.5136 | 212.5381 | 78.5136
7719 | 206.0782 | 89.1525 | 206.0782 | 89.1525
7720 | 198.5676 | 107.8317 | 198.5676 | 107.8317
7721 | 196.7238 | 147.3516 | 196.7238 | 147.3516
7722 | 200.7268 | 156.8547 | 200.7268 | 156.8547
7723 | 216.6101 | 161.855 | 216.6101 | 161.855
7724 | 241.1253 | 159.3713 | 241.1253 | 159.3713
7725 | 256.9242 | 155.8249 | 256.9242 | 155.8249
7726 | 272.3002 | 145.4682 | 272.3002 | 145.4682
7727 | 294.4506 | 132.2356 | 294.4506 | 132.2356
7728 | 292.0681 | 119.8475 | 292.0681 | 119.8475
7729 | 275.7275 | 107.5216 | 275.7275 | 107.5216
7730 | 272.3558 | 98.0875 | 272.3558 | 98.0875
7731 | 274.1896 | 89.088 | 274.1896 | 89.088
7732 | 276.6107 | 83.6074 | 276.6107 | 83.6074
7733 | 278.8727 | 77.9315 | 278.8727 | 77.9315
7734 | 275.9547 | 67.6789 | 275.9547 | 67.6789
7735 | 262.1222 | 58.683 | 262.1222 | 58.683
7736 | 257.9954 | 47.1203 | 257.9954 | 47.1203
7737 | 259.3648 | 40.3641 | 259.3648 | 40.3641
7738 | 260.487 | 28.2332 | 260.487 | 28.2332
7739 | 246.2964 | 19.7348 | 246.2964 | 19.7348
7740 | 230.5904 | 22.6076 | 230.5904 | 22.6076
7741 | 217.5832 | 33.1309 | 217.5832 | 33.1309
7742 | 211.9319 | 47.4014 | 211.9319 | 47.4014
7743 | 206.8125 | 56.8499 | 206.8125 | 56.8499
7744 | 199.7525 | 74.5372 | 199.7525 | 74.5372
7745 | 196.6921 | 113.8704 | 196.6921 | 113.8704
7746 | 203.1958 | 122.72 | 203.1958 | 122.72
7747 | 219.7342 | 128.1871 | 219.7342 | 128.1871
7748 | 249.0665 | 127.0046 | 249.0665 | 127.0046
7749 | 267.9876 | 124.2343 | 267.9876 | 124.2343
7750 | 282.5423 | 116.0424 | 282.5423 | 116.0424
7751 | 305.3624 | 109.6366 | 305.3624 | 109.6366
7752 | 301.8821 | 101.3156 | 301.8821 | 101.3156
7753 | 283.338 | 93.4243 | 283.338 | 93.4243
7754 | 276.979 | 90.5487 | 276.979 | 90.5487
7755 | 277.9011 | 91.6087 | 277.9011 | 91.6087
7756 | 280.2117 | 100.9373 | 280.2117 | 100.9373
7757 | 281.1565 | 108.2034 | 281.1565 | 108.2034
7758 | 276.4707 | 106.289 | 276.4707 | 106.289
7759 | 262.292 | 102.8772 | 262.292 | 102.8772
7760 | 253.3348 | 94.2379 | 253.3348 | 94.2379
7761 | 257.034 | 89.0221 | 257.034 | 89.0221
7762 | 259.5182 | 78.1515 | 259.5182 | 78.1515
7763 | 245.8191 | 70.2016 | 245.8191 | 70.2016
7764 | 229.3721 | 72.0475 | 229.3721 | 72.0475
7765 | 217.1053 | 78.8072 | 217.1053 | 78.8072
7766 | 211.0937 | 89.6526 | 211.0937 | 89.6526
7767 | 206.0294 | 100.9275 | 206.0294 | 100.9275
7768 | 198.9834 | 120.482 | 198.9834 | 120.482
7769 | 196.3785 | 160.8421 | 196.3785 | 160.8421
7770 | 201.6888 | 170.3802 | 201.6888 | 170.3802
7771 | 218.1014 | 175.8998 | 218.1014 | 175.8998
7772 | 245.1818 | 175.1257 | 245.1818 | 175.1257
7773 | 267.4468 | 175.8623 | 267.4468 | 175.8623
7774 | 282.2765 | 171.3756 | 282.2765 | 171.3756
7775 | 302.4162 | 168.3367 | 302.4162 | 168.3367
7776 | 300.4001 | 161.5852 | 300.4001 | 161.5852
7777 | 282.1775 | 153.5889 | 282.1775 | 153.5889
7778 | 279.813 | 149.4121 | 279.813 | 149.4121
7779 | 278.5826 | 145.0689 | 278.5826 | 145.0689
7780 | 276.0445 | 146.246 | 276.0445 | 146.246
7781 | 279.2578 | 145.5649 | 279.2578 | 145.5649
7782 | 276.8287 | 137.0044 | 276.8287 | 137.0044
7783 | 261.3232 | 128.767 | 261.3232 | 128.767
7784 | 252.0487 | 117.9338 | 252.0487 | 117.9338
7785 | 251.9208 | 111.9886 | 251.9208 | 111.9886
7786 | 254.2019 | 100.9488 | 254.2019 | 100.9488
7787 | 244.5156 | 93.6408 | 244.5156 | 93.6408
7788 | 229.468 | 96.5194 | 229.468 | 96.5194
7789 | 216.6874 | 103.1216 | 216.6874 | 103.1216
7790 | 210.4392 | 111.9656 | 210.4392 | 111.9656
7791 | 204.9818 | 123.4797 | 204.9818 | 123.4797
7792 | 196.5741 | 145.0006 | 196.5741 | 145.0006
7793 | 194.1416 | 184.1704 | 194.1416 | 184.1704
7794 | 199.0427 | 191.1294 | 199.0427 | 191.1294
7795 | 212.1081 | 193.5332 | 212.1081 | 193.5332
7796 | 235.5365 | 189.3281 | 235.5365 | 189.3281
7797 | 253.0939 | 186.2544 | 253.0939 | 186.2544
7798 | 268.8248 | 177.4673 | 268.8248 | 177.4673
7799 | 288.4433 | 171.2425 | 288.4433 | 171.2425
7800 | 287.3495 | 163.3765 | 287.3495 | 163.3765
7801 | 275.3674 | 157.154 | 275.3674 | 157.154
7802 | 272.1018 | 155.1654 | 272.1018 | 155.1654
7803 | 271.7127 | 151.8492 | 271.7127 | 151.8492
7804 | 272.4781 | 153.5339 | 272.4781 | 153.5339
7805 | 273.9427 | 153.1854 | 273.9427 | 153.1854
7806 | 269.1181 | 144.514 | 269.1181 | 144.514
7807 | 257.9194 | 136.125 | 257.9194 | 136.125
7808 | 250.4984 | 124.7724 | 250.4984 | 124.7724
7809 | 250.7714 | 118.3721 | 250.7714 | 118.3721
7810 | 253.7711 | 106.2703 | 253.7711 | 106.2703
7811 | 244.2459 | 97.8478 | 244.2459 | 97.8478
7812 | 230.8154 | 99.6528 | 230.8154 | 99.6528
7813 | 219.3003 | 104.6679 | 219.3003 | 104.6679
7814 | 211.8869 | 112.9634 | 211.8869 | 112.9634
7815 | 205.7821 | 124.5475 | 205.7821 | 124.5475
7816 | 197.893 | 143.04 | 197.893 | 143.04
7817 | 195.1116 | 179.9459 | 195.1116 | 179.9459
7818 | 198.1165 | 183.7832 | 198.1165 | 183.7832
7819 | 208.3008 | 183.9054 | 208.3008 | 183.9054
7820 | 225.8351 | 179.6595 | 225.8351 | 179.6595
7821 | 243.5751 | 177.4144 | 243.5751 | 177.4144
7822 | 259.0034 | 170.7046 | 259.0034 | 170.7046
7823 | 278.0136 | 163.0268 | 278.0136 | 163.0268
7824 | 279.81 | 151.7299 | 279.81 | 151.7299
7825 | 267.4014 | 140.5301 | 267.4014 | 140.5301
7826 | 266.3186 | 135.3672 | 266.3186 | 135.3672
7827 | 265.7737 | 132.1036 | 265.7737 | 132.1036
7828 | 267.8128 | 135.4571 | 267.8128 | 135.4571
7829 | 268.251 | 137.4426 | 268.251 | 137.4426
7830 | 263.2607 | 131.3328 | 263.2607 | 131.3328
7831 | 252.0186 | 124.9743 | 252.0186 | 124.9743
7832 | 247.7851 | 115.5823 | 247.7851 | 115.5823
7833 | 249.2685 | 109.9756 | 249.2685 | 109.9756
7834 | 252.507 | 97.6112 | 252.507 | 97.6112
7835 | 242.9275 | 88.8211 | 242.9275 | 88.8211
7836 | 228.8799 | 89.4124 | 228.8799 | 89.4124
7837 | 217.0863 | 93.8615 | 217.0863 | 93.8615
7838 | 210.061 | 101.9936 | 210.061 | 101.9936
7839 | 204.0407 | 109.5983 | 204.0407 | 109.5983
7840 | 197.6611 | 126.9179 | 197.6611 | 126.9179
7841 | 194.7252 | 164.629 | 194.7252 | 164.629
7842 | 198.2348 | 171.2846 | 198.2348 | 171.2846
7843 | 209.0722 | 173.8868 | 209.0722 | 173.8868
7844 | 227.6696 | 169.7926 | 227.6696 | 169.7926
7845 | 243.157 | 167.9267 | 243.157 | 167.9267
7846 | 257.3871 | 160.4875 | 257.3871 | 160.4875
7847 | 277.3942 | 155.4997 | 277.3942 | 155.4997
7848 | 277.4862 | 147.1669 | 277.4862 | 147.1669
7849 | 266.4429 | 139.0306 | 266.4429 | 139.0306
7850 | 262.6806 | 136.6568 | 262.6806 | 136.6568
7851 | 263.3212 | 137.0166 | 263.3212 | 137.0166
7852 | 267.1085 | 143.0368 | 267.1085 | 143.0368
7853 | 269.4359 | 145.9617 | 269.4359 | 145.9617
7854 | 264.1061 | 140.6221 | 264.1061 | 140.6221
7855 | 257.1267 | 134.6195 | 257.1267 | 134.6195
7856 | 249.8774 | 125.1341 | 249.8774 | 125.1341
7857 | 250.3921 | 118.7572 | 250.3921 | 118.7572
7858 | 254.6224 | 106.0661 | 254.6224 | 106.0661
7859 | 243.5639 | 96.2957 | 243.5639 | 96.2957
7860 | 229.1989 | 95.4108 | 229.1989 | 95.4108
7861 | 216.6606 | 98.1852 | 216.6606 | 98.1852
7862 | 210.2332 | 105.337 | 210.2332 | 105.337
7863 | 204.3605 | 113.5135 | 204.3605 | 113.5135
7864 | 197.6942 | 130.9032 | 197.6942 | 130.9032
7865 | 197.5557 | 169.2737 | 197.5557 | 169.2737
7866 | 201.4006 | 175.3691 | 201.4006 | 175.3691
7867 | 215.0752 | 175.2347 | 215.0752 | 175.2347
7868 | 238.6545 | 168.8356 | 238.6545 | 168.8356
7869 | 254.3813 | 167.209 | 254.3813 | 167.209
7870 | 269.7724 | 163.1249 | 269.7724 | 163.1249
7871 | 291.4286 | 151.3918 | 291.4286 | 151.3918
7872 | 288.2195 | 137.7551 | 288.2195 | 137.7551
7873 | 272.4693 | 123.8304 | 272.4693 | 123.8304
7874 | 267.5196 | 116.7594 | 267.5196 | 116.7594
7875 | 270.2914 | 111.4944 | 270.2914 | 111.4944
7876 | 271.7558 | 112.0938 | 271.7558 | 112.0938
7877 | 276.993 | 110.5841 | 276.993 | 110.5841
7878 | 270.3455 | 100.9558 | 270.3455 | 100.9558
7879 | 258.6781 | 91.7732 | 258.6781 | 91.7732
7880 | 250.8552 | 79.0319 | 250.8552 | 79.0319
7881 | 253.4372 | 69.7025 | 253.4372 | 69.7025
7882 | 257.5716 | 55.4067 | 257.5716 | 55.4067
7883 | 247.0618 | 45.9106 | 247.0618 | 45.9106
7884 | 229.2527 | 46.5661 | 229.2527 | 46.5661
7885 | 216.8345 | 53.3725 | 216.8345 | 53.3725
7886 | 209.9121 | 61.7263 | 209.9121 | 61.7263
7887 | 203.8389 | 66.7694 | 203.8389 | 66.7694
7888 | 196.4797 | 82.4611 | 196.4797 | 82.4611
7889 | 196.2872 | 119.3553 | 196.2872 | 119.3553
7890 | 200.9449 | 125.1882 | 200.9449 | 125.1882
7891 | 218.1923 | 125.4388 | 218.1923 | 125.4388
7892 | 245.0649 | 118.8473 | 245.0649 | 118.8473
7893 | 263.6476 | 115.3767 | 263.6476 | 115.3767
7894 | 278.7182 | 109.5247 | 278.7182 | 109.5247
7895 | 300.972 | 110.6811 | 300.972 | 110.6811
7896 | 295.9204 | 111.9586 | 295.9204 | 111.9586
7897 | 277.3904 | 110.7133 | 277.3904 | 110.7133
7898 | 273.4985 | 110.0259 | 273.4985 | 110.0259
7899 | 276.078 | 108.3552 | 276.078 | 108.3552
7900 | 276.8368 | 112.3331 | 276.8368 | 112.3331
7901 | 280.8159 | 114.4702 | 280.8159 | 114.4702
7902 | 274.1115 | 109.6383 | 274.1115 | 109.6383
7903 | 259.8155 | 106.3023 | 259.8155 | 106.3023
7904 | 251.9974 | 99.6819 | 251.9974 | 99.6819
7905 | 253.5421 | 95.6507 | 253.5421 | 95.6507
7906 | 256.0408 | 84.7567 | 256.0408 | 84.7567
7907 | 245.5387 | 77.7346 | 245.5387 | 77.7346
7908 | 228.0298 | 79.3237 | 228.0298 | 79.3237
7909 | 215.2483 | 83.6736 | 215.2483 | 83.6736
7910 | 209.2193 | 92.4475 | 209.2193 | 92.4475
7911 | 202.5082 | 105.5488 | 202.5082 | 105.5488
7912 | 196.3619 | 124.8699 | 196.3619 | 124.8699
7913 | 194.47 | 163.6021 | 194.47 | 163.6021
7914 | 200.061 | 171.4597 | 200.061 | 171.4597
7915 | 217.3277 | 174.9604 | 217.3277 | 174.9604
7916 | 245.6513 | 169.9559 | 245.6513 | 169.9559
7917 | 265.6425 | 165.7094 | 265.6425 | 165.7094
7918 | 281.1423 | 158.4102 | 281.1423 | 158.4102
7919 | 303.8169 | 152.5472 | 303.8169 | 152.5472
7920 | 297.3693 | 142.7907 | 297.3693 | 142.7907
7921 | 279.0736 | 134.4034 | 279.0736 | 134.4034
7922 | 279.0425 | 130.7343 | 279.0425 | 130.7343
7923 | 279.9013 | 129.3086 | 279.9013 | 129.3086
7924 | 280.4217 | 132.6738 | 280.4217 | 132.6738
7925 | 284.0588 | 133.2122 | 284.0588 | 133.2122
7926 | 278.8054 | 125.2352 | 278.8054 | 125.2352
7927 | 264.8111 | 117.8906 | 264.8111 | 117.8906
7928 | 256.6127 | 108.6445 | 256.6127 | 108.6445
7929 | 257.3033 | 103.983 | 257.3033 | 103.983
7930 | 260.9467 | 93.7426 | 260.9467 | 93.7426
7931 | 247.2748 | 84.0072 | 247.2748 | 84.0072
7932 | 231.5566 | 84.8203 | 231.5566 | 84.8203
7933 | 218.7393 | 89.3452 | 218.7393 | 89.3452
7934 | 210.855 | 97.7749 | 210.855 | 97.7749
7935 | 205.3833 | 110.2518 | 205.3833 | 110.2518
7936 | 197.6687 | 129.5845 | 197.6687 | 129.5845
7937 | 197.047 | 169.5538 | 197.047 | 169.5538
7938 | 202.6208 | 177.4872 | 202.6208 | 177.4872
7939 | 218.6129 | 181.4548 | 218.6129 | 181.4548
7940 | 246.6763 | 178.866 | 246.6763 | 178.866
7941 | 266.1507 | 176.4166 | 266.1507 | 176.4166
7942 | 278.0488 | 166.2816 | 278.0488 | 166.2816
7943 | 300.9563 | 158.7673 | 300.9563 | 158.7673
7944 | 297.6439 | 149.6293 | 297.6439 | 149.6293
7945 | 278.6842 | 140.3668 | 278.6842 | 140.3668
7946 | 275.0433 | 135.8399 | 275.0433 | 135.8399
7947 | 276.4306 | 132.3603 | 276.4306 | 132.3603
7948 | 275.3835 | 134.261 | 275.3835 | 134.261
7949 | 278.4102 | 133.7957 | 278.4102 | 133.7957
7950 | 272.7905 | 125.0952 | 272.7905 | 125.0952
7951 | 259.7552 | 117.4297 | 259.7552 | 117.4297
7952 | 251.3569 | 107.1157 | 251.3569 | 107.1157
7953 | 253.4498 | 101.1005 | 253.4498 | 101.1005
7954 | 256.2026 | 89.2147 | 256.2026 | 89.2147
7955 | 247.4105 | 80.6988 | 247.4105 | 80.6988
7956 | 231.3656 | 82.2645 | 231.3656 | 82.2645
7957 | 218.267 | 88.0615 | 218.267 | 88.0615
7958 | 210.1166 | 98.796 | 210.1166 | 98.796
7959 | 203.3952 | 112.2415 | 203.3952 | 112.2415
7960 | 195.2951 | 130.3431 | 195.2951 | 130.3431
7961 | 193.6426 | 166.718 | 193.6426 | 166.718
7962 | 197.8733 | 172.5041 | 197.8733 | 172.5041
7963 | 210.6276 | 174.8145 | 210.6276 | 174.8145
7964 | 234.3265 | 170.9829 | 234.3265 | 170.9829
7965 | 253.7482 | 168.4518 | 253.7482 | 168.4518
7966 | 269.3422 | 158.8887 | 269.3422 | 158.8887
7967 | 290.5493 | 153.3582 | 290.5493 | 153.3582
7968 | 285.1869 | 145.6498 | 285.1869 | 145.6498
7969 | 271.3377 | 136.6382 | 271.3377 | 136.6382
7970 | 268.8153 | 132.4789 | 268.8153 | 132.4789
7971 | 269.9049 | 132.442 | 269.9049 | 132.442
7972 | 270.2405 | 139.4483 | 270.2405 | 139.4483
7973 | 272.9771 | 143.4176 | 272.9771 | 143.4176
7974 | 268.6205 | 138.2881 | 268.6205 | 138.2881
7975 | 258.3526 | 131.8421 | 258.3526 | 131.8421
7976 | 250.4811 | 122.0416 | 250.4811 | 122.0416
7977 | 247.1478 | 116.9892 | 247.1478 | 116.9892
7978 | 250.7197 | 104.549 | 250.7197 | 104.549
7979 | 243.8169 | 94.9653 | 243.8169 | 94.9653
7980 | 229.1704 | 94.4188 | 229.1704 | 94.4188
7981 | 216.6022 | 97.6192 | 216.6022 | 97.6192
7982 | 209.1422 | 105.623 | 209.1422 | 105.623
7983 | 202.7602 | 118.4733 | 202.7602 | 118.4733
7984 | 194.2146 | 138.7922 | 194.2146 | 138.7922
7985 | 192.56 | 176.935 | 192.56 | 176.935
7986 | 195.9341 | 181.455 | 195.9341 | 181.455
7987 | 205.024 | 179.4942 | 205.024 | 179.4942
7988 | 222.911 | 170.2944 | 222.911 | 170.2944
7989 | 239.387 | 164.0989 | 239.387 | 164.0989
7990 | 255.193 | 154.6175 | 255.193 | 154.6175
7991 | 277.7045 | 148.6027 | 277.7045 | 148.6027
7992 | 278.2605 | 140.5909 | 278.2605 | 140.5909
7993 | 267.3827 | 134.5084 | 267.3827 | 134.5084
7994 | 264.5537 | 134.6612 | 264.5537 | 134.6612
7995 | 264.0225 | 136.0422 | 264.0225 | 136.0422
7996 | 266.1637 | 142.074 | 266.1637 | 142.074
7997 | 267.9274 | 145.6407 | 267.9274 | 145.6407
7998 | 260.5772 | 141.0947 | 260.5772 | 141.0947
7999 | 252.181 | 134.8704 | 252.181 | 134.8704
8000 | 246.478 | 123.7629 | 246.478 | 123.7629
8001 | 246.3485 | 114.8536 | 246.3485 | 114.8536
8002 | 249.0947 | 100.4412 | 249.0947 | 100.4412
8003 | 241.2974 | 89.2996 | 241.2974 | 89.2996
8004 | 228.5692 | 28.5364 | 228.5692 | 28.5364
8005 | 214.1459 | 22.3628 | 214.1459 | 22.3628
8006 | 206.9427 | 27.8013 | 206.9427 | 27.8013
8007 | 200.7374 | 32.3334 | 200.7374 | 32.3334
8008 | 192.5487 | 40.0084 | 192.5487 | 40.0084
8009 | 190.4145 | 76.4815 | 190.4145 | 76.4815
8010 | 193.2756 | 82.5852 | 193.2756 | 82.5852
8011 | 203.287 | 81.0718 | 203.287 | 81.0718
8012 | 221.2075 | 75.5355 | 221.2075 | 75.5355
8013 | 238.048 | 72.7137 | 238.048 | 72.7137
8014 | 252.9672 | 67.8798 | 252.9672 | 67.8798
8015 | 273.3236 | 63.9843 | 273.3236 | 63.9843
8016 | 273.2571 | 59.9868 | 273.2571 | 59.9868
8017 | 262.8743 | 55.6472 | 262.8743 | 55.6472
8018 | 261.232 | 53.9152 | 261.232 | 53.9152
8019 | 260.0301 | 56.3491 | 260.0301 | 56.3491
8020 | 262.6812 | 65.7898 | 262.6812 | 65.7898
8021 | 265.0098 | 70.0737 | 265.0098 | 70.0737
8022 | 258.9508 | 65.1747 | 258.9508 | 65.1747
8023 | 249.9922 | 61.2905 | 249.9922 | 61.2905
8024 | 242.9572 | 53.2647 | 242.9572 | 53.2647
8025 | 243.8773 | 46.8176 | 243.8773 | 46.8176
8026 | 246.673 | 32.8868 | 246.673 | 32.8868
8027 | 240.8353 | 24.9326 | 240.8353 | 24.9326
8028 | 226.3872 | 24.6623 | 226.3872 | 24.6623
8029 | 215.1033 | 18.7818 | 215.1033 | 18.7818
8030 | 207.8557 | 24.9338 | 207.8557 | 24.9338
8031 | 201.3592 | 30.6092 | 201.3592 | 30.6092
8032 | 192.9117 | 39.2829 | 192.9117 | 39.2829
8033 | 191.3262 | 76.6699 | 191.3262 | 76.6699
8034 | 195.6135 | 83.4287 | 195.6135 | 83.4287
8035 | 206.7578 | 82.3769 | 206.7578 | 82.3769
8036 | 229.7748 | 76.3181 | 229.7748 | 76.3181
8037 | 245.0351 | 72.8397 | 245.0351 | 72.8397
8038 | 261.0355 | 68.2206 | 261.0355 | 68.2206
8039 | 282.312 | 64.6726 | 282.312 | 64.6726
8040 | 283.0325 | 59.9484 | 283.0325 | 59.9484
8041 | 267.8067 | 54.366 | 267.8067 | 54.366
8042 | 262.6231 | 51.7666 | 262.6231 | 51.7666
8043 | 263.7096 | 53.5771 | 263.7096 | 53.5771
8044 | 263.2364 | 62.3759 | 263.2364 | 62.3759
8045 | 266.0733 | 66.1226 | 266.0733 | 66.1226
8046 | 261.0196 | 61.1176 | 261.0196 | 61.1176
8047 | 248.8875 | 57.5477 | 248.8875 | 57.5477
8048 | 243.7887 | 49.8097 | 243.7887 | 49.8097
8049 | 244.305 | 43.4807 | 244.305 | 43.4807
8050 | 248.1082 | 29.3151 | 248.1082 | 29.3151
8051 | 242.0255 | 21.0824 | 242.0255 | 21.0824
8052 | 226.2252 | 20.889 | 226.2252 | 20.889
8053 | 212.8379 | 15.5125 | 212.8379 | 15.5125
8054 | 204.7555 | 21.3382 | 204.7555 | 21.3382
8055 | 197.4426 | 25.8558 | 197.4426 | 25.8558
8056 | 190.2116 | 34.3915 | 190.2116 | 34.3915
8057 | 190.5687 | 71.5292 | 190.5687 | 71.5292
8058 | 194.6703 | 77.8397 | 194.6703 | 77.8397
8059 | 210.3141 | 76.4457 | 210.3141 | 76.4457
8060 | 237.9715 | 71.1588 | 237.9715 | 71.1588
8061 | 260.427 | 68.829 | 260.427 | 68.829
8062 | 273.4644 | 64.137 | 273.4644 | 64.137
8063 | 295.5558 | 60.1672 | 295.5558 | 60.1672
8064 | 293.9799 | 55.7307 | 293.9799 | 55.7307
8065 | 273.5729 | 50.7213 | 273.5729 | 50.7213
8066 | 269.466 | 47.9349 | 269.466 | 47.9349
8067 | 273.485 | 49.4536 | 273.485 | 49.4536
8068 | 272.7658 | 58.0999 | 272.7658 | 58.0999
8069 | 276.4368 | 62.169 | 276.4368 | 62.169
8070 | 272.118 | 57.4079 | 272.118 | 57.4079
8071 | 258.7008 | 53.9905 | 258.7008 | 53.9905
8072 | 252.7441 | 46.2738 | 252.7441 | 46.2738
8073 | 250.8293 | 40.2273 | 250.8293 | 40.2273
8074 | 251.9024 | 26.6678 | 251.9024 | 26.6678
8075 | 240.0303 | 19.0545 | 240.0303 | 19.0545
8076 | 223.4874 | 19.6595 | 223.4874 | 19.6595
8077 | 211.2913 | 14.9116 | 211.2913 | 14.9116
8078 | 204.7039 | 21.2043 | 204.7039 | 21.2043
8079 | 198.591 | 26.2391 | 198.591 | 26.2391
8080 | 191.7838 | 35.0759 | 191.7838 | 35.0759
8081 | 191.8933 | 72.3594 | 191.8933 | 72.3594
8082 | 195.8567 | 79.0533 | 195.8567 | 79.0533
8083 | 212.2894 | 78.0916 | 212.2894 | 78.0916
8084 | 241.7944 | 73.0938 | 241.7944 | 73.0938
8085 | 262.4272 | 70.6341 | 262.4272 | 70.6341
8086 | 277.0371 | 66.1184 | 277.0371 | 66.1184
8087 | 301.3748 | 62.7137 | 301.3748 | 62.7137
8088 | 296.531 | 59.0611 | 296.531 | 59.0611
8089 | 279.6712 | 54.687 | 279.6712 | 54.687
8090 | 276.4655 | 52.3674 | 276.4655 | 52.3674
8091 | 278.6833 | 53.6686 | 278.6833 | 53.6686
8092 | 280.2338 | 61.7406 | 280.2338 | 61.7406
8093 | 282.9028 | 65.1359 | 282.9028 | 65.1359
8094 | 277.8029 | 60.1123 | 277.8029 | 60.1123
8095 | 262.4118 | 56.9641 | 262.4118 | 56.9641
8096 | 253.4981 | 49.5816 | 253.4981 | 49.5816
8097 | 251.6209 | 43.413 | 251.6209 | 43.413
8098 | 253.2121 | 29.6374 | 253.2121 | 29.6374
8099 | 242.4465 | 21.6089 | 242.4465 | 21.6089
8100 | 226.8159 | 21.263 | 226.8159 | 21.263
8101 | 214.2016 | 15.0297 | 214.2016 | 15.0297
8102 | 206.465 | 19.4058 | 206.465 | 19.4058
8103 | 198.6685 | 22.6979 | 198.6685 | 22.6979
8104 | 192.1147 | 30.3078 | 192.1147 | 30.3078
8105 | 192.6226 | 66.8699 | 192.6226 | 66.8699
8106 | 198.6397 | 73.0014 | 198.6397 | 73.0014
8107 | 214.6354 | 71.6989 | 214.6354 | 71.6989
8108 | 242.9017 | 66.5737 | 242.9017 | 66.5737
8109 | 261.5508 | 64.1246 | 261.5508 | 64.1246
8110 | 276.6905 | 59.4896 | 276.6905 | 59.4896
8111 | 297.2582 | 55.7453 | 297.2582 | 55.7453
8112 | 294.3952 | 51.7213 | 294.3952 | 51.7213
8113 | 277.5577 | 46.4135 | 277.5577 | 46.4135
8114 | 272.2852 | 43.2757 | 272.2852 | 43.2757
8115 | 275.4441 | 44.5424 | 275.4441 | 44.5424
8116 | 276.2524 | 53.7258 | 276.2524 | 53.7258
8117 | 277.9477 | 58.9381 | 277.9477 | 58.9381
8118 | 273.7216 | 55.6015 | 273.7216 | 55.6015
8119 | 259.2946 | 52.9268 | 259.2946 | 52.9268
8120 | 249.9723 | 45.5496 | 249.9723 | 45.5496
8121 | 249.1181 | 39.6477 | 249.1181 | 39.6477
8122 | 253.715 | 25.6107 | 253.715 | 25.6107
8123 | 244.4216 | 17.1831 | 244.4216 | 17.1831
8124 | 229.2492 | 16.674 | 229.2492 | 16.674
8125 | 216.4162 | 10.9885 | 216.4162 | 10.9885
8126 | 207.023 | 16.8805 | 207.023 | 16.8805
8127 | 199.355 | 21.0347 | 199.355 | 21.0347
8128 | 191.5188 | 29.1752 | 191.5188 | 29.1752
8129 | 191.7461 | 66.0449 | 191.7461 | 66.0449
8130 | 196.253 | 72.3767 | 196.253 | 72.3767
8131 | 208.7052 | 71.1697 | 208.7052 | 71.1697
8132 | 229.8488 | 66.1759 | 229.8488 | 66.1759
8133 | 251.982 | 63.6763 | 251.982 | 63.6763
8134 | 266.543 | 58.7588 | 266.543 | 58.7588
8135 | 286.6379 | 53.7413 | 286.6379 | 53.7413
8136 | 284.107 | 49.265 | 284.107 | 49.265
8137 | 270.6571 | 43.2835 | 270.6571 | 43.2835
8138 | 267.4534 | 40.2305 | 267.4534 | 40.2305
8139 | 267.1146 | 42.8792 | 267.1146 | 42.8792
8140 | 266.5714 | 53.121 | 266.5714 | 53.121
8141 | 267.2959 | 58.2338 | 267.2959 | 58.2338
8142 | 261.9458 | 54.3203 | 261.9458 | 54.3203
8143 | 251.0911 | 51.6576 | 251.0911 | 51.6576
8144 | 244.7026 | 44.0629 | 244.7026 | 44.0629
8145 | 241.754 | 37.8307 | 241.754 | 37.8307
8146 | 245.7211 | 23.9025 | 245.7211 | 23.9025
8147 | 240.1926 | 15.8395 | 240.1926 | 15.8395
8148 | 228.1159 | 15.552 | 228.1159 | 15.552
8149 | 214.3285 | 9.5852 | 214.3285 | 9.5852
8150 | 205.2944 | 14.9627 | 205.2944 | 14.9627
8151 | 195.5228 | 18.8105 | 195.5228 | 18.8105
8152 | 189.6063 | 26.7136 | 189.6063 | 26.7136
8153 | 189.0356 | 63.6178 | 189.0356 | 63.6178
8154 | 191.5789 | 70.1578 | 191.5789 | 70.1578
8155 | 200.4475 | 69.159 | 200.4475 | 69.159
8156 | 217.9214 | 64.3071 | 217.9214 | 64.3071
8157 | 235.8078 | 62.0755 | 235.8078 | 62.0755
8158 | 253.0672 | 56.9179 | 253.0672 | 56.9179
8159 | 271.634 | 51.9534 | 271.634 | 51.9534
8160 | 273.9202 | 47.2424 | 273.9202 | 47.2424
8161 | 261.3104 | 41.9638 | 261.3104 | 41.9638
8162 | 259.5587 | 38.4506 | 259.5587 | 38.4506
8163 | 259.3286 | 41.0502 | 259.3286 | 41.0502
8164 | 259.3639 | 52.1395 | 259.3639 | 52.1395
8165 | 258.555 | 57.6582 | 258.555 | 57.6582
8166 | 252.9924 | 53.685 | 252.9924 | 53.685
8167 | 244.8396 | 51.4653 | 244.8396 | 51.4653
8168 | 237.7718 | 44.9157 | 237.7718 | 44.9157
8169 | 235.6945 | 39.2405 | 235.6945 | 39.2405
8170 | 239.9569 | 25.3813 | 239.9569 | 25.3813
8171 | 236.6164 | 17.2587 | 236.6164 | 17.2587
8172 | 224.6947 | 17.1197 | 224.6947 | 17.1197
8173 | 212.1933 | 11.1821 | 212.1933 | 11.1821
8174 | 204.2008 | 16.0476 | 204.2008 | 16.0476
8175 | 196.183 | 19.9232 | 196.183 | 19.9232
8176 | 189.8969 | 28.2534 | 189.8969 | 28.2534
8177 | 189.2405 | 65.5117 | 189.2405 | 65.5117
8178 | 192.118 | 72.4443 | 192.118 | 72.4443
8179 | 202.034 | 71.7586 | 202.034 | 71.7586
8180 | 219.5903 | 66.8695 | 219.5903 | 66.8695
8181 | 235.4901 | 64.6644 | 235.4901 | 64.6644
8182 | 247.963 | 60.0705 | 247.963 | 60.0705
8183 | 269.5294 | 56.2586 | 269.5294 | 56.2586
8184 | 271.7731 | 52.2757 | 271.7731 | 52.2757
8185 | 259.8484 | 47.7597 | 259.8484 | 47.7597
8186 | 252.4707 | 44.5131 | 252.4707 | 44.5131
8187 | 250.8204 | 44.3248 | 250.8204 | 44.3248
8188 | 249.6305 | 51.4194 | 249.6305 | 51.4194
8189 | 249.7156 | 55.2788 | 249.7156 | 55.2788
8190 | 243.8364 | 53.5086 | 243.8364 | 53.5086
8191 | 237.1459 | 55.3991 | 237.1459 | 55.3991
8192 | 234.1593 | 51.1095 | 234.1593 | 51.1095
8193 | 235.4961 | 45.0431 | 235.4961 | 45.0431
8194 | 237.834 | 30.9783 | 237.834 | 30.9783
8195 | 230.6734 | 23.2655 | 230.6734 | 23.2655
8196 | 218.0862 | 23.5946 | 218.0862 | 23.5946
8197 | 205.7156 | 18.0669 | 205.7156 | 18.0669
8198 | 198.0997 | 23.5717 | 198.0997 | 23.5717
8199 | 190.0524 | 28.2046 | 190.0524 | 28.2046
8200 | 183.6259 | 36.9234 | 183.6259 | 36.9234
8201 | 183.6163 | 74.13 | 183.6163 | 74.13
8202 | 188.3587 | 80.6183 | 188.3587 | 80.6183
8203 | 200.8521 | 79.3914 | 200.8521 | 79.3914
8204 | 223.036 | 74.131 | 223.036 | 74.131
8205 | 240.935 | 71.4431 | 240.935 | 71.4431
8206 | 254.4036 | 66.4938 | 254.4036 | 66.4938
8207 | 278.0716 | 62.3025 | 278.0716 | 62.3025
8208 | 276.539 | 58.1923 | 276.539 | 58.1923
8209 | 260.5784 | 53.4973 | 260.5784 | 53.4973
8210 | 254.961 | 51.2228 | 254.961 | 51.2228
8211 | 257.9764 | 53.7469 | 257.9764 | 53.7469
8212 | 258.9877 | 63.547 | 258.9877 | 63.547
8213 | 264.9274 | 68.38 | 264.9274 | 68.38
8214 | 259.1899 | 64.4426 | 259.1899 | 64.4426
8215 | 247.4368 | 62.1937 | 247.4368 | 62.1937
8216 | 240.9089 | 55.4253 | 240.9089 | 55.4253
8217 | 238.2931 | 49.7607 | 238.2931 | 49.7607
8218 | 241.8222 | 36.2874 | 241.8222 | 36.2874
8219 | 235.344 | 28.377 | 235.344 | 28.377
8220 | 220.3278 | 28.23 | 220.3278 | 28.23
8221 | 206.635 | 22.2713 | 206.635 | 22.2713
8222 | 197.3518 | 27.089 | 197.3518 | 27.089
8223 | 189.8764 | 30.7379 | 189.8764 | 30.7379
8224 | 182.6435 | 38.4831 | 182.6435 | 38.4831
8225 | 184.5253 | 75.2096 | 184.5253 | 75.2096
8226 | 189.9163 | 81.5295 | 189.9163 | 81.5295
8227 | 205.6081 | 80.101 | 205.6081 | 80.101
8228 | 232.4943 | 74.761 | 232.4943 | 74.761
8229 | 254.4235 | 71.9564 | 254.4235 | 71.9564
8230 | 266.865 | 66.6649 | 266.865 | 66.6649
8231 | 287.2628 | 61.7256 | 287.2628 | 61.7256
8232 | 286.7747 | 56.3501 | 286.7747 | 56.3501
8233 | 269.9836 | 50.6762 | 269.9836 | 50.6762
8234 | 266.131 | 48.606 | 266.131 | 48.606
8235 | 266.713 | 51.7999 | 266.713 | 51.7999
8236 | 265.8994 | 62.4303 | 265.8994 | 62.4303
8237 | 268.1063 | 67.5338 | 268.1063 | 67.5338
8238 | 262.4691 | 63.4758 | 262.4691 | 63.4758
8239 | 247.3924 | 60.8475 | 247.3924 | 60.8475
8240 | 237.7861 | 53.8894 | 237.7861 | 53.8894
8241 | 235.261 | 48.1917 | 235.261 | 48.1917
8242 | 239.2473 | 34.554 | 239.2473 | 34.554
8243 | 233.1554 | 26.499 | 233.1554 | 26.499
8244 | 221.0754 | 26.1146 | 221.0754 | 26.1146
8245 | 208.2223 | 19.8826 | 208.2223 | 19.8826
8246 | 199.509 | 25.3675 | 199.509 | 25.3675
8247 | 190.65 | 30.149 | 190.65 | 30.149
8248 | 183.4244 | 38.0123 | 183.4244 | 38.0123
8249 | 185.0712 | 74.3528 | 185.0712 | 74.3528
8250 | 191.7813 | 80.349 | 191.7813 | 80.349
8251 | 207.8517 | 79.0426 | 207.8517 | 79.0426
8252 | 236.225 | 74.1124 | 236.225 | 74.1124
8253 | 254.9157 | 71.6062 | 254.9157 | 71.6062
8254 | 269.738 | 66.0375 | 269.738 | 66.0375
8255 | 290.7867 | 62.1182 | 290.7867 | 62.1182
8256 | 290.9367 | 57.5398 | 290.9367 | 57.5398
8257 | 270.9527 | 52.7227 | 270.9527 | 52.7227
8258 | 268.6456 | 50.7202 | 268.6456 | 50.7202
8259 | 270.7283 | 53.2031 | 270.7283 | 53.2031
8260 | 269.1154 | 62.6505 | 269.1154 | 62.6505
8261 | 271.6406 | 66.7394 | 271.6406 | 66.7394
8262 | 267.0538 | 61.8776 | 267.0538 | 61.8776
8263 | 252.103 | 58.3567 | 252.103 | 58.3567
8264 | 244.4641 | 50.7275 | 244.4641 | 50.7275
8265 | 243.5546 | 43.9926 | 243.5546 | 43.9926
8266 | 246.2652 | 29.5976 | 246.2652 | 29.5976
8267 | 237.5423 | 21.1474 | 237.5423 | 21.1474
8268 | 222.4241 | 20.8465 | 222.4241 | 20.8465
8269 | 208.9203 | 14.8347 | 208.9203 | 14.8347
8270 | 199.8069 | 20.3276 | 199.8069 | 20.3276
8271 | 191.7728 | 24.9287 | 191.7728 | 24.9287
8272 | 185.8052 | 32.1819 | 185.8052 | 32.1819
8273 | 186.659 | 67.8606 | 186.659 | 67.8606
8274 | 191.3268 | 73.707 | 191.3268 | 73.707
8275 | 206.2676 | 72.6764 | 206.2676 | 72.6764
8276 | 233.8684 | 67.9306 | 233.8684 | 67.9306
8277 | 256.0207 | 65.3169 | 256.0207 | 65.3169
8278 | 268.288 | 60.2801 | 268.288 | 60.2801
8279 | 291.5732 | 56.5371 | 291.5732 | 56.5371
8280 | 293.8394 | 52.4031 | 293.8394 | 52.4031
8281 | 274.2726 | 47.086 | 274.2726 | 47.086
8282 | 270.3119 | 44.2783 | 270.3119 | 44.2783
8283 | 269.3626 | 46.7016 | 269.3626 | 46.7016
8284 | 271.4469 | 56.3227 | 271.4469 | 56.3227
8285 | 274.1266 | 60.958 | 274.1266 | 60.958
8286 | 266.417 | 56.6108 | 266.417 | 56.6108
8287 | 252.2086 | 53.4759 | 252.2086 | 53.4759
8288 | 243.03 | 45.8879 | 243.03 | 45.8879
8289 | 239.846 | 39.5999 | 239.846 | 39.5999
8290 | 244.7122 | 25.75 | 244.7122 | 25.75
8291 | 239.6371 | 17.6884 | 239.6371 | 17.6884
8292 | 225.0111 | 17.4671 | 225.0111 | 17.4671
8293 | 211.5142 | 11.7033 | 211.5142 | 11.7033
8294 | 201.5546 | 17.3315 | 201.5546 | 17.3315
8295 | 193.6482 | 21.9313 | 193.6482 | 21.9313
8296 | 187.4595 | 30.0611 | 187.4595 | 30.0611
8297 | 187.2333 | 66.9017 | 187.2333 | 66.9017
8298 | 192.2489 | 73.2892 | 192.2489 | 73.2892
8299 | 203.5772 | 72.1379 | 203.5772 | 72.1379
8300 | 226.2983 | 67.0897 | 226.2983 | 67.0897
8301 | 246.5206 | 64.9243 | 246.5206 | 64.9243
8302 | 261.9167 | 59.7801 | 261.9167 | 59.7801
8303 | 281.0439 | 53.8845 | 281.0439 | 53.8845
8304 | 279.9299 | 48.6258 | 279.9299 | 48.6258
8305 | 267.583 | 43.1283 | 267.583 | 43.1283
8306 | 265.2226 | 40.818 | 265.2226 | 40.818
8307 | 266.4294 | 43.0861 | 266.4294 | 43.0861
8308 | 263.9021 | 52.312 | 263.9021 | 52.312
8309 | 267.2823 | 56.5906 | 267.2823 | 56.5906
8310 | 262.4342 | 52.0245 | 262.4342 | 52.0245
8311 | 249.3791 | 48.8591 | 249.3791 | 48.8591
8312 | 242.2221 | 41.3758 | 242.2221 | 41.3758
8313 | 240.6354 | 35.3823 | 240.6354 | 35.3823
8314 | 243.6861 | 21.7791 | 243.6861 | 21.7791
8315 | 237.7968 | 14.0689 | 237.7968 | 14.0689
8316 | 225.5728 | 14.4551 | 225.5728 | 14.4551
8317 | 212.5505 | 9.5335 | 212.5505 | 9.5335
8318 | 203.0622 | 15.7757 | 203.0622 | 15.7757
8319 | 194.1067 | 20.9312 | 194.1067 | 20.9312
8320 | 188.404 | 30.0532 | 188.404 | 30.0532
8321 | 187.4558 | 67.9004 | 187.4558 | 67.9004
8322 | 191.2981 | 75.0929 | 191.2981 | 75.0929
8323 | 200.7212 | 74.4563 | 200.7212 | 74.4563
8324 | 216.4539 | 69.8351 | 216.4539 | 69.8351
8325 | 230.8903 | 67.7228 | 230.8903 | 67.7228
8326 | 247.0654 | 62.9526 | 247.0654 | 62.9526
8327 | 268.0244 | 58.7228 | 268.0244 | 58.7228
8328 | 270.0009 | 53.5715 | 270.0009 | 53.5715
8329 | 259.9411 | 48.1523 | 259.9411 | 48.1523
8330 | 257.6388 | 44.7784 | 257.6388 | 44.7784
8331 | 257.1581 | 46.1883 | 257.1581 | 46.1883
8332 | 260.6276 | 55.194 | 260.6276 | 55.194
8333 | 259.6143 | 59.3864 | 259.6143 | 59.3864
8334 | 252.8991 | 54.6532 | 252.8991 | 54.6532
8335 | 244.1968 | 51.2305 | 244.1968 | 51.2305
8336 | 237.488 | 43.5562 | 237.488 | 43.5562
8337 | 236.5911 | 37.446 | 236.5911 | 37.446
8338 | 238.171 | 23.8508 | 238.171 | 23.8508
8339 | 235.2535 | 16.1486 | 235.2535 | 16.1486
8340 | 224.1719 | 16.43 | 224.1719 | 16.43
8341 | 209.9991 | 11.3094 | 209.9991 | 11.3094
8342 | 202.2579 | 17.8859 | 202.2579 | 17.8859
8343 | 193.8899 | 23.5056 | 193.8899 | 23.5056
8344 | 186.7262 | 32.2256 | 186.7262 | 32.2256
8345 | 186.7877 | 69.7877 | 186.7877 | 69.7877
8346 | 189.1094 | 76.6832 | 189.1094 | 76.6832
8347 | 198.4807 | 75.3144 | 198.4807 | 75.3144
8348 | 217.3774 | 70.2184 | 217.3774 | 70.2184
8349 | 232.967 | 67.4576 | 232.967 | 67.4576
8350 | 248.3956 | 62.2854 | 248.3956 | 62.2854
8351 | 268.5276 | 57.7148 | 268.5276 | 57.7148
8352 | 270.672 | 52.4455 | 270.672 | 52.4455
8353 | 259.3315 | 46.7995 | 259.3315 | 46.7995
8354 | 256.9473 | 43.3791 | 256.9473 | 43.3791
8355 | 256.4745 | 44.1445 | 256.4745 | 44.1445
8356 | 259.118 | 53.0839 | 259.118 | 53.0839
8357 | 259.0014 | 57.377 | 259.0014 | 57.377
8358 | 254.2362 | 52.7964 | 254.2362 | 52.7964
8359 | 243.732 | 49.4016 | 243.732 | 49.4016
8360 | 238.5351 | 41.5535 | 238.5351 | 41.5535
8361 | 237.745 | 35.1343 | 237.745 | 35.1343
8362 | 238.3669 | 21.2552 | 238.3669 | 21.2552
8363 | 234.1764 | 13.3514 | 234.1764 | 13.3514
8364 | 225.0784 | 13.5479 | 225.0784 | 13.5479
8365 | 210.7409 | 8.3637 | 210.7409 | 8.3637
8366 | 202.6036 | 14.5754 | 202.6036 | 14.5754
8367 | 196.1474 | 19.52 | 196.1474 | 19.52
8368 | 186.9018 | 28.325 | 186.9018 | 28.325
8369 | 186.7356 | 65.8208 | 186.7356 | 65.8208
8370 | 192.2815 | 73.0982 | 192.2815 | 73.0982
8371 | 202.5558 | 72.6936 | 202.5558 | 72.6936
8372 | 225.408 | 68.4239 | 225.408 | 68.4239
8373 | 242.3077 | 66.4575 | 242.3077 | 66.4575
8374 | 256.7624 | 61.9486 | 256.7624 | 61.9486
8375 | 275.1397 | 57.7851 | 275.1397 | 57.7851
8376 | 279.227 | 53.1445 | 279.227 | 53.1445
8377 | 264.6041 | 47.96 | 264.6041 | 47.96
8378 | 262.0454 | 44.6272 | 262.0454 | 44.6272
8379 | 263.7221 | 45.9297 | 263.7221 | 45.9297
8380 | 264.5336 | 54.2683 | 264.5336 | 54.2683
8381 | 269.4011 | 57.5349 | 269.4011 | 57.5349
8382 | 262.5367 | 52.3176 | 262.5367 | 52.3176
8383 | 251.4784 | 49.2968 | 251.4784 | 49.2968
8384 | 245.335 | 42.6769 | 245.335 | 42.6769
8385 | 241.6197 | 36.5189 | 241.6197 | 36.5189
8386 | 242.6091 | 21.9422 | 242.6091 | 21.9422
8387 | 238.4976 | 13.5503 | 238.4976 | 13.5503
8388 | 225.4543 | 13.1633 | 225.4543 | 13.1633
8389 | 209.9415 | 7.4539 | 209.9415 | 7.4539
8390 | 201.4652 | 13.3194 | 201.4652 | 13.3194
8391 | 193.7603 | 18.3091 | 193.7603 | 18.3091
8392 | 187.0511 | 26.9563 | 187.0511 | 26.9563
8393 | 188.2725 | 64.2186 | 188.2725 | 64.2186
8394 | 194.0528 | 70.8581 | 194.0528 | 70.8581
8395 | 208.747 | 69.8169 | 208.747 | 69.8169
8396 | 235.9149 | 64.5074 | 235.9149 | 64.5074
8397 | 253.7105 | 61.9667 | 253.7105 | 61.9667
8398 | 267.0416 | 56.2442 | 267.0416 | 56.2442
8399 | 287.4454 | 51.155 | 287.4454 | 51.155
8400 | 287.3753 | 46.3392 | 287.3753 | 46.3392
8401 | 270.4388 | 40.668 | 270.4388 | 40.668
8402 | 266.7974 | 37.3657 | 266.7974 | 37.3657
8403 | 269.9309 | 38.5329 | 269.9309 | 38.5329
8404 | 269.9541 | 47.9179 | 269.9541 | 47.9179
8405 | 271.6845 | 53.2576 | 271.6845 | 53.2576
8406 | 266.6542 | 49.478 | 266.6542 | 49.478
8407 | 254.2019 | 46.7728 | 254.2019 | 46.7728
8408 | 243.3183 | 39.507 | 243.3183 | 39.507
8409 | 241.3923 | 33.4486 | 241.3923 | 33.4486
8410 | 242.5498 | 19.5894 | 242.5498 | 19.5894
8411 | 234.6306 | 11.2559 | 234.6306 | 11.2559
8412 | 223.0388 | 10.5014 | 223.0388 | 10.5014
8413 | 207.5811 | 3.7747 | 207.5811 | 3.7747
8414 | 200.3057 | 8.2397 | 200.3057 | 8.2397
8415 | 192.5135 | 13.3541 | 192.5135 | 13.3541
8416 | 186.3646 | 22.0702 | 186.3646 | 22.0702
8417 | 188.1866 | 59.2994 | 188.1866 | 59.2994
8418 | 194.4663 | 65.9733 | 194.4663 | 65.9733
8419 | 209.7988 | 64.8658 | 209.7988 | 64.8658
8420 | 234.5462 | 59.8866 | 234.5462 | 59.8866
8421 | 254.5127 | 57.456 | 254.5127 | 57.456
8422 | 267.1809 | 52.0066 | 267.1809 | 52.0066
8423 | 285.1639 | 46.4002 | 285.1639 | 46.4002
8424 | 285.1741 | 41.3086 | 285.1741 | 41.3086
8425 | 270.8592 | 35.6984 | 270.8592 | 35.6984
8426 | 266.8958 | 33.6056 | 266.8958 | 33.6056
8427 | 268.186 | 37.3949 | 268.186 | 37.3949
8428 | 271.3225 | 47.9179 | 271.3225 | 47.9179
8429 | 272.3749 | 53.2576 | 272.3749 | 53.2576
8430 | 266.0186 | 49.478 | 266.0186 | 49.478
8431 | 251.2029 | 46.7728 | 251.2029 | 46.7728
8432 | 245.2001 | 39.507 | 245.2001 | 39.507
8433 | 243.9138 | 33.4486 | 243.9138 | 33.4486
8434 | 245.8661 | 19.5894 | 245.8661 | 19.5894
8435 | 235.8313 | 11.2559 | 235.8313 | 11.2559
8436 | 222.9099 | 10.5014 | 222.9099 | 10.5014
8437 | 208.9867 | 3.7747 | 208.9867 | 3.7747
8438 | 201.1464 | 7.6774 | 201.1464 | 7.6774
8439 | 193.132 | 13.2321 | 193.132 | 13.2321
8440 | 186.6985 | 22.1047 | 186.6985 | 22.1047
8441 | 188.5311 | 59.2384 | 188.5311 | 59.2384
8442 | 194.7895 | 65.8115 | 194.7895 | 65.8115
8443 | 208.3456 | 64.8512 | 208.3456 | 64.8512
8444 | 233.6784 | 60.0669 | 233.6784 | 60.0669
8445 | 253.3013 | 57.83 | 253.3013 | 57.83
8446 | 265.5391 | 51.9403 | 265.5391 | 51.9403
8447 | 283.8102 | 45.3551 | 283.8102 | 45.3551
8448 | 283.4082 | 40.1971 | 283.4082 | 40.1971
8449 | 267.8969 | 34.9159 | 267.8969 | 34.9159
8450 | 264.9586 | 33.6056 | 264.9586 | 33.6056
8451 | 268.1309 | 37.3949 | 268.1309 | 37.3949
8452 | 267.3597 | 47.9179 | 267.3597 | 47.9179
8453 | 267.2967 | 53.2576 | 267.2967 | 53.2576
8454 | 262.6331 | 49.478 | 262.6331 | 49.478
8455 | 249.214 | 46.7728 | 249.214 | 46.7728
8456 | 241.0185 | 39.507 | 241.0185 | 39.507
8457 | 241.1967 | 33.4486 | 241.1967 | 33.4486
8458 | 244.1831 | 19.5894 | 244.1831 | 19.5894
8459 | 236.5594 | 11.2559 | 236.5594 | 11.2559
8460 | 222.7783 | 10.5014 | 222.7783 | 10.5014
8461 | 206.9787 | 3.7747 | 206.9787 | 3.7747
8462 | 198.6443 | 7.6774 | 198.6443 | 7.6774
8463 | 192.2017 | 10.4468 | 192.2017 | 10.4468
8464 | 186.6049 | 17.6311 | 186.6049 | 17.6311
8465 | 186.6094 | 54.5167 | 186.6094 | 54.5167
8466 | 191.7151 | 61.4307 | 191.7151 | 61.4307
8467 | 201.9654 | 60.7158 | 201.9654 | 60.7158
8468 | 224.8735 | 56.0735 | 224.8735 | 56.0735
8469 | 243.8561 | 53.7649 | 243.8561 | 53.7649
8470 | 258.6591 | 48.4044 | 258.6591 | 48.4044
8471 | 278.7366 | 43.0036 | 278.7366 | 43.0036
8472 | 279.3551 | 37.969 | 279.3551 | 37.969
8473 | 266.9912 | 34.1095 | 266.9912 | 34.1095
8474 | 265.6316 | 33.6056 | 265.6316 | 33.6056
8475 | 267.1188 | 37.3949 | 267.1188 | 37.3949
8476 | 264.8002 | 47.9179 | 264.8002 | 47.9179
8477 | 263.9103 | 53.2576 | 263.9103 | 53.2576
8478 | 261.9443 | 49.478 | 261.9443 | 49.478
8479 | 251.9534 | 46.7728 | 251.9534 | 46.7728
8480 | 242.1376 | 39.507 | 242.1376 | 39.507
8481 | 239.3031 | 33.4486 | 239.3031 | 33.4486
8482 | 241.3392 | 19.5894 | 241.3392 | 19.5894
8483 | 235.1053 | 11.2559 | 235.1053 | 11.2559
8484 | 224.6777 | 10.5014 | 224.6777 | 10.5014
8485 | 209.3629 | 3.7747 | 209.3629 | 3.7747
8486 | 200.396 | 7.6774 | 200.396 | 7.6774
8487 | 191.1312 | 10.4468 | 191.1312 | 10.4468
8488 | 185.1975 | 19.3407 | 185.1975 | 19.3407
8489 | 184.5241 | 56.9876 | 184.5241 | 56.9876
8490 | 188.5636 | 64.1709 | 188.5636 | 64.1709
8491 | 197.6744 | 63.639 | 197.6744 | 63.639
8492 | 214.6274 | 59.0576 | 214.6274 | 59.0576
8493 | 230.067 | 56.9838 | 230.067 | 56.9838
8494 | 244.8425 | 51.3846 | 244.8425 | 51.3846
8495 | 265.2422 | 45.6535 | 265.2422 | 45.6535
8496 | 267.711 | 41.0393 | 267.711 | 41.0393
8497 | 253.997 | 35.5352 | 253.997 | 35.5352
8498 | 248.859 | 33.6056 | 248.859 | 33.6056
8499 | 249.1716 | 37.3949 | 249.1716 | 37.3949
8500 | 251.0618 | 47.9179 | 251.0618 | 47.9179
8501 | 253.4034 | 53.2576 | 253.4034 | 53.2576
8502 | 247.9891 | 49.478 | 247.9891 | 49.478
8503 | 238.1577 | 46.7728 | 238.1577 | 46.7728
8504 | 229.5919 | 39.507 | 229.5919 | 39.507
8505 | 228.9069 | 33.4486 | 228.9069 | 33.4486
8506 | 233.1648 | 19.5894 | 233.1648 | 19.5894
8507 | 230.3423 | 11.2559 | 230.3423 | 11.2559
8508 | 219.2826 | 10.5014 | 219.2826 | 10.5014
8509 | 205.876 | 5.8716 | 205.876 | 5.8716
8510 | 198.1362 | 13.1722 | 198.1362 | 13.1722
8511 | 189.7375 | 18.8715 | 189.7375 | 18.8715
8512 | 182.5583 | 28.3303 | 182.5583 | 28.3303
8513 | 183.0934 | 66.0144 | 183.0934 | 66.0144
8514 | 186.8525 | 72.9563 | 186.8525 | 72.9563
8515 | 195.7873 | 72.4018 | 195.7873 | 72.4018
8516 | 211.8545 | 67.9544 | 211.8545 | 67.9544
8517 | 225.9913 | 65.6405 | 225.9913 | 65.6405
8518 | 240.4201 | 60.8212 | 240.4201 | 60.8212
8519 | 260.9644 | 56.7321 | 260.9644 | 56.7321
8520 | 264.6589 | 52.3646 | 264.6589 | 52.3646
8521 | 253.1313 | 47.5687 | 253.1313 | 47.5687
8522 | 248.8276 | 45.0502 | 248.8276 | 45.0502
8523 | 249.634 | 46.2957 | 249.634 | 46.2957
8524 | 252.5763 | 54.4606 | 252.5763 | 54.4606
8525 | 251.7219 | 57.8797 | 251.7219 | 57.8797
8526 | 247.549 | 52.9755 | 247.549 | 52.9755
8527 | 239.3997 | 50.2517 | 239.3997 | 50.2517
8528 | 234.5 | 44.0085 | 234.5 | 44.0085
8529 | 234.9518 | 39.214 | 234.9518 | 39.214
8530 | 235.6145 | 26.0192 | 235.6145 | 26.0192
8531 | 231.2335 | 18.4364 | 231.2335 | 18.4364
8532 | 219.2052 | 18.9274 | 219.2052 | 18.9274
8533 | 205.8905 | 13.958 | 205.8905 | 13.958
8534 | 197.3711 | 19.7175 | 197.3711 | 19.7175
8535 | 190.2543 | 24.2165 | 190.2543 | 24.2165
8536 | 183.1511 | 32.8384 | 183.1511 | 32.8384
8537 | 183.3538 | 69.996 | 183.3538 | 69.996
8538 | 187.5146 | 76.4166 | 187.5146 | 76.4166
8539 | 196.7943 | 75.0518 | 196.7943 | 75.0518
8540 | 216.1958 | 69.7516 | 216.1958 | 69.7516
8541 | 233.6074 | 67.1645 | 233.6074 | 67.1645
8542 | 247.7456 | 62.7589 | 247.7456 | 62.7589
8543 | 268.6724 | 59.3966 | 268.6724 | 59.3966
8544 | 268.9255 | 56.057 | 268.9255 | 56.057
8545 | 257.4589 | 52.2201 | 257.4589 | 52.2201
8546 | 254.8815 | 50.5597 | 254.8815 | 50.5597
8547 | 253.644 | 53.0081 | 253.644 | 53.0081
8548 | 254.012 | 62.1372 | 254.012 | 62.1372
8549 | 256.4935 | 65.8123 | 256.4935 | 65.8123
8550 | 251.4701 | 60.4094 | 251.4701 | 60.4094
8551 | 241.9402 | 56.8686 | 241.9402 | 56.8686
8552 | 234.1616 | 50.1479 | 234.1616 | 50.1479
8553 | 233.5541 | 45.4091 | 233.5541 | 45.4091
8554 | 235.9601 | 32.2091 | 235.9601 | 32.2091
8555 | 231.1905 | 24.0254 | 231.1905 | 24.0254
8556 | 221.4388 | 23.4713 | 221.4388 | 23.4713
8557 | 207.0744 | 17.4276 | 207.0744 | 17.4276
8558 | 198.6072 | 22.4669 | 198.6072 | 22.4669
8559 | 190.0134 | 26.8863 | 190.0134 | 26.8863
8560 | 184.9271 | 35.5414 | 184.9271 | 35.5414
8561 | 185.8944 | 72.5584 | 185.8944 | 72.5584
8562 | 188.8214 | 78.7296 | 188.8214 | 78.7296
8563 | 199.2615 | 77.2269 | 199.2615 | 77.2269
8564 | 215.054 | 71.9307 | 215.054 | 71.9307
8565 | 233.2292 | 69.451 | 233.2292 | 69.451
8566 | 246.6758 | 64.9606 | 246.6758 | 64.9606
8567 | 266.1784 | 61.0982 | 266.1784 | 61.0982
8568 | 265.7321 | 56.992 | 265.7321 | 56.992
8569 | 255.2826 | 52.297 | 255.2826 | 52.297
8570 | 252.5905 | 49.866 | 252.5905 | 49.866
8571 | 251.2276 | 51.5638 | 251.2276 | 51.5638
8572 | 251.8715 | 60.4408 | 251.8715 | 60.4408
8573 | 251.0513 | 64.5364 | 251.0513 | 64.5364
8574 | 246.0134 | 59.9584 | 246.0134 | 59.9584
8575 | 237.2502 | 56.8938 | 237.2502 | 56.8938
8576 | 233.9389 | 49.6121 | 233.9389 | 49.6121
8577 | 234.2323 | 43.6067 | 234.2323 | 43.6067
8578 | 236.6625 | 29.4093 | 236.6625 | 29.4093
8579 | 231.741 | 21.0718 | 231.741 | 21.0718
8580 | 220.3003 | 20.8346 | 220.3003 | 20.8346
8581 | 205.5094 | 15.1265 | 205.5094 | 15.1265
8582 | 197.7906 | 20.2414 | 197.7906 | 20.2414
8583 | 189.8349 | 24.1939 | 189.8349 | 24.1939
8584 | 184.0603 | 32.402 | 184.0603 | 32.402
8585 | 184.8893 | 69.3063 | 184.8893 | 69.3063
8586 | 189.0328 | 75.5691 | 189.0328 | 75.5691
8587 | 200.1144 | 74.1698 | 200.1144 | 74.1698
8588 | 223.509 | 68.8046 | 223.509 | 68.8046
8589 | 240.429 | 66.1154 | 240.429 | 66.1154
8590 | 254.2501 | 61.4525 | 254.2501 | 61.4525
8591 | 274.1385 | 57.7546 | 274.1385 | 57.7546
8592 | 277.7257 | 53.9827 | 277.7257 | 53.9827
8593 | 260.5419 | 49.8394 | 260.5419 | 49.8394
8594 | 257.8369 | 47.8315 | 257.8369 | 47.8315
8595 | 261.9915 | 50.0916 | 261.9915 | 50.0916
8596 | 261.5036 | 59.2445 | 261.5036 | 59.2445
8597 | 259.5242 | 63.3825 | 259.5242 | 63.3825
8598 | 256.2057 | 58.3748 | 256.2057 | 58.3748
8599 | 242.5417 | 54.7293 | 242.5417 | 54.7293
8600 | 233.5656 | 46.9078 | 233.5656 | 46.9078
8601 | 231.2402 | 40.5509 | 231.2402 | 40.5509
8602 | 234.3738 | 26.7036 | 234.3738 | 26.7036
8603 | 230.6915 | 18.7799 | 230.6915 | 18.7799
8604 | 218.8593 | 18.69 | 218.8593 | 18.69
8605 | 204.4176 | 12.8851 | 204.4176 | 12.8851
8606 | 195.5029 | 17.9044 | 195.5029 | 17.9044
8607 | 185.986 | 21.8384 | 185.986 | 21.8384
8608 | 180.2477 | 30.0426 | 180.2477 | 30.0426
8609 | 182.0386 | 66.9548 | 182.0386 | 66.9548
8610 | 186.4591 | 73.3091 | 186.4591 | 73.3091
8611 | 199.0306 | 72.0066 | 199.0306 | 72.0066
8612 | 221.8997 | 66.7369 | 221.8997 | 66.7369
8613 | 238.3637 | 64.2692 | 238.3637 | 64.2692
8614 | 250.0902 | 59.8928 | 250.0902 | 59.8928
8615 | 272.883 | 56.4867 | 272.883 | 56.4867
8616 | 274.2049 | 53.0025 | 274.2049 | 53.0025
8617 | 259.3724 | 49.151 | 259.3724 | 49.151
8618 | 254.9321 | 47.5901 | 254.9321 | 47.5901
8619 | 257.1086 | 49.9404 | 257.1086 | 49.9404
8620 | 257.1689 | 58.5814 | 257.1689 | 58.5814
8621 | 256.5851 | 61.5429 | 256.5851 | 61.5429
8622 | 254.9823 | 55.697 | 254.9823 | 55.697
8623 | 241.6385 | 52.4441 | 241.6385 | 52.4441
8624 | 234.9071 | 45.3427 | 234.9071 | 45.3427
8625 | 232.8263 | 39.8148 | 232.8263 | 39.8148
8626 | 235.925 | 25.6161 | 235.925 | 25.6161
8627 | 230.6292 | 16.947 | 230.6292 | 16.947
8628 | 219.0702 | 16.6104 | 219.0702 | 16.6104
8629 | 203.3506 | 10.9288 | 203.3506 | 10.9288
8630 | 194.4991 | 16.8474 | 194.4991 | 16.8474
8631 | 185.3384 | 22.0347 | 185.3384 | 22.0347
8632 | 178.9158 | 30.6115 | 178.9158 | 30.6115
8633 | 178.3021 | 67.785 | 178.3021 | 67.785
8634 | 183.7431 | 74.2043 | 183.7431 | 74.2043
8635 | 194.3936 | 72.9204 | 194.3936 | 72.9204
8636 | 214.8295 | 67.7634 | 214.8295 | 67.7634
8637 | 233.7337 | 65.1671 | 233.7337 | 65.1671
8638 | 248.7496 | 60.0573 | 248.7496 | 60.0573
8639 | 269.745 | 55.7294 | 269.745 | 55.7294
8640 | 273.4604 | 50.9534 | 273.4604 | 50.9534
8641 | 259.6287 | 45.9095 | 259.6287 | 45.9095
8642 | 254.8872 | 43.2704 | 254.8872 | 43.2704
8643 | 254.6058 | 45.0304 | 254.6058 | 45.0304
8644 | 254.2892 | 53.8293 | 254.2892 | 53.8293
8645 | 256.7452 | 58.0402 | 256.7452 | 58.0402
8646 | 252.1487 | 53.8667 | 252.1487 | 53.8667
8647 | 241.7049 | 51.1072 | 241.7049 | 51.1072
8648 | 234.2556 | 43.9408 | 234.2556 | 43.9408
8649 | 230.8188 | 38.0561 | 230.8188 | 38.0561
8650 | 234.9315 | 24.3959 | 234.9315 | 24.3959
8651 | 231.643 | 16.3701 | 231.643 | 16.3701
8652 | 218.4934 | 16.0812 | 218.4934 | 16.0812
8653 | 204.9187 | 10.198 | 204.9187 | 10.198
8654 | 196.3165 | 15.5184 | 196.3165 | 15.5184
8655 | 187.2162 | 19.7906 | 187.2162 | 19.7906
8656 | 179.8978 | 27.6924 | 179.8978 | 27.6924
8657 | 179.7376 | 64.135 | 179.7376 | 64.135
8658 | 183.5952 | 70.0623 | 183.5952 | 70.0623
8659 | 192.4514 | 68.3898 | 192.4514 | 68.3898
8660 | 210.0388 | 63.014 | 210.0388 | 63.014
8661 | 227.4979 | 60.6258 | 227.4979 | 60.6258
8662 | 240.2927 | 55.1871 | 240.2927 | 55.1871
8663 | 259.1901 | 50.1112 | 259.1901 | 50.1112
8664 | 262.9059 | 45.0143 | 262.9059 | 45.0143
8665 | 254.286 | 39.2383 | 254.286 | 39.2383
8666 | 248.663 | 36.5394 | 248.663 | 36.5394
8667 | 246.3666 | 38.9666 | 246.3666 | 38.9666
8668 | 246.2863 | 48.841 | 246.2863 | 48.841
8669 | 247.4428 | 53.7695 | 247.4428 | 53.7695
8670 | 243.4241 | 49.6703 | 243.4241 | 49.6703
8671 | 233.423 | 46.7728 | 233.423 | 46.7728
8672 | 226.7031 | 39.507 | 226.7031 | 39.507
8673 | 227.346 | 33.552 | 227.346 | 33.552
8674 | 233.6509 | 19.5894 | 233.6509 | 19.5894
8675 | 229.5956 | 11.4681 | 229.5956 | 11.4681
8676 | 217.3221 | 11.0651 | 217.3221 | 11.0651
8677 | 203.8634 | 5.0692 | 203.8634 | 5.0692
8678 | 195.8834 | 11.4003 | 195.8834 | 11.4003
8679 | 187.6 | 16.9669 | 187.6 | 16.9669
8680 | 179.3093 | 25.6088 | 179.3093 | 25.6088
8681 | 178.6592 | 63.0316 | 178.6592 | 63.0316
8682 | 181.9152 | 69.6737 | 181.9152 | 69.6737
8683 | 191.0408 | 68.6855 | 191.0408 | 68.6855
8684 | 206.7917 | 63.6493 | 206.7917 | 63.6493
8685 | 222.0444 | 61.1272 | 222.0444 | 61.1272
8686 | 236.8491 | 55.3728 | 236.8491 | 55.3728
8687 | 256.1746 | 49.956 | 256.1746 | 49.956
8688 | 259.8743 | 45.1907 | 259.8743 | 45.1907
8689 | 250.1731 | 39.6468 | 250.1731 | 39.6468
8690 | 246.8233 | 37.2781 | 246.8233 | 37.2781
8691 | 248.9123 | 39.5329 | 248.9123 | 39.5329
8692 | 249.977 | 49.3503 | 249.977 | 49.3503
8693 | 250.7835 | 54.7099 | 250.7835 | 54.7099
8694 | 245.9215 | 50.5019 | 245.9215 | 50.5019
8695 | 236.2229 | 47.9784 | 236.2229 | 47.9784
8696 | 231.7261 | 41.6265 | 231.7261 | 41.6265
8697 | 231.0077 | 36.2444 | 231.0077 | 36.2444
8698 | 231.9603 | 22.8733 | 231.9603 | 22.8733
8699 | 228.3933 | 14.9257 | 228.3933 | 14.9257
8700 | 217.0969 | 14.5652 | 217.0969 | 14.5652
8701 | 202.6637 | 8.3518 | 202.6637 | 8.3518
8702 | 193.988 | 12.635 | 193.988 | 12.635
8703 | 185.9435 | 15.5465 | 185.9435 | 15.5465
8704 | 178.6444 | 23.0238 | 178.6444 | 23.0238
8705 | 178.3565 | 59.3564 | 178.3565 | 59.3564
8706 | 182.3698 | 65.3645 | 182.3698 | 65.3645
8707 | 192.6103 | 63.8366 | 192.6103 | 63.8366
8708 | 211.2869 | 58.5642 | 211.2869 | 58.5642
8709 | 227.3459 | 56.3538 | 227.3459 | 56.3538
8710 | 242.5183 | 51.5716 | 242.5183 | 51.5716
8711 | 264.4607 | 46.8578 | 264.4607 | 46.8578
8712 | 268.5326 | 42.6296 | 268.5326 | 42.6296
8713 | 256.5695 | 38.2409 | 256.5695 | 38.2409
8714 | 252.4809 | 36.5739 | 252.4809 | 36.5739
8715 | 253.8865 | 39.6337 | 253.8865 | 39.6337
8716 | 254.2126 | 49.5864 | 254.2126 | 49.5864
8717 | 252.5295 | 54.6237 | 252.5295 | 54.6237
8718 | 250.0925 | 50.1425 | 250.0925 | 50.1425
8719 | 242.2809 | 47.0407 | 242.2809 | 47.0407
8720 | 236.0503 | 39.8267 | 236.0503 | 39.8267
8721 | 235.6738 | 34.2536 | 235.6738 | 34.2536
8722 | 236.1203 | 20.974 | 236.1203 | 20.974
8723 | 231.1316 | 13.553 | 231.1316 | 13.553
8724 | 219.1761 | 15.2562 | 219.1761 | 15.2562
8725 | 208.436 | 11.7308 | 208.436 | 11.7308
8726 | 199.8443 | 13.7441 | 199.8443 | 13.7441
8727 | 191.4377 | 20.0008 | 191.4377 | 20.0008
8728 | 183.842 | 29.4355 | 183.842 | 29.4355
8729 | 183.1035 | 64.8873 | 183.1035 | 64.8873
8730 | 186.5853 | 68.3556 | 186.5853 | 68.3556
8731 | 194.8124 | 68.0972 | 194.8124 | 68.0972
8732 | 210.6478 | 63.3302 | 210.6478 | 63.3302
8733 | 222.8933 | 62.1209 | 222.8933 | 62.1209
8734 | 234.6779 | 54.2264 | 234.6779 | 54.2264
8735 | 256.4961 | 52.5025 | 256.4961 | 52.5025
8736 | 257.1433 | 50.2365 | 257.1433 | 50.2365
8737 | 243.9075 | 46.0034 | 243.9075 | 46.0034
8738 | 239.9795 | 47.5358 | 239.9795 | 47.5358
8739 | 237.4818 | 50.601 | 237.4818 | 50.601
8740 | 238.6489 | 58.0833 | 238.6489 | 58.0833
8741 | 242.1571 | 64.1603 | 242.1571 | 64.1603
8742 | 237.0386 | 61.0107 | 237.0386 | 61.0107
8743 | 232.5201 | 57.9424 | 232.5201 | 57.9424
8744 | 227.5228 | 49.7247 | 227.5228 | 49.7247
8745 | 228.5056 | 46.63 | 228.5056 | 46.63
8746 | 233.5812 | 32.3078 | 233.5812 | 32.3078
8747 | 228.1077 | 24.0026 | 228.1077 | 24.0026
8748 | 218.5663 | 23.3194 | 218.5663 | 23.3194
8749 | 206.5002 | 19.2415 | 206.5002 | 19.2415
8750 | 196.278 | 20.8168 | 196.278 | 20.8168
8751 | 189.6074 | 26.4007 | 189.6074 | 26.4007
8752 | 182.9219 | 35.9212 | 182.9219 | 35.9212
8753 | 182.7885 | 71.6894 | 182.7885 | 71.6894
8754 | 186.5832 | 76.0137 | 186.5832 | 76.0137
8755 | 196.9309 | 76.9177 | 196.9309 | 76.9177
8756 | 217.7919 | 73.0381 | 217.7919 | 73.0381
8757 | 237.2833 | 72.2296 | 237.2833 | 72.2296
8758 | 254.1683 | 62.7606 | 254.1683 | 62.7606
8759 | 278.5997 | 57.9934 | 278.5997 | 57.9934