## Summary Scalars
Parameter | Value
Total Cost ($) | 1293623.2291
Capital Cost (CAPEX) | 26313.8233
Operating Cost (OPEX) | 1267309.4058
Annual Fuel Consumption Genset (L) | 204473.6842
Annual Fuel Consumption Diesel Furnace (L) | 380540.7446

## Generator Summary
Size | Built | Capacity (kW) | Capital Cost ($) | Operating Cost ($)
100 kW | 2 | 200 | 12771.4423 | 29800
500 kW | 0 | 0 | 0 | 0
1000 kW | 0 | 0 | 0 | 0
2000 kW | 0 | 0 | 0 | 0
Total | 2 | 200 | 12771.4423 | 29800

## Diesel Furnace Summary
Size | Built | Capacity (MW) | Capital Cost ($) | Operating Cost ($)
17.58 kW | 60 | 1054.8 | 13542.381 | 16876.8
Total | 60 | 1054.8 | 13542.381 | 16876.8

## Time Series
Time | Electric Load (kW) | Thermal Load (kW) | Diesel Generation (kW) | Thermal Generation (kW)
0 | 91.5138 | 27.279 | 91.5138 | 27.279
1 | 86.8768 | 25.0429 | 86.8768 | 25.0429
2 | 86.4695 | 25.6719 | 86.4695 | 25.6719
3 | 87.0667 | 25.9695 | 87.0667 | 25.9695
4 | 86.1429 | 28.5802 | 86.1429 | 28.5802
5 | 87.8372 | 29.7795 | 87.8372 | 29.7795
6 | 87.0729 | 26.6645 | 87.0729 | 26.6645
7 | 81.8752 | 23.6592 | 81.8752 | 23.6592
8 | 78.3307 | 18.9719 | 78.3307 | 18.9719
9 | 77.4671 | 16.7322 | 77.4671 | 16.7322
10 | 78.2653 | 9.9768 | 78.2653 | 9.9768
11 | 75.8204 | 6.1329 | 75.8204 | 6.1329
12 | 71.5914 | 5.8086 | 71.5914 | 5.8086
13 | 67.2071 | 3.7306 | 67.2071 | 3.7306
14 | 64.1058 | 4.0582 | 64.1058 | 4.0582
15 | 61.694 | 6.4152 | 61.694 | 6.4152
16 | 59.2231 | 10.8804 | 59.2231 | 10.8804
17 | 59.0659 | 27.7918 | 59.0659 | 27.7918
18 | 60.7403 | 31.2598 | 60.7403 | 31.2598
19 | 64.4026 | 33.1046 | 64.4026 | 33.1046
20 | 71.5855 | 32.0847 | 71.5855 | 32.0847
21 | 78.1497 | 32.251 | 78.1497 | 32.251
22 | 83.3793 | 28.9091 | 83.3793 | 28.9091
23 | 90.8298 | 28.139 | 90.8298 | 28.139
24 | 92.2193 | 26.1321 | 92.2193 | 26.1321
25 | 87.6079 | 23.0328 | 87.6079 | 23.0328
26 | 85.875 | 22.4424 | 85.875 | 22.4424
27 | 86.0347 | 20.754 | 86.0347 | 20.754
28 | 86.0209 | 22.5719 | 86.0209 | 22.5719
29 | 86.3901 | 24.2154 | 86.3901 | 24.2154
30 | 85.3304 | 22.3749 | 85.3304 | 22.3749
31 | 81.1779 | 20.9542 | 81.1779 | 20.9542
32 | 77.8564 | 17.4171 | 77.8564 | 17.4171
33 | 76.8004 | 15.8525 | 76.8004 | 15.8525
34 | 77.5941 | 9.6019 | 77.5941 | 9.6019
35 | 75.8002 | 6.1329 | 75.8002 | 6.1329
36 | 70.8866 | 5.8086 | 70.8866 | 5.8086
37 | 66.4357 | 3.7306 | 66.4357 | 3.7306
38 | 64.2154 | 4.0582 | 64.2154 | 4.0582
39 | 61.9381 | 5.8555 | 61.9381 | 5.8555
40 | 59.5935 | 9.3365 | 59.5935 | 9.3365
41 | 59.3396 | 24.8789 | 59.3396 | 24.8789
42 | 60.4589 | 27.4199 | 60.4589 | 27.4199
43 | 63.4653 | 28.6632 | 63.4653 | 28.6632
44 | 70.1347 | 27.2375 | 70.1347 | 27.2375
45 | 76.9344 | 26.8793 | 76.9344 | 26.8793
46 | 81.758 | 23.1559 | 81.758 | 23.1559
47 | 88.7278 | 22.5387 | 88.7278 | 22.5387
48 | 89.2998 | 21.3609 | 89.2998 | 21.3609
49 | 85.8869 | 18.9224 | 85.8869 | 18.9224
50 | 84.6437 | 19.3678 | 84.6437 | 19.3678
51 | 85.2069 | 19.6631 | 85.2069 | 19.6631
52 | 84.859 | 23.3086 | 84.859 | 23.3086
53 | 86.0574 | 26.1541 | 86.0574 | 26.1541
54 | 84.7345 | 24.4927 | 84.7345 | 24.4927
55 | 80.3392 | 22.7729 | 80.3392 | 22.7729
56 | 76.7733 | 18.8917 | 76.7733 | 18.8917
57 | 75.6075 | 17.3249 | 75.6075 | 17.3249
58 | 77.0588 | 11.2491 | 77.0588 | 11.2491
59 | 75.1031 | 7.8373 | 75.1031 | 7.8373
60 | 70.5137 | 7.4118 | 70.5137 | 7.4118
61 | 66.7419 | 5.1832 | 66.7419 | 5.1832
62 | 64.078 | 5.6768 | 64.078 | 5.6768
63 | 61.6277 | 7.6193 | 61.6277 | 7.6193
64 | 59.5734 | 11.3895 | 59.5734 | 11.3895
65 | 58.9271 | 27.5762 | 58.9271 | 27.5762
66 | 60.0236 | 30.7759 | 60.0236 | 30.7759
67 | 62.5558 | 32.8824 | 62.5558 | 32.8824
68 | 68.1822 | 31.9197 | 68.1822 | 31.9197
69 | 73.4731 | 31.5692 | 73.4731 | 31.5692
70 | 78.696 | 27.7688 | 78.696 | 27.7688
71 | 84.6624 | 26.7931 | 84.6624 | 26.7931
72 | 86.6639 | 25.3349 | 86.6639 | 25.3349
73 | 83.521 | 22.759 | 83.521 | 22.759
74 | 82.228 | 22.957 | 82.228 | 22.957
75 | 82.6704 | 22.6354 | 82.6704 | 22.6354
76 | 82.0689 | 24.8162 | 82.0689 | 24.8162
77 | 82.3214 | 25.3931 | 82.3214 | 25.3931
78 | 79.8928 | 22.3749 | 79.8928 | 22.3749
79 | 77.5195 | 20.9542 | 77.5195 | 20.9542
80 | 75.4532 | 17.4171 | 75.4532 | 17.4171
81 | 75.1916 | 15.8525 | 75.1916 | 15.8525
82 | 75.6989 | 9.6019 | 75.6989 | 9.6019
83 | 74.7049 | 6.1329 | 74.7049 | 6.1329
84 | 70.249 | 5.8086 | 70.249 | 5.8086
85 | 65.8521 | 3.7306 | 65.8521 | 3.7306
86 | 63.6464 | 4.2792 | 63.6464 | 4.2792
87 | 61.7994 | 7.1663 | 61.7994 | 7.1663
88 | 59.2089 | 11.8909 | 59.2089 | 11.8909
89 | 58.6668 | 28.2492 | 58.6668 | 28.2492
90 | 59.6342 | 30.6781 | 59.6342 | 30.6781
91 | 62.7281 | 31.9104 | 62.7281 | 31.9104
92 | 67.6112 | 30.6727 | 67.6112 | 30.6727
93 | 73.7399 | 30.6334 | 73.7399 | 30.6334
94 | 78.217 | 27.4917 | 78.217 | 27.4917
95 | 83.88 | 27.6068 | 83.88 | 27.6068
96 | 86.1745 | 27.1581 | 86.1745 | 27.1581
97 | 82.0656 | 25.0715 | 82.0656 | 25.0715
98 | 81.0957 | 25.1045 | 81.0957 | 25.1045
99 | 80.9493 | 24.673 | 80.9493 | 24.673
100 | 82.1999 | 27.2925 | 82.1999 | 27.2925
101 | 83.909 | 29.2099 | 83.909 | 29.2099
102 | 81.7784 | 27.3374 | 81.7784 | 27.3374
103 | 79.3471 | 25.7375 | 79.3471 | 25.7375
104 | 77.172 | 22.3247 | 77.172 | 22.3247
105 | 75.8265 | 20.2785 | 75.8265 | 20.2785
106 | 76.0033 | 12.7776 | 76.0033 | 12.7776
107 | 73.7528 | 8.6269 | 73.7528 | 8.6269
108 | 69.8651 | 8.4234 | 69.8651 | 8.4234
109 | 66.2703 | 7.0173 | 66.2703 | 7.0173
110 | 63.6495 | 8.295 | 63.6495 | 8.295
111 | 61.3565 | 11.237 | 61.3565 | 11.237
112 | 59.218 | 16.0178 | 59.218 | 16.0178
113 | 58.6251 | 32.5828 | 58.6251 | 32.5828
114 | 60.1804 | 35.5868 | 60.1804 | 35.5868
115 | 63.3548 | 37.4986 | 63.3548 | 37.4986
116 | 69.405 | 36.6866 | 69.405 | 36.6866
117 | 74.5217 | 36.854 | 74.5217 | 36.854
118 | 79.5047 | 33.3669 | 79.5047 | 33.3669
119 | 85.9873 | 32.3583 | 85.9873 | 32.3583
120 | 86.7127 | 30.4998 | 86.7127 | 30.4998
121 | 82.348 | 27.5082 | 82.348 | 27.5082
122 | 81.7912 | 27.273 | 81.7912 | 27.273
123 | 82.5727 | 26.472 | 82.5727 | 26.472
124 | 82.4595 | 28.3713 | 82.4595 | 28.3713
125 | 82.8205 | 29.3485 | 82.8205 | 29.3485
126 | 81.3912 | 26.1367 | 81.3912 | 26.1367
127 | 78.052 | 23.2216 | 78.052 | 23.2216
128 | 75.7749 | 18.586 | 75.7749 | 18.586
129 | 75.0397 | 16.6288 | 75.0397 | 16.6288
130 | 75.6218 | 10.243 | 75.6218 | 10.243
131 | 74.0192 | 7.0896 | 74.0192 | 7.0896
132 | 69.9493 | 7.2436 | 69.9493 | 7.2436
133 | 66.0038 | 5.6736 | 66.0038 | 5.6736
134 | 63.4176 | 6.4817 | 63.4176 | 6.4817
135 | 61.1124 | 8.7684 | 61.1124 | 8.7684
136 | 58.6415 | 13.0906 | 58.6415 | 13.0906
137 | 58.754 | 29.4918 | 58.754 | 29.4918
138 | 60.5062 | 32.1438 | 60.5062 | 32.1438
139 | 64.2112 | 33.264 | 64.2112 | 33.264
140 | 71.6813 | 31.7042 | 71.6813 | 31.7042
141 | 77.6237 | 31.3174 | 77.6237 | 31.3174
142 | 82.6359 | 27.9117 | 82.6359 | 27.9117
143 | 89.1206 | 27.6211 | 89.1206 | 27.6211
144 | 90.1099 | 26.4554 | 90.1099 | 26.4554
145 | 85.0539 | 23.808 | 85.0539 | 23.808
146 | 83.6516 | 24.0258 | 83.6516 | 24.0258
147 | 85.1182 | 23.4854 | 85.1182 | 23.4854
148 | 84.4625 | 25.6244 | 84.4625 | 25.6244
149 | 84.5146 | 26.7446 | 84.5146 | 26.7446
150 | 82.844 | 23.6834 | 82.844 | 23.6834
151 | 79.4468 | 21.1994 | 79.4468 | 21.1994
152 | 76.1529 | 17.4171 | 76.1529 | 17.4171
153 | 75.637 | 15.8525 | 75.637 | 15.8525
154 | 76.2883 | 9.6019 | 76.2883 | 9.6019
155 | 74.1898 | 6.1329 | 74.1898 | 6.1329
156 | 70.0514 | 5.8086 | 70.0514 | 5.8086
157 | 65.6925 | 3.7306 | 65.6925 | 3.7306
158 | 62.8766 | 4.0582 | 62.8766 | 4.0582
159 | 60.1053 | 5.8555 | 60.1053 | 5.8555
160 | 57.7531 | 9.3365 | 57.7531 | 9.3365
161 | 57.7346 | 26.1599 | 57.7346 | 26.1599
162 | 59.8183 | 29.6543 | 59.8183 | 29.6543
163 | 63.1485 | 31.5618 | 63.1485 | 31.5618
164 | 70.2128 | 30.6585 | 70.2128 | 30.6585
165 | 76.539 | 30.9182 | 76.539 | 30.9182
166 | 80.824 | 28.0052 | 80.824 | 28.0052
167 | 86.8911 | 27.7871 | 86.8911 | 27.7871
168 | 87.552 | 26.3829 | 87.552 | 26.3829
169 | 83.2512 | 23.6727 | 83.2512 | 23.6727
170 | 82.1395 | 22.9328 | 82.1395 | 22.9328
171 | 83.2464 | 21.2059 | 83.2464 | 21.2059
172 | 82.6803 | 22.7621 | 82.6803 | 22.7621
173 | 82.881 | 23.9779 | 82.881 | 23.9779
174 | 81.3548 | 22.3749 | 81.3548 | 22.3749
175 | 77.6525 | 20.9542 | 77.6525 | 20.9542
176 | 74.6867 | 17.4171 | 74.6867 | 17.4171
177 | 73.9584 | 15.8525 | 73.9584 | 15.8525
178 | 75.3633 | 9.6019 | 75.3633 | 9.6019
179 | 73.3285 | 6.1329 | 73.3285 | 6.1329
180 | 69.1797 | 5.8086 | 69.1797 | 5.8086
181 | 65.2527 | 3.7306 | 65.2527 | 3.7306
182 | 62.2806 | 4.0582 | 62.2806 | 4.0582
183 | 59.844 | 5.8555 | 59.844 | 5.8555
184 | 57.7141 | 9.3365 | 57.7141 | 9.3365
185 | 57.992 | 24.4764 | 57.992 | 24.4764
186 | 59.6021 | 27.432 | 59.6021 | 27.432
187 | 63.62 | 29.1448 | 63.62 | 29.1448
188 | 70.9329 | 28.1249 | 70.9329 | 28.1249
189 | 77.0969 | 27.8855 | 77.0969 | 27.8855
190 | 82.537 | 24.1169 | 82.537 | 24.1169
191 | 88.7883 | 23.1347 | 88.7883 | 23.1347
192 | 89.4894 | 21.329 | 89.4894 | 21.329
193 | 85.9028 | 18.3231 | 85.9028 | 18.3231
194 | 83.1884 | 18.6377 | 83.1884 | 18.6377
195 | 84.2966 | 19.1023 | 84.2966 | 19.1023
196 | 84.8047 | 22.6829 | 84.8047 | 22.6829
197 | 85.745 | 25.2667 | 85.745 | 25.2667
198 | 84.1028 | 23.5679 | 84.1028 | 23.5679
199 | 79.984 | 22.1681 | 79.984 | 22.1681
200 | 78.0346 | 18.7267 | 78.0346 | 18.7267
201 | 76.6225 | 17.3403 | 76.6225 | 17.3403
202 | 77.1009 | 11.292 | 77.1009 | 11.292
203 | 73.8855 | 7.9979 | 73.8855 | 7.9979
204 | 69.9061 | 7.8483 | 69.9061 | 7.8483
205 | 65.6958 | 6.0134 | 65.6958 | 6.0134
206 | 63.245 | 6.9667 | 63.245 | 6.9667
207 | 61.1064 | 10.0319 | 61.1064 | 10.0319
208 | 59.3141 | 15.0721 | 59.3141 | 15.0721
209 | 58.903 | 31.7262 | 58.903 | 31.7262
210 | 60.1588 | 34.5883 | 60.1588 | 34.5883
211 | 63.7693 | 36.3034 | 63.7693 | 36.3034
212 | 69.697 | 35.4374 | 69.697 | 35.4374
213 | 75.2886 | 35.4355 | 75.2886 | 35.4355
214 | 80.1038 | 31.9034 | 80.1038 | 31.9034
215 | 87.597 | 31.2916 | 87.597 | 31.2916
216 | 88.9739 | 30.1326 | 88.9739 | 30.1326
217 | 85.4817 | 27.6907 | 85.4817 | 27.6907
218 | 85.0525 | 27.8701 | 85.0525 | 27.8701
219 | 84.7006 | 27.3198 | 84.7006 | 27.3198
220 | 85.072 | 29.2664 | 85.072 | 29.2664
221 | 85.1714 | 30.3381 | 85.1714 | 30.3381
222 | 84.102 | 27.4254 | 84.102 | 27.4254
223 | 80.5772 | 24.8072 | 80.5772 | 24.8072
224 | 77.4005 | 20.3047 | 77.4005 | 20.3047
225 | 76.5697 | 18.2398 | 76.5697 | 18.2398
226 | 77.2628 | 11.8891 | 77.2628 | 11.8891
227 | 74.4873 | 8.6489 | 74.4873 | 8.6489
228 | 70.5029 | 8.8666 | 70.5029 | 8.8666
229 | 66.3887 | 7.5793 | 66.3887 | 7.5793
230 | 63.4963 | 8.9196 | 63.4963 | 8.9196
231 | 61.4492 | 11.877 | 61.4492 | 11.877
232 | 58.9642 | 16.6556 | 58.9642 | 16.6556
233 | 58.9701 | 33.3438 | 58.9701 | 33.3438
234 | 59.9523 | 36.5522 | 59.9523 | 36.5522
235 | 62.3234 | 38.6741 | 62.3234 | 38.6741
236 | 67.6908 | 37.9687 | 67.6908 | 37.9687
237 | 72.7664 | 38.2626 | 72.7664 | 38.2626
238 | 77.4209 | 35.0043 | 77.4209 | 35.0043
239 | 84.5054 | 34 | 84.5054 | 34
240 | 85.2289 | 32.0437 | 85.2289 | 32.0437
241 | 82.3629 | 29.1444 | 82.3629 | 29.1444
242 | 81.5285 | 28.8531 | 81.5285 | 28.8531
243 | 81.099 | 28.0225 | 81.099 | 28.0225
244 | 82.1778 | 29.9756 | 82.1778 | 29.9756
245 | 82.9466 | 30.9825 | 82.9466 | 30.9825
246 | 81.2226 | 27.8521 | 81.2226 | 27.8521
247 | 78.2117 | 25.0151 | 78.2117 | 25.0151
248 | 75.6312 | 20.2354 | 75.6312 | 20.2354
249 | 74.7593 | 17.7306 | 74.7593 | 17.7306
250 | 75.6297 | 10.6806 | 75.6297 | 10.6806
251 | 72.9514 | 6.6574 | 72.9514 | 6.6574
252 | 69.4385 | 6.1923 | 69.4385 | 6.1923
253 | 65.7839 | 4.4101 | 65.7839 | 4.4101
254 | 63.2271 | 5.5339 | 63.2271 | 5.5339
255 | 61.3808 | 8.4792 | 61.3808 | 8.4792
256 | 58.8162 | 13.3633 | 58.8162 | 13.3633
257 | 58.9328 | 30.2714 | 58.9328 | 30.2714
258 | 59.4953 | 33.6272 | 59.4953 | 33.6272
259 | 62.0884 | 35.494 | 62.0884 | 35.494
260 | 66.508 | 33.9727 | 66.508 | 33.9727
261 | 71.4379 | 33.6607 | 71.4379 | 33.6607
262 | 76.4256 | 30.1704 | 76.4256 | 30.1704
263 | 82.2741 | 29.6818 | 82.2741 | 29.6818
264 | 84.0402 | 28.3435 | 84.0402 | 28.3435
265 | 81.35 | 25.2529 | 81.35 | 25.2529
266 | 80.8793 | 24.657 | 80.8793 | 24.657
267 | 80.5022 | 23.4052 | 80.5022 | 23.4052
268 | 80.6264 | 24.8811 | 80.6264 | 24.8811
269 | 81.2144 | 24.9951 | 81.2144 | 24.9951
270 | 79.1284 | 22.3749 | 79.1284 | 22.3749
271 | 76.5637 | 20.9542 | 76.5637 | 20.9542
272 | 74.6883 | 17.4171 | 74.6883 | 17.4171
273 | 74.9479 | 15.8525 | 74.9479 | 15.8525
274 | 75.941 | 9.6019 | 75.941 | 9.6019
275 | 73.8571 | 6.1329 | 73.8571 | 6.1329
276 | 69.7349 | 5.8086 | 69.7349 | 5.8086
277 | 65.5582 | 3.7306 | 65.5582 | 3.7306
278 | 63.2878 | 4.0582 | 63.2878 | 4.0582
279 | 61.4059 | 5.8555 | 61.4059 | 5.8555
280 | 59.5018 | 9.3365 | 59.5018 | 9.3365
281 | 58.7427 | 24.4764 | 58.7427 | 24.4764
282 | 59.7456 | 25.9651 | 59.7456 | 25.9651
283 | 62.2499 | 27.9858 | 62.2499 | 27.9858
284 | 67.7812 | 27.5663 | 67.7812 | 27.5663
285 | 73.017 | 27.7986 | 73.017 | 27.7986
286 | 77.423 | 24.4765 | 77.423 | 24.4765
287 | 83.8121 | 23.8637 | 83.8121 | 23.8637
288 | 85.4989 | 22.4352 | 85.4989 | 22.4352
289 | 82.1331 | 19.6085 | 82.1331 | 19.6085
290 | 80.9977 | 19.7868 | 80.9977 | 19.7868
291 | 81.2138 | 19.3948 | 81.2138 | 19.3948
292 | 81.3898 | 21.668 | 81.3898 | 21.668
293 | 82.8338 | 23.9515 | 82.8338 | 23.9515
294 | 81.7206 | 22.3749 | 81.7206 | 22.3749
295 | 78.4035 | 20.9542 | 78.4035 | 20.9542
296 | 76.4807 | 17.4171 | 76.4807 | 17.4171
297 | 75.892 | 15.8525 | 75.892 | 15.8525
298 | 75.4448 | 9.6019 | 75.4448 | 9.6019
299 | 73.2452 | 6.1329 | 73.2452 | 6.1329
300 | 69.0638 | 5.8086 | 69.0638 | 5.8086
301 | 64.9241 | 3.7306 | 64.9241 | 3.7306
302 | 62.6161 | 4.0582 | 62.6161 | 4.0582
303 | 60.4971 | 5.8555 | 60.4971 | 5.8555
304 | 57.9389 | 9.3365 | 57.9389 | 9.3365
305 | 57.8767 | 24.4764 | 57.8767 | 24.4764
306 | 59.5749 | 26.4412 | 59.5749 | 26.4412
307 | 62.806 | 27.6197 | 62.806 | 27.6197
308 | 69.8744 | 26.536 | 69.8744 | 26.536
309 | 76.2219 | 26.9618 | 76.2219 | 26.9618
310 | 80.2441 | 23.9069 | 80.2441 | 23.9069
311 | 87.3826 | 23.3711 | 87.3826 | 23.3711
312 | 86.8801 | 21.9118 | 86.8801 | 21.9118
313 | 82.789 | 18.8949 | 82.789 | 18.8949
314 | 81.7846 | 19.0566 | 81.7846 | 19.0566
315 | 82.2684 | 18.8681 | 82.2684 | 18.8681
316 | 81.9116 | 21.3062 | 81.9116 | 21.3062
317 | 82.858 | 23.9515 | 82.858 | 23.9515
318 | 81.4017 | 22.3749 | 81.4017 | 22.3749
319 | 77.5022 | 20.9542 | 77.5022 | 20.9542
320 | 74.8652 | 17.4171 | 74.8652 | 17.4171
321 | 74.1805 | 15.8525 | 74.1805 | 15.8525
322 | 75.4013 | 9.6019 | 75.4013 | 9.6019
323 | 72.9654 | 6.1329 | 72.9654 | 6.1329
324 | 67.7826 | 5.8086 | 67.7826 | 5.8086
325 | 63.4381 | 3.7306 | 63.4381 | 3.7306
326 | 61.4288 | 4.0582 | 61.4288 | 4.0582
327 | 59.1123 | 5.8555 | 59.1123 | 5.8555
328 | 56.6969 | 9.3365 | 56.6969 | 9.3365
329 | 56.6483 | 24.4764 | 56.6483 | 24.4764
330 | 58.6836 | 25.9651 | 58.6836 | 25.9651
331 | 61.6781 | 27.4206 | 61.6781 | 27.4206
332 | 68.6353 | 26.4436 | 68.6353 | 26.4436
333 | 75.1116 | 26.6121 | 75.1116 | 26.6121
334 | 80.1377 | 23.5089 | 80.1377 | 23.5089
335 | 85.7553 | 23.7856 | 85.7553 | 23.7856
336 | 86.9783 | 23.2083 | 86.9783 | 23.2083
337 | 82.565 | 21.3723 | 82.565 | 21.3723
338 | 81.796 | 22.1949 | 81.796 | 22.1949
339 | 81.8515 | 22.4034 | 81.8515 | 22.4034
340 | 81.667 | 25.4188 | 81.667 | 25.4188
341 | 82.3367 | 27.4505 | 82.3367 | 27.4505
342 | 81.0426 | 24.9326 | 81.0426 | 24.9326
343 | 77.3421 | 22.0769 | 77.3421 | 22.0769
344 | 74.7823 | 17.4171 | 74.7823 | 17.4171
345 | 74.4131 | 15.8525 | 74.4131 | 15.8525
346 | 75.6001 | 9.6019 | 75.6001 | 9.6019
347 | 72.3871 | 6.1329 | 72.3871 | 6.1329
348 | 67.6607 | 5.8086 | 67.6607 | 5.8086
349 | 63.8326 | 3.7306 | 63.8326 | 3.7306
350 | 61.2348 | 4.0582 | 61.2348 | 4.0582
351 | 59.2246 | 5.8555 | 59.2246 | 5.8555
352 | 57.2371 | 9.3365 | 57.2371 | 9.3365
353 | 57.2107 | 25.443 | 57.2107 | 25.443
354 | 59.062 | 28.1115 | 59.062 | 28.1115
355 | 62.4059 | 29.5132 | 62.4059 | 29.5132
356 | 68.9889 | 28.2294 | 68.9889 | 28.2294
357 | 75.182 | 28.2351 | 75.182 | 28.2351
358 | 80.7056 | 24.912 | 80.7056 | 24.912
359 | 86.5068 | 24.2398 | 86.5068 | 24.2398
360 | 86.7008 | 22.554 | 86.7008 | 22.554
361 | 83.345 | 19.6173 | 83.345 | 19.6173
362 | 81.7417 | 19.6119 | 81.7417 | 19.6119
363 | 81.8802 | 18.5855 | 81.8802 | 18.5855
364 | 81.8777 | 21.3062 | 81.8777 | 21.3062
365 | 83.1345 | 23.9515 | 83.1345 | 23.9515
366 | 81.4242 | 22.3749 | 81.4242 | 22.3749
367 | 77.8411 | 20.9542 | 77.8411 | 20.9542
368 | 75.2266 | 17.4171 | 75.2266 | 17.4171
369 | 74.3318 | 15.8525 | 74.3318 | 15.8525
370 | 75.7923 | 9.6019 | 75.7923 | 9.6019
371 | 73.2663 | 6.1329 | 73.2663 | 6.1329
372 | 68.7949 | 5.8086 | 68.7949 | 5.8086
373 | 64.5421 | 3.7306 | 64.5421 | 3.7306
374 | 61.5497 | 4.0582 | 61.5497 | 4.0582
375 | 59.7421 | 5.8555 | 59.7421 | 5.8555
376 | 57.4506 | 9.3365 | 57.4506 | 9.3365
377 | 57.1007 | 24.4764 | 57.1007 | 24.4764
378 | 58.4685 | 26.0519 | 58.4685 | 26.0519
379 | 61.3296 | 27.436 | 61.3296 | 27.436
380 | 67.6083 | 26.1203 | 67.6083 | 26.1203
381 | 73.6343 | 25.9611 | 73.6343 | 25.9611
382 | 78.5839 | 22.5346 | 78.5839 | 22.5346
383 | 84.9346 | 22.0779 | 84.9346 | 22.0779
384 | 85.7756 | 21.0959 | 85.7756 | 21.0959
385 | 81.6494 | 18.7497 | 81.6494 | 18.7497
386 | 80.6258 | 19.4404 | 80.6258 | 19.4404
387 | 80.8052 | 19.6258 | 80.8052 | 19.6258
388 | 81.3675 | 22.6257 | 81.3675 | 22.6257
389 | 80.7341 | 24.7015 | 80.7341 | 24.7015
390 | 79.9549 | 22.5827 | 79.9549 | 22.5827
391 | 77.0651 | 20.9542 | 77.0651 | 20.9542
392 | 73.1121 | 17.4171 | 73.1121 | 17.4171
393 | 72.4032 | 15.8525 | 72.4032 | 15.8525
394 | 74.0433 | 9.6019 | 74.0433 | 9.6019
395 | 72.3594 | 6.1329 | 72.3594 | 6.1329
396 | 68.4673 | 5.8086 | 68.4673 | 5.8086
397 | 64.2935 | 3.7306 | 64.2935 | 3.7306
398 | 62.0343 | 4.0582 | 62.0343 | 4.0582
399 | 60.102 | 5.8555 | 60.102 | 5.8555
400 | 57.794 | 9.3365 | 57.794 | 9.3365
401 | 57.4071 | 24.4764 | 57.4071 | 24.4764
402 | 58.3387 | 25.9651 | 58.3387 | 25.9651
403 | 60.1631 | 26.464 | 60.1631 | 26.464
404 | 65.8036 | 25.3517 | 65.8036 | 25.3517
405 | 71.062 | 25.4531 | 71.062 | 25.4531
406 | 75.9559 | 22.1981 | 75.9559 | 22.1981
407 | 82.8776 | 21.7524 | 82.8776 | 21.7524
408 | 84.4664 | 20.3888 | 84.4664 | 20.3888
409 | 81.1842 | 17.5511 | 81.1842 | 17.5511
410 | 80.2716 | 17.5227 | 80.2716 | 17.5227
411 | 79.8984 | 17.774 | 79.8984 | 17.774
412 | 80.5144 | 21.3062 | 80.5144 | 21.3062
413 | 80.9893 | 23.9515 | 80.9893 | 23.9515
414 | 78.8267 | 22.3749 | 78.8267 | 22.3749
415 | 75.6896 | 20.9542 | 75.6896 | 20.9542
416 | 73.2762 | 17.4171 | 73.2762 | 17.4171
417 | 73.0139 | 15.8525 | 73.0139 | 15.8525
418 | 74.6964 | 9.6019 | 74.6964 | 9.6019
419 | 72.0195 | 6.1329 | 72.0195 | 6.1329
420 | 67.7008 | 5.8086 | 67.7008 | 5.8086
421 | 64.2352 | 3.7306 | 64.2352 | 3.7306
422 | 61.8695 | 4.0582 | 61.8695 | 4.0582
423 | 60.016 | 5.8555 | 60.016 | 5.8555
424 | 57.6476 | 9.3365 | 57.6476 | 9.3365
425 | 57.4671 | 24.5765 | 57.4671 | 24.5765
426 | 57.9405 | 27.4254 | 57.9405 | 27.4254
427 | 60.2601 | 28.8292 | 60.2601 | 28.8292
428 | 65.0368 | 27.199 | 65.0368 | 27.199
429 | 69.7589 | 27.0805 | 69.7589 | 27.0805
430 | 74.6311 | 24.0971 | 74.6311 | 24.0971
431 | 81.1131 | 23.999 | 81.1131 | 23.999
432 | 82.5442 | 22.7519 | 82.5442 | 22.7519
433 | 79.7709 | 20.0154 | 79.7709 | 20.0154
434 | 78.6747 | 20.1672 | 78.6747 | 20.1672
435 | 79.1402 | 19.4476 | 79.1402 | 19.4476
436 | 79.6675 | 21.613 | 79.6675 | 21.613
437 | 79.9764 | 23.9515 | 79.9764 | 23.9515
438 | 79.0806 | 22.3749 | 79.0806 | 22.3749
439 | 76.4555 | 20.9542 | 76.4555 | 20.9542
440 | 74.3487 | 17.4171 | 74.3487 | 17.4171
441 | 74.4097 | 15.8525 | 74.4097 | 15.8525
442 | 75.0472 | 9.6019 | 75.0472 | 9.6019
443 | 71.8332 | 6.1329 | 71.8332 | 6.1329
444 | 67.4204 | 5.8086 | 67.4204 | 5.8086
445 | 63.6367 | 3.7306 | 63.6367 | 3.7306
446 | 61.2461 | 4.0582 | 61.2461 | 4.0582
447 | 59.5322 | 5.8555 | 59.5322 | 5.8555
448 | 57.8048 | 9.3365 | 57.8048 | 9.3365
449 | 56.8265 | 25.2593 | 56.8265 | 25.2593
450 | 57.7722 | 29.1364 | 57.7722 | 29.1364
451 | 60.513 | 32.8264 | 60.513 | 32.8264
452 | 66.0635 | 32.982 | 66.0635 | 32.982
453 | 71.7881 | 33.2714 | 71.7881 | 33.2714
454 | 76.5452 | 29.8284 | 76.5452 | 29.8284
455 | 83.1761 | 29.3959 | 83.1761 | 29.3959
456 | 83.7227 | 28.3831 | 83.7227 | 28.3831
457 | 81.0136 | 26.115 | 81.0136 | 26.115
458 | 79.4932 | 26.5505 | 79.4932 | 26.5505
459 | 80.2703 | 26.2939 | 80.2703 | 26.2939
460 | 80.1185 | 28.9442 | 80.1185 | 28.9442
461 | 81.0881 | 30.9451 | 81.0881 | 30.9451
462 | 80.1971 | 29.0605 | 80.1971 | 29.0605
463 | 77.6 | 27.0241 | 77.6 | 27.0241
464 | 74.6452 | 22.0597 | 74.6452 | 22.0597
465 | 74.6391 | 18.4465 | 74.6391 | 18.4465
466 | 75.1382 | 10.5047 | 75.1382 | 10.5047
467 | 72.1838 | 6.1329 | 72.1838 | 6.1329
468 | 68.8385 | 5.8086 | 68.8385 | 5.8086
469 | 64.8223 | 3.7306 | 64.8223 | 3.7306
470 | 62.503 | 4.0582 | 62.503 | 4.0582
471 | 60.8158 | 5.8555 | 60.8158 | 5.8555
472 | 59.354 | 9.5047 | 59.354 | 9.5047
473 | 58.6462 | 26.2391 | 58.6462 | 26.2391
474 | 60.044 | 28.7174 | 60.044 | 28.7174
475 | 63.6508 | 29.489 | 63.6508 | 29.489
476 | 71.1997 | 27.6983 | 71.1997 | 27.6983
477 | 77.9746 | 27.5545 | 77.9746 | 27.5545
478 | 82.6979 | 24.5183 | 82.6979 | 24.5183
479 | 89.601 | 24.2904 | 89.601 | 24.2904
480 | 90.3229 | 22.9674 | 90.3229 | 22.9674
481 | 85.4676 | 19.8406 | 85.4676 | 19.8406
482 | 85.2846 | 19.8 | 85.2846 | 19.8
483 | 86.3439 | 18.4844 | 86.3439 | 18.4844
484 | 85.2844 | 21.3062 | 85.2844 | 21.3062
485 | 85.6992 | 23.9515 | 85.6992 | 23.9515
486 | 84.8178 | 22.3749 | 84.8178 | 22.3749
487 | 80.2608 | 20.9542 | 80.2608 | 20.9542
488 | 77.1278 | 17.4171 | 77.1278 | 17.4171
489 | 76.6572 | 15.8525 | 76.6572 | 15.8525
490 | 77.2183 | 9.6019 | 77.2183 | 9.6019
491 | 73.693 | 6.1329 | 73.693 | 6.1329
492 | 68.7637 | 5.8086 | 68.7637 | 5.8086
493 | 64.8181 | 3.7306 | 64.8181 | 3.7306
494 | 62.6014 | 4.0582 | 62.6014 | 4.0582
495 | 61.1549 | 5.8555 | 61.1549 | 5.8555
496 | 59.3397 | 9.3365 | 59.3397 | 9.3365
497 | 58.7523 | 24.4764 | 58.7523 | 24.4764
498 | 59.9585 | 26.7865 | 59.9585 | 26.7865
499 | 63.1906 | 28.3366 | 63.1906 | 28.3366
500 | 70.2992 | 27.121 | 70.2992 | 27.121
501 | 76.7519 | 27.2477 | 76.7519 | 27.2477
502 | 82.224 | 24.1257 | 82.224 | 24.1257
503 | 88.0217 | 23.701 | 88.0217 | 23.701
504 | 89.4068 | 22.0174 | 89.4068 | 22.0174
505 | 84.8935 | 18.8278 | 84.8935 | 18.8278
506 | 84.0007 | 18.5618 | 84.0007 | 18.5618
507 | 84.249 | 17.774 | 84.249 | 17.774
508 | 83.9656 | 21.3062 | 83.9656 | 21.3062
509 | 83.7058 | 23.9515 | 83.7058 | 23.9515
510 | 82.9532 | 22.3749 | 82.9532 | 22.3749
511 | 79.2857 | 20.9542 | 79.2857 | 20.9542
512 | 76.8018 | 17.4171 | 76.8018 | 17.4171
513 | 76.7711 | 15.8525 | 76.7711 | 15.8525
514 | 76.7658 | 9.6019 | 76.7658 | 9.6019
515 | 73.5371 | 6.1329 | 73.5371 | 6.1329
516 | 68.6273 | 5.8086 | 68.6273 | 5.8086
517 | 64.7747 | 3.7306 | 64.7747 | 3.7306
518 | 62.7069 | 4.0582 | 62.7069 | 4.0582
519 | 60.9747 | 5.8555 | 60.9747 | 5.8555
520 | 59.6516 | 9.3365 | 59.6516 | 9.3365
521 | 59.2258 | 24.4764 | 59.2258 | 24.4764
522 | 60.4945 | 25.9651 | 60.4945 | 25.9651
523 | 64.0256 | 26.4354 | 64.0256 | 26.4354
524 | 70.9451 | 25.5243 | 70.9451 | 25.5243
525 | 77.2148 | 25.8193 | 77.2148 | 25.8193
526 | 82.539 | 22.7424 | 82.539 | 22.7424
527 | 88.5393 | 22.5354 | 88.5393 | 22.5354
528 | 87.9135 | 21.3752 | 87.9135 | 21.3752
529 | 83.709 | 18.8971 | 83.709 | 18.8971
530 | 82.202 | 18.7311 | 82.202 | 18.7311
531 | 83.8518 | 17.774 | 83.8518 | 17.774
532 | 83.7862 | 21.3062 | 83.7862 | 21.3062
533 | 83.8305 | 23.9515 | 83.8305 | 23.9515
534 | 81.3672 | 22.3749 | 81.3672 | 22.3749
535 | 78.2772 | 20.9542 | 78.2772 | 20.9542
536 | 76.0467 | 17.4171 | 76.0467 | 17.4171
537 | 75.9751 | 15.8525 | 75.9751 | 15.8525
538 | 76.1806 | 9.6019 | 76.1806 | 9.6019
539 | 73.0919 | 6.1329 | 73.0919 | 6.1329
540 | 68.4947 | 5.8086 | 68.4947 | 5.8086
541 | 64.4867 | 3.7306 | 64.4867 | 3.7306
542 | 62.1306 | 4.0582 | 62.1306 | 4.0582
543 | 60.7671 | 5.8555 | 60.7671 | 5.8555
544 | 59.1116 | 9.3365 | 59.1116 | 9.3365
545 | 58.0805 | 24.4764 | 58.0805 | 24.4764
546 | 59.132 | 25.9651 | 59.132 | 25.9651
547 | 62.1992 | 26.4354 | 62.1992 | 26.4354
548 | 68.6688 | 25.256 | 68.6688 | 25.256
549 | 74.4113 | 25.529 | 74.4113 | 25.529
550 | 80.4922 | 22.5445 | 80.4922 | 22.5445
551 | 85.6617 | 22.156 | 85.6617 | 22.156
552 | 86.4088 | 20.8705 | 86.4088 | 20.8705
553 | 82.6715 | 18.2802 | 82.6715 | 18.2802
554 | 81.7708 | 17.9471 | 81.7708 | 17.9471
555 | 82.4402 | 17.774 | 82.4402 | 17.774
556 | 82.0545 | 21.3062 | 82.0545 | 21.3062
557 | 82.4188 | 23.9515 | 82.4188 | 23.9515
558 | 80.4387 | 22.3749 | 80.4387 | 22.3749
559 | 78.1252 | 20.9542 | 78.1252 | 20.9542
560 | 74.9662 | 17.4171 | 74.9662 | 17.4171
561 | 74.9049 | 15.8525 | 74.9049 | 15.8525
562 | 75.4894 | 9.6019 | 75.4894 | 9.6019
563 | 73.0095 | 6.1329 | 73.0095 | 6.1329
564 | 68.6717 | 5.8086 | 68.6717 | 5.8086
565 | 64.9137 | 3.7306 | 64.9137 | 3.7306
566 | 62.8203 | 4.0582 | 62.8203 | 4.0582
567 | 61.1908 | 5.8555 | 61.1908 | 5.8555
568 | 59.1405 | 9.3365 | 59.1405 | 9.3365
569 | 58.5126 | 25.2429 | 58.5126 | 25.2429
570 | 59.1462 | 28.5998 | 59.1462 | 28.5998
571 | 61.439 | 30.2368 | 61.439 | 30.2368
572 | 66.9534 | 29.0156 | 66.9534 | 29.0156
573 | 71.6372 | 28.9081 | 71.6372 | 28.9081
574 | 76.2544 | 25.4464 | 76.2544 | 25.4464
575 | 82.3915 | 24.8039 | 82.3915 | 24.8039
576 | 83.5261 | 23.0323 | 83.5261 | 23.0323
577 | 80.321 | 19.9736 | 80.321 | 19.9736
578 | 79.0569 | 20.3278 | 79.0569 | 20.3278
579 | 79.7795 | 20.7584 | 79.7795 | 20.7584
580 | 80.2578 | 24.0849 | 80.2578 | 24.0849
581 | 80.1832 | 26.2475 | 80.1832 | 26.2475
582 | 78.1189 | 23.8418 | 78.1189 | 23.8418
583 | 74.8571 | 21.3016 | 74.8571 | 21.3016
584 | 72.6779 | 17.4171 | 72.6779 | 17.4171
585 | 73.688 | 15.8525 | 73.688 | 15.8525
586 | 74.9011 | 9.6019 | 74.9011 | 9.6019
587 | 71.5699 | 6.1329 | 71.5699 | 6.1329
588 | 67.3288 | 5.8086 | 67.3288 | 5.8086
589 | 63.8329 | 3.7306 | 63.8329 | 3.7306
590 | 61.9327 | 4.0582 | 61.9327 | 4.0582
591 | 60.3138 | 5.861 | 60.3138 | 5.861
592 | 58.1607 | 11.1718 | 58.1607 | 11.1718
593 | 57.5035 | 28.4307 | 57.5035 | 28.4307
594 | 58.3157 | 31.6941 | 58.3157 | 31.6941
595 | 60.9767 | 33.3388 | 60.9767 | 33.3388
596 | 65.4909 | 32.3805 | 65.4909 | 32.3805
597 | 69.9595 | 32.7106 | 69.9595 | 32.7106
598 | 75.173 | 29.7525 | 75.173 | 29.7525
599 | 80.9757 | 29.6807 | 80.9757 | 29.6807
600 | 81.2045 | 28.3732 | 81.2045 | 28.3732
601 | 78.6694 | 25.4816 | 78.6694 | 25.4816
602 | 77.2293 | 24.9869 | 77.2293 | 24.9869
603 | 78.2144 | 23.922 | 78.2144 | 23.922
604 | 78.7869 | 26.0412 | 78.7869 | 26.0412
605 | 79.0878 | 27.5561 | 79.0878 | 27.5561
606 | 77.2904 | 24.8578 | 77.2904 | 24.8578
607 | 74.5736 | 22.3353 | 74.5736 | 22.3353
608 | 72.8521 | 17.8173 | 72.8521 | 17.8173
609 | 73.237 | 15.8525 | 73.237 | 15.8525
610 | 73.9033 | 9.6019 | 73.9033 | 9.6019
611 | 71.2661 | 6.1329 | 71.2661 | 6.1329
612 | 67.1717 | 5.8086 | 67.1717 | 5.8086
613 | 63.1795 | 3.7306 | 63.1795 | 3.7306
614 | 61.0387 | 4.0582 | 61.0387 | 4.0582
615 | 59.6338 | 5.8555 | 59.6338 | 5.8555
616 | 57.9079 | 11.0453 | 57.9079 | 11.0453
617 | 57.0483 | 28.3141 | 57.0483 | 28.3141
618 | 58.0705 | 31.4918 | 58.0705 | 31.4918
619 | 61.0227 | 32.966 | 61.0227 | 32.966
620 | 66.657 | 31.8504 | 66.657 | 31.8504
621 | 72.0105 | 31.9068 | 72.0105 | 31.9068
622 | 76.8605 | 28.8387 | 76.8605 | 28.8387
623 | 82.5911 | 28.8362 | 82.5911 | 28.8362
624 | 83.2407 | 27.433 | 83.2407 | 27.433
625 | 79.4656 | 24.4557 | 79.4656 | 24.4557
626 | 78.7305 | 24.1479 | 78.7305 | 24.1479
627 | 79.2782 | 22.8971 | 79.2782 | 22.8971
628 | 79.3769 | 24.5336 | 79.3769 | 24.5336
629 | 80.4726 | 25.7164 | 80.4726 | 25.7164
630 | 79.0517 | 23.0995 | 79.0517 | 23.0995
631 | 75.623 | 20.9542 | 75.623 | 20.9542
632 | 74.0429 | 17.4171 | 74.0429 | 17.4171
633 | 74.4604 | 15.8525 | 74.4604 | 15.8525
634 | 75.5516 | 9.6019 | 75.5516 | 9.6019
635 | 72.1177 | 6.1329 | 72.1177 | 6.1329
636 | 66.8592 | 5.8086 | 66.8592 | 5.8086
637 | 63.2312 | 3.7306 | 63.2312 | 3.7306
638 | 61.1098 | 4.0582 | 61.1098 | 4.0582
639 | 59.8823 | 5.8555 | 59.8823 | 5.8555
640 | 58.3312 | 9.8302 | 58.3312 | 9.8302
641 | 57.6361 | 27.3013 | 57.6361 | 27.3013
642 | 58.6685 | 30.5318 | 58.6685 | 30.5318
643 | 62.3301 | 32.3975 | 62.3301 | 32.3975
644 | 69.5082 | 31.7306 | 69.5082 | 31.7306
645 | 76.7314 | 32.2499 | 76.7314 | 32.2499
646 | 81.9905 | 29.4611 | 81.9905 | 29.4611
647 | 89.1905 | 29.5542 | 89.1905 | 29.5542
648 | 89.251 | 28.9274 | 89.251 | 28.9274
649 | 85.5787 | 26.5911 | 85.5787 | 26.5911
650 | 84.2477 | 26.5351 | 84.2477 | 26.5351
651 | 84.6077 | 25.9409 | 84.6077 | 25.9409
652 | 84.6679 | 28.2668 | 84.6679 | 28.2668
653 | 84.5479 | 29.5178 | 84.5479 | 29.5178
654 | 82.7511 | 26.5468 | 82.7511 | 26.5468
655 | 79.0914 | 23.9869 | 79.0914 | 23.9869
656 | 77.3604 | 19.5976 | 77.3604 | 19.5976
657 | 77.7729 | 17.5294 | 77.7729 | 17.5294
658 | 77.2813 | 10.9478 | 77.2813 | 10.9478
659 | 72.9096 | 7.3612 | 72.9096 | 7.3612
660 | 65.6682 | 7.2875 | 65.6682 | 7.2875
661 | 61.8529 | 5.8594 | 61.8529 | 5.8594
662 | 59.4959 | 7.235 | 59.4959 | 7.235
663 | 58.3911 | 10.2683 | 58.3911 | 10.2683
664 | 57.1902 | 15.2601 | 57.1902 | 15.2601
665 | 56.0344 | 32.6081 | 56.0344 | 32.6081
666 | 57.1045 | 35.8606 | 57.1045 | 35.8606
667 | 60.5732 | 36.8169 | 60.5732 | 36.8169
668 | 67.2465 | 34.8964 | 67.2465 | 34.8964
669 | 74.1426 | 34.3226 | 74.1426 | 34.3226
670 | 79.4034 | 30.8026 | 79.4034 | 30.8026
671 | 85.2161 | 30.159 | 85.2161 | 30.159
672 | 85.3873 | 28.6503 | 85.3873 | 28.6503
673 | 81.3362 | 25.6839 | 81.3362 | 25.6839
674 | 80.7762 | 25.4421 | 80.7762 | 25.4421
675 | 81.0894 | 24.8896 | 81.0894 | 24.8896
676 | 81.1622 | 27.0066 | 81.1622 | 27.0066
677 | 81.1701 | 28.0641 | 81.1701 | 28.0641
678 | 79.5106 | 25.5967 | 79.5106 | 25.5967
679 | 75.9751 | 23.6603 | 75.9751 | 23.6603
680 | 73.4718 | 19.5261 | 73.4718 | 19.5261
681 | 74.2896 | 17.448 | 74.2896 | 17.448
682 | 74.5184 | 10.387 | 74.5184 | 10.387
683 | 70.9392 | 6.4221 | 70.9392 | 6.4221
684 | 66.0384 | 6.0626 | 66.0384 | 6.0626
685 | 62.3372 | 3.9736 | 62.3372 | 3.9736
686 | 59.9286 | 4.5882 | 59.9286 | 4.5882
687 | 58.8754 | 6.7242 | 58.8754 | 6.7242
688 | 56.9417 | 11.1025 | 56.9417 | 11.1025
689 | 55.8602 | 27.8775 | 55.8602 | 27.8775
690 | 57.6191 | 31.3158 | 57.6191 | 31.3158
691 | 61.0175 | 33.0122 | 61.0175 | 33.0122
692 | 67.3614 | 31.6294 | 67.3614 | 31.6294
693 | 73.5263 | 31.5142 | 73.5263 | 31.5142
694 | 77.7407 | 28.2218 | 77.7407 | 28.2218
695 | 83.4104 | 27.8927 | 83.4104 | 27.8927
696 | 83.8101 | 26.2278 | 83.8101 | 26.2278
697 | 79.9539 | 22.6875 | 79.9539 | 22.6875
698 | 79.0489 | 22.5567 | 79.0489 | 22.5567
699 | 79.6146 | 21.88 | 79.6146 | 21.88
700 | 79.1928 | 23.6242 | 79.1928 | 23.6242
701 | 79.178 | 25.0193 | 79.178 | 25.0193
702 | 78.1652 | 22.3749 | 78.1652 | 22.3749
703 | 74.3809 | 20.9542 | 74.3809 | 20.9542
704 | 71.7216 | 17.4171 | 71.7216 | 17.4171
705 | 72.7107 | 15.8525 | 72.7107 | 15.8525
706 | 73.2654 | 9.6019 | 73.2654 | 9.6019
707 | 69.8464 | 6.1329 | 69.8464 | 6.1329
708 | 66.9107 | 4.5831 | 66.9107 | 4.5831
709 | 63.0748 | 3.1011 | 63.0748 | 3.1011
710 | 60.8671 | 3.7249 | 60.8671 | 3.7249
711 | 59.345 | 4.6042 | 59.345 | 4.6042
712 | 58.0711 | 9.2217 | 58.0711 | 9.2217
713 | 56.9836 | 24.6269 | 56.9836 | 24.6269
714 | 58.5474 | 28.7896 | 58.5474 | 28.7896
715 | 61.7529 | 30.3941 | 61.7529 | 30.3941
716 | 67.9398 | 29.4332 | 67.9398 | 29.4332
717 | 73.5428 | 28.6408 | 73.5428 | 28.6408
718 | 78.816 | 26.8769 | 78.816 | 26.8769
719 | 83.9521 | 27.1258 | 83.9521 | 27.1258
720 | 85.3833 | 24.3879 | 85.3833 | 24.3879
721 | 81.5719 | 22.1837 | 81.5719 | 22.1837
722 | 81.21 | 21.7478 | 81.21 | 21.7478
723 | 81.3312 | 21.6461 | 81.3312 | 21.6461
724 | 81.3417 | 21.794 | 81.3417 | 21.794
725 | 82.6192 | 22.4262 | 82.6192 | 22.4262
726 | 81.6585 | 21.0968 | 81.6585 | 21.0968
727 | 76.8166 | 20.2152 | 76.8166 | 20.2152
728 | 73.7929 | 18.3083 | 73.7929 | 18.3083
729 | 75.0712 | 15.5386 | 75.0712 | 15.5386
730 | 75.1872 | 9.5756 | 75.1872 | 9.5756
731 | 71.4367 | 5.3756 | 71.4367 | 5.3756
732 | 66.9803 | 5.6594 | 66.9803 | 5.6594
733 | 62.8654 | 4.947 | 62.8654 | 4.947
734 | 60.7006 | 6.0338 | 60.7006 | 6.0338
735 | 60.1031 | 7.5372 | 60.1031 | 7.5372
736 | 58.3377 | 13.0485 | 58.3377 | 13.0485
737 | 57.428 | 28.2406 | 57.428 | 28.2406
738 | 58.0655 | 32.71 | 58.0655 | 32.71
739 | 60.5026 | 34.828 | 60.5026 | 34.828
740 | 65.625 | 34.4911 | 65.625 | 34.4911
741 | 71.7331 | 34.2384 | 71.7331 | 34.2384
742 | 77.4607 | 32.8762 | 77.4607 | 32.8762
743 | 82.5161 | 33.0929 | 82.5161 | 33.0929
744 | 84.4682 | 30.3075 | 84.4682 | 30.3075
745 | 80.4819 | 27.6372 | 80.4819 | 27.6372
746 | 79.5578 | 27.258 | 79.5578 | 27.258
747 | 79.2461 | 26.8973 | 79.2461 | 26.8973
748 | 79.483 | 27.1096 | 79.483 | 27.1096
749 | 80.6536 | 27.2695 | 80.6536 | 27.2695
750 | 78.7407 | 24.1831 | 78.7407 | 24.1831
751 | 75.4952 | 21.4111 | 75.4952 | 21.4111
752 | 74.179 | 18.066 | 74.179 | 18.066
753 | 75.0168 | 14.7567 | 75.0168 | 14.7567
754 | 74.502 | 9.2475 | 74.502 | 9.2475
755 | 70.9445 | 4.9862 | 70.9445 | 4.9862
756 | 66.5954 | 4.5831 | 66.5954 | 4.5831
757 | 62.8905 | 3.1011 | 62.8905 | 3.1011
758 | 60.4597 | 4.0085 | 60.4597 | 4.0085
759 | 59.7379 | 6.2739 | 59.7379 | 6.2739
760 | 58.6664 | 13.7077 | 58.6664 | 13.7077
761 | 57.1741 | 29.8382 | 57.1741 | 29.8382
762 | 57.8564 | 33.6544 | 57.8564 | 33.6544
763 | 60.5592 | 34.8403 | 60.5592 | 34.8403
764 | 65.4336 | 33.7184 | 65.4336 | 33.7184
765 | 70.2102 | 32.5918 | 70.2102 | 32.5918
766 | 74.86 | 30.1886 | 74.86 | 30.1886
767 | 80.4168 | 29.8334 | 80.4168 | 29.8334
768 | 81.5847 | 27.3162 | 81.5847 | 27.3162
769 | 79.1754 | 25.3543 | 79.1754 | 25.3543
770 | 77.7689 | 25.3048 | 77.7689 | 25.3048
771 | 77.6725 | 25.7643 | 77.6725 | 25.7643
772 | 78.0423 | 27.4944 | 78.0423 | 27.4944
773 | 79.5536 | 28.9376 | 79.5536 | 28.9376
774 | 78.6368 | 26.0137 | 78.6368 | 26.0137
775 | 75.7757 | 22.331 | 75.7757 | 22.331
776 | 74.5794 | 17.2887 | 74.5794 | 17.2887
777 | 76.2955 | 14.5282 | 76.2955 | 14.5282
778 | 75.3241 | 9.2475 | 75.3241 | 9.2475
779 | 71.3096 | 4.9862 | 71.3096 | 4.9862
780 | 66.688 | 4.5831 | 66.688 | 4.5831
781 | 63.1345 | 3.1011 | 63.1345 | 3.1011
782 | 61.0324 | 3.7249 | 61.0324 | 3.7249
783 | 60.151 | 4.6042 | 60.151 | 4.6042
784 | 58.6791 | 9.2217 | 58.6791 | 9.2217
785 | 57.6014 | 22.4927 | 57.6014 | 22.4927
786 | 58.1695 | 24.765 | 58.1695 | 24.765
787 | 60.8619 | 26.2192 | 60.8619 | 26.2192
788 | 66.7468 | 25.3012 | 66.7468 | 25.3012
789 | 72.2587 | 25.0424 | 72.2587 | 25.0424
790 | 76.708 | 24.4683 | 76.708 | 24.4683
791 | 82.5233 | 25.7782 | 82.5233 | 25.7782
792 | 84.3546 | 24.8034 | 84.3546 | 24.8034
793 | 80.2689 | 23.6724 | 80.2689 | 23.6724
794 | 79.7719 | 23.3024 | 79.7719 | 23.3024
795 | 79.8986 | 22.8252 | 79.8986 | 22.8252
796 | 80.1113 | 23.2628 | 80.1113 | 23.2628
797 | 81.5368 | 24.0805 | 81.5368 | 24.0805
798 | 79.9891 | 21.7959 | 79.9891 | 21.7959
799 | 76.2407 | 20.4406 | 76.2407 | 20.4406
800 | 74.6499 | 19.0641 | 74.6499 | 19.0641
801 | 76.1183 | 17.8077 | 76.1183 | 17.8077
802 | 75.0993 | 13.3932 | 75.0993 | 13.3932
803 | 71.3303 | 9.7728 | 71.3303 | 9.7728
804 | 66.1814 | 9.8189 | 66.1814 | 9.8189
805 | 62.8973 | 9.476 | 62.8973 | 9.476
806 | 60.7315 | 12.0147 | 60.7315 | 12.0147
807 | 59.8665 | 15.2889 | 59.8665 | 15.2889
808 | 58.811 | 22.1617 | 58.811 | 22.1617
809 | 58.0066 | 37.3139 | 58.0066 | 37.3139
810 | 58.6317 | 41.1409 | 58.6317 | 41.1409
811 | 62.3842 | 42.8848 | 62.3842 | 42.8848
812 | 69.7282 | 41.9791 | 69.7282 | 41.9791
813 | 75.8343 | 40.9292 | 75.8343 | 40.9292
814 | 81.4671 | 39.1132 | 81.4671 | 39.1132
815 | 87.8024 | 39.6181 | 87.8024 | 39.6181
816 | 88.6141 | 37.3555 | 88.6141 | 37.3555
817 | 83.4332 | 34.4905 | 83.4332 | 34.4905
818 | 82.4517 | 33.5824 | 82.4517 | 33.5824
819 | 83.4765 | 33.3351 | 83.4765 | 33.3351
820 | 83.5389 | 34.2588 | 83.5389 | 34.2588
821 | 83.8628 | 34.7912 | 83.8628 | 34.7912
822 | 82.8951 | 31.5055 | 82.8951 | 31.5055
823 | 77.1958 | 28.1862 | 77.1958 | 28.1862
824 | 75.5471 | 24.7783 | 75.5471 | 24.7783
825 | 77.6291 | 21.518 | 77.6291 | 21.518
826 | 76.3059 | 15.555 | 76.3059 | 15.555
827 | 72.109 | 11.0223 | 72.109 | 11.0223
828 | 66.3113 | 10.3999 | 66.3113 | 10.3999
829 | 62.8226 | 8.6696 | 62.8226 | 8.6696
830 | 60.9578 | 9.5111 | 60.9578 | 9.5111
831 | 60.1108 | 11.1724 | 60.1108 | 11.1724
832 | 59.1186 | 18.2076 | 59.1186 | 18.2076
833 | 58.0359 | 34.7198 | 58.0359 | 34.7198
834 | 58.9379 | 38.9163 | 58.9379 | 38.9163
835 | 62.5675 | 40.2616 | 62.5675 | 40.2616
836 | 70.055 | 38.8101 | 70.055 | 38.8101
837 | 76.7546 | 37.2419 | 76.7546 | 37.2419
838 | 82.1476 | 35.0717 | 82.1476 | 35.0717
839 | 87.1089 | 35.1137 | 87.1089 | 35.1137
840 | 87.5388 | 32.92 | 87.5388 | 32.92
841 | 83.1189 | 31.4287 | 83.1189 | 31.4287
842 | 82.2039 | 31.9526 | 82.2039 | 31.9526
843 | 82.5507 | 33.0576 | 82.5507 | 33.0576
844 | 82.1901 | 35.0867 | 82.1901 | 35.0867
845 | 82.5318 | 36.5912 | 82.5318 | 36.5912
846 | 81.3992 | 34.555 | 81.3992 | 34.555
847 | 77.7498 | 32.6646 | 77.7498 | 32.6646
848 | 74.9922 | 30.2379 | 74.9922 | 30.2379
849 | 77.1803 | 28.4234 | 77.1803 | 28.4234
850 | 76.4778 | 23.6563 | 76.4778 | 23.6563
851 | 72.0059 | 19.6157 | 72.0059 | 19.6157
852 | 66.7004 | 19.1958 | 66.7004 | 19.1958
853 | 63.0052 | 17.7261 | 63.0052 | 17.7261
854 | 60.7716 | 18.96 | 60.7716 | 18.96
855 | 59.9615 | 20.7026 | 59.9615 | 20.7026
856 | 58.871 | 26.3886 | 58.871 | 26.3886
857 | 58.0536 | 41.3125 | 58.0536 | 41.3125
858 | 58.9499 | 44.8466 | 58.9499 | 44.8466
859 | 62.3523 | 45.7289 | 62.3523 | 45.7289
860 | 69.9618 | 43.8695 | 69.9618 | 43.8695
861 | 74.5634 | 42.1726 | 74.5634 | 42.1726
862 | 80.0278 | 39.8721 | 80.0278 | 39.8721
863 | 84.5334 | 39.7209 | 84.5334 | 39.7209
864 | 85.5652 | 37.1592 | 85.5652 | 37.1592
865 | 82.5004 | 34.9596 | 82.5004 | 34.9596
866 | 80.545 | 34.6188 | 80.545 | 34.6188
867 | 80.9738 | 35.1887 | 80.9738 | 35.1887
868 | 81.1561 | 37.2822 | 81.1561 | 37.2822
869 | 81.183 | 39.0274 | 81.183 | 39.0274
870 | 80.3783 | 36.7904 | 80.3783 | 36.7904
871 | 76.2844 | 34.2101 | 76.2844 | 34.2101
872 | 74.5918 | 30.7899 | 74.5918 | 30.7899
873 | 76.0223 | 27.64 | 76.0223 | 27.64
874 | 75.6553 | 21.6049 | 75.6553 | 21.6049
875 | 71.231 | 16.8162 | 71.231 | 16.8162
876 | 66.1797 | 16.3042 | 66.1797 | 16.3042
877 | 62.6282 | 15.0599 | 62.6282 | 15.0599
878 | 60.4645 | 16.1988 | 60.4645 | 16.1988
879 | 59.4611 | 17.9229 | 59.4611 | 17.9229
880 | 58.4123 | 24.0889 | 58.4123 | 24.0889
881 | 56.8402 | 39.7578 | 56.8402 | 39.7578
882 | 57.7529 | 43.4897 | 57.7529 | 43.4897
883 | 61.2352 | 44.6572 | 61.2352 | 44.6572
884 | 67.8145 | 43.1965 | 67.8145 | 43.1965
885 | 73.4653 | 41.5241 | 73.4653 | 41.5241
886 | 78.8732 | 39.1883 | 78.8732 | 39.1883
887 | 83.9004 | 39.0754 | 83.9004 | 39.0754
888 | 85.5157 | 36.9155 | 85.5157 | 36.9155
889 | 80.7565 | 34.7404 | 80.7565 | 34.7404
890 | 80.3545 | 33.656 | 80.3545 | 33.656
891 | 79.9689 | 33.4025 | 79.9689 | 33.4025
892 | 80.6767 | 34.2741 | 80.6767 | 34.2741
893 | 81.0096 | 35.3309 | 81.0096 | 35.3309
894 | 80.0955 | 32.0053 | 80.0955 | 32.0053
895 | 76.4055 | 28.1862 | 76.4055 | 28.1862
896 | 74.8047 | 23.4781 | 74.8047 | 23.4781
897 | 76.7056 | 18.9039 | 76.7056 | 18.9039
898 | 75.3031 | 11.8248 | 75.3031 | 11.8248
899 | 71.0885 | 6.4841 | 71.0885 | 6.4841
900 | 66.3104 | 5.6655 | 66.3104 | 5.6655
901 | 62.9726 | 4.2157 | 62.9726 | 4.2157
902 | 60.8466 | 5.649 | 60.8466 | 5.649
903 | 59.9924 | 8.8067 | 59.9924 | 8.8067
904 | 58.7118 | 16.5303 | 58.7118 | 16.5303
905 | 57.3049 | 32.2775 | 57.3049 | 32.2775
906 | 58.1752 | 35.9864 | 58.1752 | 35.9864
907 | 60.9575 | 37.718 | 60.9575 | 37.718
908 | 66.3306 | 37.0254 | 66.3306 | 37.0254
909 | 70.7908 | 36.3711 | 70.7908 | 36.3711
910 | 76.1979 | 34.4293 | 76.1979 | 34.4293
911 | 80.6526 | 34.7442 | 80.6526 | 34.7442
912 | 82.1372 | 32.8019 | 82.1372 | 32.8019
913 | 79.426 | 30.1868 | 79.426 | 30.1868
914 | 78.7896 | 29.6421 | 78.7896 | 29.6421
915 | 78.9162 | 29.7643 | 78.9162 | 29.7643
916 | 79.851 | 31.4086 | 79.851 | 31.4086
917 | 79.778 | 33.3562 | 79.778 | 33.3562
918 | 78.9204 | 31.5055 | 78.9204 | 31.5055
919 | 75.9056 | 29.5799 | 75.9056 | 29.5799
920 | 73.9678 | 26.8833 | 73.9678 | 26.8833
921 | 75.7464 | 23.7855 | 75.7464 | 23.7855
922 | 75.0476 | 17.1618 | 75.0476 | 17.1618
923 | 70.9427 | 11.2308 | 70.9427 | 11.2308
924 | 66.0695 | 9.4601 | 66.0695 | 9.4601
925 | 63.0025 | 7.3357 | 63.0025 | 7.3357
926 | 60.4843 | 8.0239 | 60.4843 | 8.0239
927 | 59.5676 | 10.2341 | 59.5676 | 10.2341
928 | 58.7697 | 17.6219 | 58.7697 | 17.6219
929 | 57.174 | 33.2035 | 57.174 | 33.2035
930 | 57.4416 | 36.8281 | 57.4416 | 36.8281
931 | 60.3399 | 38.2485 | 60.3399 | 38.2485
932 | 64.6801 | 37.0193 | 64.6801 | 37.0193
933 | 70.0968 | 35.9939 | 70.0968 | 35.9939
934 | 74.7898 | 33.7639 | 74.7898 | 33.7639
935 | 79.7123 | 34.0067 | 79.7123 | 34.0067
936 | 81.1074 | 32.4708 | 81.1074 | 32.4708
937 | 78.5956 | 31.0516 | 78.5956 | 31.0516
938 | 78.1459 | 31.0312 | 78.1459 | 31.0312
939 | 77.7734 | 31.9292 | 77.7734 | 31.9292
940 | 78.632 | 34.0226 | 78.632 | 34.0226
941 | 79.5348 | 36.2876 | 79.5348 | 36.2876
942 | 78.6279 | 34.992 | 78.6279 | 34.992
943 | 75.4065 | 33.6995 | 75.4065 | 33.6995
944 | 74.6668 | 31.7696 | 74.6668 | 31.7696
945 | 76.5457 | 29.7542 | 76.5457 | 29.7542
946 | 75.2066 | 24.0227 | 75.2066 | 24.0227
947 | 70.7015 | 19.0178 | 70.7015 | 19.0178
948 | 66.1228 | 18.2145 | 66.1228 | 18.2145
949 | 62.6988 | 16.9579 | 62.6988 | 16.9579
950 | 61.0499 | 18.0079 | 61.0499 | 18.0079
951 | 60.0389 | 19.381 | 60.0389 | 19.381
952 | 59.237 | 25.1606 | 59.237 | 25.1606
953 | 58.2674 | 40.1841 | 58.2674 | 40.1841
954 | 58.5241 | 43.4284 | 58.5241 | 43.4284
955 | 61.482 | 44.9224 | 61.482 | 44.9224
956 | 66.9188 | 44.5733 | 66.9188 | 44.5733
957 | 72.8951 | 43.1538 | 72.8951 | 43.1538
958 | 77.7498 | 40.4639 | 77.7498 | 40.4639
959 | 82.9922 | 40.2943 | 82.9922 | 40.2943
960 | 83.8517 | 37.7863 | 83.8517 | 37.7863
961 | 80.8965 | 35.8719 | 80.8965 | 35.8719
962 | 80.2863 | 36.0953 | 80.2863 | 36.0953
963 | 80.6281 | 37.1466 | 80.6281 | 37.1466
964 | 81.665 | 39.1848 | 81.665 | 39.1848
965 | 82.5539 | 40.8028 | 82.5539 | 40.8028
966 | 80.9543 | 38.2392 | 80.9543 | 38.2392
967 | 77.2122 | 35.087 | 77.2122 | 35.087
968 | 75.9038 | 31.0965 | 75.9038 | 31.0965
969 | 77.1762 | 27.2505 | 77.1762 | 27.2505
970 | 76.3023 | 20.6314 | 76.3023 | 20.6314
971 | 71.7134 | 15.4271 | 71.7134 | 15.4271
972 | 66.4648 | 14.0443 | 66.4648 | 14.0443
973 | 62.9254 | 11.6961 | 62.9254 | 11.6961
974 | 60.6776 | 12.1773 | 60.6776 | 12.1773
975 | 59.6153 | 14.3246 | 59.6153 | 14.3246
976 | 59.1458 | 21.0777 | 59.1458 | 21.0777
977 | 57.8709 | 35.9586 | 57.8709 | 35.9586
978 | 58.609 | 39.3225 | 58.609 | 39.3225
979 | 62.2164 | 41.2857 | 62.2164 | 41.2857
980 | 69.8142 | 41.2585 | 69.8142 | 41.2585
981 | 75.9459 | 41.5348 | 75.9459 | 41.5348
982 | 81.0617 | 39.7832 | 81.0617 | 39.7832
983 | 86.3506 | 40.3495 | 86.3506 | 40.3495
984 | 88.125 | 38.7537 | 88.125 | 38.7537
985 | 83.2003 | 36.8792 | 83.2003 | 36.8792
986 | 82.049 | 36.5414 | 82.049 | 36.5414
987 | 82.8727 | 36.9549 | 82.8727 | 36.9549
988 | 82.4262 | 38.5302 | 82.4262 | 38.5302
989 | 82.8326 | 39.6023 | 82.8326 | 39.6023
990 | 81.5385 | 36.2921 | 81.5385 | 36.2921
991 | 77.0462 | 32.4362 | 77.0462 | 32.4362
992 | 75.0575 | 27.955 | 75.0575 | 27.955
993 | 77.9595 | 23.6598 | 77.9595 | 23.6598
994 | 76.57 | 16.6144 | 76.57 | 16.6144
995 | 71.5172 | 10.9916 | 71.5172 | 10.9916
996 | 66.3024 | 9.7115 | 66.3024 | 9.7115
997 | 62.7512 | 7.9597 | 62.7512 | 7.9597
998 | 60.3993 | 9.0618 | 60.3993 | 9.0618
999 | 59.4373 | 12.0846 | 59.4373 | 12.0846
1000 | 59.0896 | 18.8868 | 59.0896 | 18.8868
1001 | 58.0779 | 33.6711 | 58.0779 | 33.6711
1002 | 58.9534 | 36.109 | 58.9534 | 36.109
1003 | 63.1445 | 36.6847 | 63.1445 | 36.6847
1004 | 70.366 | 34.7364 | 70.366 | 34.7364
1005 | 76.6394 | 32.8279 | 76.6394 | 32.8279
1006 | 80.802 | 30.4707 | 80.802 | 30.4707
1007 | 86.1757 | 30.2029 | 86.1757 | 30.2029
1008 | 87.6769 | 27.652 | 87.6769 | 27.652
1009 | 83.349 | 25.8802 | 83.349 | 25.8802
1010 | 82.9617 | 26.1434 | 82.9617 | 26.1434
1011 | 83.1101 | 26.7394 | 83.1101 | 26.7394
1012 | 84.1433 | 27.6186 | 84.1433 | 27.6186
1013 | 84.3411 | 28.5297 | 84.3411 | 28.5297
1014 | 83.2261 | 25.934 | 83.2261 | 25.934
1015 | 79.3735 | 22.4552 | 79.3735 | 22.4552
1016 | 78.0803 | 17.9986 | 78.0803 | 17.9986
1017 | 79.0798 | 14.5282 | 79.0798 | 14.5282
1018 | 76.6138 | 9.2475 | 76.6138 | 9.2475
1019 | 71.7411 | 5.6179 | 71.7411 | 5.6179
1020 | 66.8636 | 6.2036 | 66.8636 | 6.2036
1021 | 63.382 | 5.6768 | 63.382 | 5.6768
1022 | 61.1679 | 7.5256 | 61.1679 | 7.5256
1023 | 59.9307 | 10.1896 | 59.9307 | 10.1896
1024 | 59.6209 | 15.9385 | 59.6209 | 15.9385
1025 | 59.6929 | 29.9593 | 59.6929 | 29.9593
1026 | 59.9873 | 33.1714 | 59.9873 | 33.1714
1027 | 63.2316 | 34.6701 | 63.2316 | 34.6701
1028 | 70.1757 | 33.0193 | 70.1757 | 33.0193
1029 | 76.9958 | 30.9681 | 76.9958 | 30.9681
1030 | 83.3403 | 28.1311 | 83.3403 | 28.1311
1031 | 89.259 | 27.8679 | 89.259 | 27.8679
1032 | 89.4395 | 25.8045 | 89.4395 | 25.8045
1033 | 85.3951 | 24.4114 | 85.3951 | 24.4114
1034 | 84.6739 | 24.7038 | 84.6739 | 24.7038
1035 | 85.1721 | 25.6554 | 85.1721 | 25.6554
1036 | 84.7103 | 28.0126 | 84.7103 | 28.0126
1037 | 84.6218 | 28.9299 | 84.6218 | 28.9299
1038 | 83.0033 | 24.9635 | 83.0033 | 24.9635
1039 | 78.4953 | 20.9849 | 78.4953 | 20.9849
1040 | 76.6968 | 17.6291 | 76.6968 | 17.6291
1041 | 78.7121 | 14.608 | 78.7121 | 14.608
1042 | 76.5282 | 9.5082 | 76.5282 | 9.5082
1043 | 71.655 | 5.5305 | 71.655 | 5.5305
1044 | 67.0484 | 5.8433 | 67.0484 | 5.8433
1045 | 63.3051 | 5.223 | 63.3051 | 5.223
1046 | 61.3475 | 7.222 | 61.3475 | 7.222
1047 | 60.1319 | 9.9903 | 60.1319 | 9.9903
1048 | 59.6262 | 16.4874 | 59.6262 | 16.4874
1049 | 58.6562 | 31.0617 | 58.6562 | 31.0617
1050 | 59.0827 | 34.0515 | 59.0827 | 34.0515
1051 | 62.4751 | 35.3294 | 62.4751 | 35.3294
1052 | 68.7094 | 34.0572 | 68.7094 | 34.0572
1053 | 75.1254 | 33.0763 | 75.1254 | 33.0763
1054 | 80.2941 | 30.857 | 80.2941 | 30.857
1055 | 84.8722 | 30.5371 | 84.8722 | 30.5371
1056 | 86.1653 | 28.5244 | 86.1653 | 28.5244
1057 | 82.6644 | 28.4421 | 82.6644 | 28.4421
1058 | 81.259 | 30.7997 | 81.259 | 30.7997
1059 | 81.4839 | 33.4378 | 81.4839 | 33.4378
1060 | 82.0446 | 36.1354 | 82.0446 | 36.1354
1061 | 82.1978 | 37.9327 | 82.1978 | 37.9327
1062 | 81.4393 | 35.665 | 81.4393 | 35.665
1063 | 78.3009 | 33.1445 | 78.3009 | 33.1445
1064 | 76.855 | 30.4986 | 76.855 | 30.4986
1065 | 78.4692 | 28.2456 | 78.4692 | 28.2456
1066 | 77.5145 | 23.2837 | 77.5145 | 23.2837
1067 | 71.8848 | 19.4057 | 71.8848 | 19.4057
1068 | 67.5959 | 19.1344 | 67.5959 | 19.1344
1069 | 64.0202 | 17.7383 | 64.0202 | 17.7383
1070 | 61.6122 | 18.8512 | 61.6122 | 18.8512
1071 | 60.4063 | 20.7087 | 60.4063 | 20.7087
1072 | 59.8446 | 26.6799 | 59.8446 | 26.6799
1073 | 58.7505 | 41.0917 | 58.7505 | 41.0917
1074 | 58.9533 | 44.0095 | 58.9533 | 44.0095
1075 | 61.8974 | 45.0083 | 61.8974 | 45.0083
1076 | 67.4307 | 43.523 | 67.4307 | 43.523
1077 | 73.0213 | 42.0346 | 73.0213 | 42.0346
1078 | 78.0224 | 39.6513 | 78.0224 | 39.6513
1079 | 82.451 | 39.6657 | 82.451 | 39.6657
1080 | 83.6795 | 37.7342 | 83.6795 | 37.7342
1081 | 80.923 | 35.3659 | 80.923 | 35.3659
1082 | 80.209 | 34.2294 | 80.209 | 34.2294
1083 | 79.7028 | 34.5126 | 79.7028 | 34.5126
1084 | 80.8289 | 35.6325 | 80.8289 | 35.6325
1085 | 81.6783 | 36.8012 | 81.6783 | 36.8012
1086 | 80.0453 | 34.4032 | 80.0453 | 34.4032
1087 | 77.7331 | 32.3135 | 77.7331 | 32.3135
1088 | 77.1544 | 30.0769 | 77.1544 | 30.0769
1089 | 78.5882 | 28.0064 | 78.5882 | 28.0064
1090 | 75.7684 | 23.0446 | 75.7684 | 23.0446
1091 | 70.8178 | 18.9963 | 70.8178 | 18.9963
1092 | 66.4307 | 19.4809 | 66.4307 | 19.4809
1093 | 62.8704 | 19.457 | 62.8704 | 19.457
1094 | 60.9913 | 21.8025 | 60.9913 | 21.8025
1095 | 60.0317 | 24.1415 | 60.0317 | 24.1415
1096 | 59.8471 | 29.9073 | 59.8471 | 29.9073
1097 | 59.2894 | 44.1166 | 59.2894 | 44.1166
1098 | 59.1667 | 47.0835 | 59.1667 | 47.0835
1099 | 62.1561 | 48.2295 | 62.1561 | 48.2295
1100 | 68.0174 | 46.7488 | 68.0174 | 46.7488
1101 | 73.013 | 45.127 | 73.013 | 45.127
1102 | 78.5085 | 42.6487 | 78.5085 | 42.6487
1103 | 84.1436 | 42.3503 | 84.1436 | 42.3503
1104 | 85.6038 | 40.1719 | 85.6038 | 40.1719
1105 | 82.3761 | 38.7634 | 82.3761 | 38.7634
1106 | 81.3001 | 39.1233 | 81.3001 | 39.1233
1107 | 81.5055 | 40.4628 | 81.5055 | 40.4628
1108 | 82.9637 | 43.4885 | 82.9637 | 43.4885
1109 | 84.3875 | 46.3176 | 84.3875 | 46.3176
1110 | 82.5869 | 45.0665 | 82.5869 | 45.0665
1111 | 79.8281 | 43.2972 | 79.8281 | 43.2972
1112 | 79.2629 | 40.4596 | 79.2629 | 40.4596
1113 | 79.8517 | 37.3496 | 79.8517 | 37.3496
1114 | 76.8031 | 31.3774 | 76.8031 | 31.3774
1115 | 72.1927 | 26.6929 | 72.1927 | 26.6929
1116 | 67.4887 | 26.0245 | 67.4887 | 26.0245
1117 | 63.5863 | 24.6299 | 63.5863 | 24.6299
1118 | 61.5294 | 25.7091 | 61.5294 | 25.7091
1119 | 60.7989 | 27.2707 | 60.7989 | 27.2707
1120 | 60.455 | 32.4631 | 60.455 | 32.4631
1121 | 59.8988 | 46.1052 | 59.8988 | 46.1052
1122 | 60.2859 | 48.609 | 60.2859 | 48.609
1123 | 63.8372 | 49.3579 | 63.8372 | 49.3579
1124 | 70.2479 | 47.5476 | 70.2479 | 47.5476
1125 | 76.2907 | 45.6897 | 76.2907 | 45.6897
1126 | 81.1821 | 43.0259 | 81.1821 | 43.0259
1127 | 87.3954 | 42.6569 | 87.3954 | 42.6569
1128 | 87.2618 | 40.4724 | 87.2618 | 40.4724
1129 | 83.5295 | 39.2878 | 83.5295 | 39.2878
1130 | 82.4774 | 40.0815 | 82.4774 | 40.0815
1131 | 82.8018 | 41.651 | 82.8018 | 41.651
1132 | 82.7709 | 44.4007 | 82.7709 | 44.4007
1133 | 84.8583 | 46.8221 | 84.8583 | 46.8221
1134 | 83.3223 | 45.232 | 83.3223 | 45.232
1135 | 79.6388 | 43.3662 | 79.6388 | 43.3662
1136 | 79.0779 | 40.6942 | 79.0779 | 40.6942
1137 | 80.3269 | 38.1085 | 80.3269 | 38.1085
1138 | 77.0402 | 32.607 | 77.0402 | 32.607
1139 | 71.5178 | 28.1233 | 71.5178 | 28.1233
1140 | 66.8818 | 27.6144 | 66.8818 | 27.6144
1141 | 63.3226 | 26.2873 | 63.3226 | 26.2873
1142 | 61.2629 | 27.3312 | 61.2629 | 27.3312
1143 | 60.1381 | 28.9388 | 60.1381 | 28.9388
1144 | 60.2166 | 34.2784 | 60.2166 | 34.2784
1145 | 59.5633 | 48.0446 | 59.5633 | 48.0446
1146 | 60.1618 | 50.7754 | 60.1618 | 50.7754
1147 | 65.0866 | 51.5626 | 65.0866 | 51.5626
1148 | 72.708 | 49.7631 | 72.708 | 49.7631
1149 | 79.2353 | 47.945 | 79.2353 | 47.945
1150 | 84.1057 | 45.4268 | 84.1057 | 45.4268
1151 | 90.0132 | 45.2403 | 90.0132 | 45.2403
1152 | 90.601 | 43.1999 | 90.601 | 43.1999
1153 | 85.0852 | 41.7501 | 85.0852 | 41.7501
1154 | 83.907 | 42.0578 | 83.907 | 42.0578
1155 | 84.6742 | 43.1811 | 84.6742 | 43.1811
1156 | 84.2133 | 45.2302 | 84.2133 | 45.2302
1157 | 85.5009 | 46.5675 | 85.5009 | 46.5675
1158 | 85.042 | 44.188 | 85.042 | 44.188
1159 | 80.5449 | 41.7518 | 80.5449 | 41.7518
1160 | 79.3004 | 38.8436 | 79.3004 | 38.8436
1161 | 81.3714 | 35.8378 | 81.3714 | 35.8378
1162 | 77.9445 | 29.8166 | 77.9445 | 29.8166
1163 | 72.4906 | 24.9113 | 72.4906 | 24.9113
1164 | 67.5617 | 23.9364 | 67.5617 | 23.9364
1165 | 63.7756 | 22.0005 | 63.7756 | 22.0005
1166 | 61.5777 | 22.5645 | 61.5777 | 22.5645
1167 | 60.7592 | 24.488 | 60.7592 | 24.488
1168 | 60.6985 | 32.0399 | 60.6985 | 32.0399
1169 | 60.0123 | 47.7717 | 60.0123 | 47.7717
1170 | 60.1661 | 51.2139 | 60.1661 | 51.2139
1171 | 65.3628 | 52.6082 | 65.3628 | 52.6082
1172 | 73.7847 | 51.3131 | 73.7847 | 51.3131
1173 | 79.4176 | 49.6698 | 79.4176 | 49.6698
1174 | 84.3704 | 47.3831 | 84.3704 | 47.3831
1175 | 91.9318 | 47.6658 | 91.9318 | 47.6658
1176 | 91.7977 | 46.0011 | 91.7977 | 46.0011
1177 | 86.1613 | 43.7876 | 86.1613 | 43.7876
1178 | 84.6264 | 42.8274 | 84.6264 | 42.8274
1179 | 85.5759 | 42.5541 | 85.5759 | 42.5541
1180 | 85.8286 | 42.5348 | 85.8286 | 42.5348
1181 | 87.8311 | 42.4556 | 87.8311 | 42.4556
1182 | 87.0711 | 38.9476 | 87.0711 | 38.9476
1183 | 83.1168 | 35.4473 | 83.1168 | 35.4473
1184 | 82.6318 | 31.4829 | 82.6318 | 31.4829
1185 | 82.1321 | 27.6001 | 82.1321 | 27.6001
1186 | 78.3675 | 21.3443 | 78.3675 | 21.3443
1187 | 73.1614 | 16.5233 | 73.1614 | 16.5233
1188 | 67.792 | 15.7967 | 67.792 | 15.7967
1189 | 64.6018 | 14.3868 | 64.6018 | 14.3868
1190 | 62.4866 | 15.6208 | 62.4866 | 15.6208
1191 | 61.1415 | 18.8735 | 61.1415 | 18.8735
1192 | 61.0456 | 26.4392 | 61.0456 | 26.4392
1193 | 61.4298 | 41.59 | 61.4298 | 41.59
1194 | 61.4597 | 44.7577 | 61.4597 | 44.7577
1195 | 66.772 | 46.241 | 66.772 | 46.241
1196 | 74.9662 | 45.1973 | 74.9662 | 45.1973
1197 | 81.1183 | 44.1657 | 81.1183 | 44.1657
1198 | 85.9 | 42.2501 | 85.9 | 42.2501
1199 | 92.2074 | 42.6109 | 92.2074 | 42.6109
1200 | 92.1683 | 41.0811 | 92.1683 | 41.0811
1201 | 86.4051 | 39.3522 | 86.4051 | 39.3522
1202 | 85.4044 | 37.8124 | 85.4044 | 37.8124
1203 | 86.6435 | 37.7675 | 86.6435 | 37.7675
1204 | 86.7798 | 37.7406 | 86.7798 | 37.7406
1205 | 88.2178 | 36.8349 | 88.2178 | 36.8349
1206 | 86.6793 | 31.7922 | 86.6793 | 31.7922
1207 | 82.373 | 27.8643 | 82.373 | 27.8643
1208 | 81.3219 | 23.958 | 81.3219 | 23.958
1209 | 81.9371 | 20.8158 | 81.9371 | 20.8158
1210 | 78.6728 | 15.4201 | 78.6728 | 15.4201
1211 | 73.7532 | 11.6386 | 73.7532 | 11.6386
1212 | 68.477 | 11.7905 | 68.477 | 11.7905
1213 | 64.6638 | 10.8528 | 64.6638 | 10.8528
1214 | 62.5126 | 12.4839 | 62.5126 | 12.4839
1215 | 61.6048 | 15.384 | 61.6048 | 15.384
1216 | 61.6908 | 22.2843 | 61.6908 | 22.2843
1217 | 61.8656 | 37.4657 | 61.8656 | 37.4657
1218 | 61.7193 | 41.055 | 61.7193 | 41.055
1219 | 65.743 | 42.8741 | 65.743 | 42.8741
1220 | 72.8801 | 42.2352 | 72.8801 | 42.2352
1221 | 78.6683 | 41.6728 | 78.6683 | 41.6728
1222 | 82.622 | 40.2462 | 82.622 | 40.2462
1223 | 89.5289 | 41.044 | 89.5289 | 41.044
1224 | 90.2666 | 39.203 | 90.2666 | 39.203
1225 | 85.7602 | 37.4618 | 85.7602 | 37.4618
1226 | 84.8457 | 36.9768 | 84.8457 | 36.9768
1227 | 85.3711 | 37.6755 | 85.3711 | 37.6755
1228 | 86.0991 | 39.3336 | 86.0991 | 39.3336
1229 | 86.6558 | 40.5667 | 86.6558 | 40.5667
1230 | 85.8852 | 37.8207 | 85.8852 | 37.8207
1231 | 81.8431 | 34.785 | 81.8431 | 34.785
1232 | 81.0521 | 31.4568 | 81.0521 | 31.4568
1233 | 81.4128 | 27.9926 | 81.4128 | 27.9926
1234 | 78.1565 | 21.6586 | 78.1565 | 21.6586
1235 | 72.6801 | 16.7196 | 72.6801 | 16.7196
1236 | 68.4102 | 15.8979 | 68.4102 | 15.8979
1237 | 65.081 | 13.979 | 65.081 | 13.979
1238 | 63.0787 | 14.73 | 63.0787 | 14.73
1239 | 62.0345 | 16.8098 | 62.0345 | 16.8098
1240 | 62.0277 | 23.6075 | 62.0277 | 23.6075
1241 | 61.672 | 39.0096 | 61.672 | 39.0096
1242 | 60.9144 | 42.8657 | 60.9144 | 42.8657
1243 | 64.124 | 44.7691 | 64.124 | 44.7691
1244 | 70.3387 | 43.9477 | 70.3387 | 43.9477
1245 | 76.2626 | 42.9269 | 76.2626 | 42.9269
1246 | 80.7247 | 41.0373 | 80.7247 | 41.0373
1247 | 87.1821 | 40.9474 | 87.1821 | 40.9474
1248 | 86.1611 | 38.4916 | 86.1611 | 38.4916
1249 | 82.6116 | 36.7841 | 82.6116 | 36.7841
1250 | 82.1045 | 36.5491 | 82.1045 | 36.5491
1251 | 81.3925 | 37.2109 | 81.3925 | 37.2109
1252 | 82.4157 | 38.7648 | 82.4157 | 38.7648
1253 | 83.6526 | 39.3371 | 83.6526 | 39.3371
1254 | 81.9547 | 35.757 | 81.9547 | 35.757
1255 | 79.4939 | 32.151 | 79.4939 | 32.151
1256 | 80.439 | 28.3598 | 80.439 | 28.3598
1257 | 80.0346 | 25.0795 | 80.0346 | 25.0795
1258 | 76.8479 | 18.488 | 76.8479 | 18.488
1259 | 71.9184 | 13.4125 | 71.9184 | 13.4125
1260 | 67.4349 | 12.9787 | 67.4349 | 12.9787
1261 | 63.9673 | 11.6163 | 63.9673 | 11.6163
1262 | 62.2765 | 13.4651 | 62.2765 | 13.4651
1263 | 61.2492 | 16.6412 | 61.2492 | 16.6412
1264 | 61.5236 | 23.9325 | 61.5236 | 23.9325
1265 | 61.2614 | 39.1737 | 61.2614 | 39.1737
1266 | 60.5929 | 43.3241 | 60.5929 | 43.3241
1267 | 63.1162 | 45.64 | 63.1162 | 45.64
1268 | 69.6783 | 45.0777 | 69.6783 | 45.0777
1269 | 75.3594 | 44.2546 | 75.3594 | 44.2546
1270 | 80.0872 | 42.7177 | 80.0872 | 42.7177
1271 | 87.0985 | 43.7224 | 87.0985 | 43.7224
1272 | 86.8079 | 42.8856 | 86.8079 | 42.8856
1273 | 83.2061 | 41.5783 | 83.2061 | 41.5783
1274 | 81.4681 | 40.5537 | 81.4681 | 40.5537
1275 | 81.6023 | 40.3877 | 81.6023 | 40.3877
1276 | 82.3066 | 41.3083 | 82.3066 | 41.3083
1277 | 83.5432 | 42.1474 | 83.5432 | 42.1474
1278 | 81.8702 | 39.2404 | 81.8702 | 39.2404
1279 | 78.8714 | 35.9042 | 78.8714 | 35.9042
1280 | 79.4762 | 32.2372 | 79.4762 | 32.2372
1281 | 80.5 | 28.7193 | 80.5 | 28.7193
1282 | 76.9242 | 22.3776 | 76.9242 | 22.3776
1283 | 70.9108 | 17.1765 | 70.9108 | 17.1765
1284 | 66.4041 | 16.1693 | 66.4041 | 16.1693
1285 | 62.9249 | 14.7364 | 62.9249 | 14.7364
1286 | 61.087 | 16.1298 | 61.087 | 16.1298
1287 | 60.1742 | 18.6251 | 60.1742 | 18.6251
1288 | 60.4726 | 24.8371 | 60.4726 | 24.8371
1289 | 60.4572 | 39.6091 | 60.4572 | 39.6091
1290 | 60.3674 | 42.9853 | 60.3674 | 42.9853
1291 | 64.1448 | 44.2586 | 64.1448 | 44.2586
1292 | 71.2371 | 43.1643 | 71.2371 | 43.1643
1293 | 77.4124 | 42.0009 | 77.4124 | 42.0009
1294 | 82.3664 | 40.0622 | 82.3664 | 40.0622
1295 | 89.099 | 40.5733 | 89.099 | 40.5733
1296 | 89.3315 | 39.1662 | 89.3315 | 39.1662
1297 | 84.3206 | 38.1778 | 84.3206 | 38.1778
1298 | 82.5644 | 37.6223 | 82.5644 | 37.6223
1299 | 83.0629 | 37.5574 | 83.0629 | 37.5574
1300 | 83.1945 | 37.3358 | 83.1945 | 37.3358
1301 | 85.6846 | 36.1481 | 85.6846 | 36.1481
1302 | 84.3752 | 31.8689 | 84.3752 | 31.8689
1303 | 81.7351 | 28.3334 | 81.7351 | 28.3334
1304 | 82.0351 | 24.5161 | 82.0351 | 24.5161
1305 | 81.4161 | 20.6333 | 81.4161 | 20.6333
1306 | 77.2974 | 13.8486 | 77.2974 | 13.8486
1307 | 71.4775 | 8.6443 | 71.4775 | 8.6443
1308 | 66.4284 | 7.9223 | 66.4284 | 7.9223
1309 | 63.0479 | 7.2621 | 63.0479 | 7.2621
1310 | 61.1558 | 9.8192 | 61.1558 | 9.8192
1311 | 60.4155 | 12.5875 | 60.4155 | 12.5875
1312 | 60.7559 | 19.1904 | 60.7559 | 19.1904
1313 | 60.7174 | 33.8168 | 60.7174 | 33.8168
1314 | 61.3406 | 37.0228 | 61.3406 | 37.0228
1315 | 66.4785 | 38.3788 | 66.4785 | 38.3788
1316 | 75.8984 | 36.9334 | 75.8984 | 36.9334
1317 | 82.0744 | 35.6658 | 82.0744 | 35.6658
1318 | 87.3606 | 33.7486 | 87.3606 | 33.7486
1319 | 95.4192 | 34.2996 | 95.4192 | 34.2996
1320 | 93.714 | 33.1362 | 93.714 | 33.1362
1321 | 87.0756 | 32.5725 | 87.0756 | 32.5725
1322 | 86.7826 | 31.8484 | 86.7826 | 31.8484
1323 | 86.9744 | 31.4309 | 86.9744 | 31.4309
1324 | 86.6974 | 31.5696 | 86.6974 | 31.5696
1325 | 88.8787 | 31.3032 | 88.8787 | 31.3032
1326 | 87.2909 | 27.8167 | 87.2909 | 27.8167
1327 | 83.0375 | 24.712 | 83.0375 | 24.712
1328 | 84.8253 | 21.3394 | 84.8253 | 21.3394
1329 | 83.8996 | 18.3443 | 83.8996 | 18.3443
1330 | 79.048 | 12.2311 | 79.048 | 12.2311
1331 | 72.4331 | 7.4055 | 72.4331 | 7.4055
1332 | 67.0894 | 6.7157 | 67.0894 | 6.7157
1333 | 63.4382 | 5.8209 | 63.4382 | 5.8209
1334 | 61.7469 | 8.0622 | 61.7469 | 8.0622
1335 | 60.7316 | 11.3717 | 60.7316 | 11.3717
1336 | 61.1385 | 18.2674 | 61.1385 | 18.2674
1337 | 61.2674 | 32.7727 | 61.2674 | 32.7727
1338 | 61.8151 | 35.7809 | 61.8151 | 35.7809
1339 | 66.7688 | 37.0082 | 66.7688 | 37.0082
1340 | 76.4151 | 36.0979 | 76.4151 | 36.0979
1341 | 82.2504 | 35.2886 | 82.2504 | 35.2886
1342 | 87.2358 | 33.4512 | 87.2358 | 33.4512
1343 | 94.0139 | 33.4149 | 94.0139 | 33.4149
1344 | 92.4718 | 31.416 | 92.4718 | 31.416
1345 | 86.7653 | 30.5487 | 86.7653 | 30.5487
1346 | 85.459 | 30.9653 | 85.459 | 30.9653
1347 | 85.6744 | 31.3374 | 85.6744 | 31.3374
1348 | 86.2404 | 32.721 | 86.2404 | 32.721
1349 | 87.4393 | 34.0706 | 87.4393 | 34.0706
1350 | 86.4889 | 31.4565 | 86.4889 | 31.4565
1351 | 82.562 | 27.9287 | 82.562 | 27.9287
1352 | 83.5717 | 23.1132 | 83.5717 | 23.1132
1353 | 83.8133 | 18.7153 | 83.8133 | 18.7153
1354 | 78.9694 | 12.7432 | 78.9694 | 12.7432
1355 | 72.8934 | 8.652 | 72.8934 | 8.652
1356 | 68.2769 | 8.8576 | 68.2769 | 8.8576
1357 | 64.6867 | 7.8125 | 64.6867 | 7.8125
1358 | 62.6249 | 9.5494 | 62.6249 | 9.5494
1359 | 61.9705 | 12.2762 | 61.9705 | 12.2762
1360 | 62.0146 | 18.7918 | 62.0146 | 18.7918
1361 | 62.5504 | 33.1974 | 62.5504 | 33.1974
1362 | 62.7847 | 36.1535 | 62.7847 | 36.1535
1363 | 68.1019 | 37.83 | 68.1019 | 37.83
1364 | 77.3857 | 38.0511 | 77.3857 | 38.0511
1365 | 81.9366 | 38.6555 | 81.9366 | 38.6555
1366 | 85.8053 | 38.5382 | 85.8053 | 38.5382
1367 | 92.5166 | 40.1057 | 92.5166 | 40.1057
1368 | 90.6759 | 38.9392 | 90.6759 | 38.9392
1369 | 85.58 | 38.236 | 85.58 | 38.236
1370 | 85.1834 | 38.924 | 85.1834 | 38.924
1371 | 86.0361 | 39.71 | 86.0361 | 39.71
1372 | 85.9009 | 41.227 | 85.9009 | 41.227
1373 | 87.0973 | 42.3084 | 87.0973 | 42.3084
1374 | 85.7548 | 39.2251 | 85.7548 | 39.2251
1375 | 82.9514 | 36.0483 | 82.9514 | 36.0483
1376 | 84.4804 | 32.6251 | 84.4804 | 32.6251
1377 | 83.7282 | 29.5534 | 83.7282 | 29.5534
1378 | 79.4865 | 23.8265 | 79.4865 | 23.8265
1379 | 73.3407 | 19.4195 | 73.3407 | 19.4195
1380 | 68.4852 | 19.5131 | 68.4852 | 19.5131
1381 | 64.8563 | 18.9511 | 64.8563 | 18.9511
1382 | 62.9319 | 20.4227 | 62.9319 | 20.4227
1383 | 62.2195 | 22.5823 | 62.2195 | 22.5823
1384 | 62.3879 | 29.0717 | 62.3879 | 29.0717
1385 | 62.8664 | 43.5417 | 62.8664 | 43.5417
1386 | 62.8604 | 46.6435 | 62.8604 | 46.6435
1387 | 66.6775 | 47.9183 | 66.6775 | 47.9183
1388 | 74.6793 | 46.5971 | 74.6793 | 46.5971
1389 | 80.0779 | 45.1086 | 80.0779 | 45.1086
1390 | 84.3746 | 42.546 | 84.3746 | 42.546
1391 | 91.3536 | 42.1801 | 91.3536 | 42.1801
1392 | 90.2002 | 40.2103 | 90.2002 | 40.2103
1393 | 85.8683 | 39.3123 | 85.8683 | 39.3123
1394 | 85.7979 | 39.3073 | 85.7979 | 39.3073
1395 | 86.331 | 38.4559 | 86.331 | 38.4559
1396 | 87.5754 | 39.1296 | 87.5754 | 39.1296
1397 | 89.1686 | 39.5747 | 89.1686 | 39.5747
1398 | 87.9338 | 36.7245 | 87.9338 | 36.7245
1399 | 83.4929 | 34.3879 | 83.4929 | 34.3879
1400 | 83.3733 | 31.699 | 83.3733 | 31.699
1401 | 82.4117 | 29.2391 | 82.4117 | 29.2391
1402 | 78.7864 | 24.0427 | 78.7864 | 24.0427
1403 | 73.2788 | 19.9668 | 73.2788 | 19.9668
1404 | 68.667 | 19.9884 | 68.667 | 19.9884
1405 | 65.3837 | 18.9787 | 65.3837 | 18.9787
1406 | 63.4783 | 20.1206 | 63.4783 | 20.1206
1407 | 62.4249 | 22.0824 | 62.4249 | 22.0824
1408 | 62.4026 | 27.8145 | 62.4026 | 27.8145
1409 | 63.4819 | 41.751 | 63.4819 | 41.751
1410 | 62.7671 | 44.6565 | 62.7671 | 44.6565
1411 | 65.5672 | 45.8515 | 65.5672 | 45.8515
1412 | 71.6187 | 44.4506 | 71.6187 | 44.4506
1413 | 77.5928 | 43.1416 | 77.5928 | 43.1416
1414 | 82.6801 | 41.137 | 82.6801 | 41.137
1415 | 89.0249 | 41.5453 | 89.0249 | 41.5453
1416 | 87.4992 | 40.0079 | 87.4992 | 40.0079
1417 | 83.4733 | 39.2418 | 83.4733 | 39.2418
1418 | 82.0078 | 39.0374 | 82.0078 | 39.0374
1419 | 82.6741 | 39.017 | 82.6741 | 39.017
1420 | 83.1444 | 40.4972 | 83.1444 | 40.4972
1421 | 84.7811 | 41.5464 | 84.7811 | 41.5464
1422 | 83.0816 | 39.337 | 83.0816 | 39.337
1423 | 80.8305 | 37.0127 | 80.8305 | 37.0127
1424 | 81.9109 | 33.9835 | 81.9109 | 33.9835
1425 | 81.5488 | 31.1724 | 81.5488 | 31.1724
1426 | 78.0869 | 25.4455 | 78.0869 | 25.4455
1427 | 73.1092 | 20.9143 | 73.1092 | 20.9143
1428 | 68.6642 | 20.3288 | 68.6642 | 20.3288
1429 | 65.7145 | 18.971 | 65.7145 | 18.971
1430 | 63.9207 | 20.1697 | 63.9207 | 20.1697
1431 | 62.8275 | 22.7126 | 62.8275 | 22.7126
1432 | 63.0186 | 29.3032 | 63.0186 | 29.3032
1433 | 63.3504 | 43.7916 | 63.3504 | 43.7916
1434 | 62.4036 | 47.0773 | 62.4036 | 47.0773
1435 | 65.1745 | 48.6021 | 65.1745 | 48.6021
1436 | 70.8105 | 47.5078 | 70.8105 | 47.5078
1437 | 76.2312 | 46.1328 | 76.2312 | 46.1328
1438 | 82.027 | 43.8292 | 82.027 | 43.8292
1439 | 88.6121 | 43.9954 | 88.6121 | 43.9954
1440 | 87.3194 | 42.3736 | 87.3194 | 42.3736
1441 | 83.0354 | 41.609 | 83.0354 | 41.609
1442 | 82.5787 | 41.3019 | 82.5787 | 41.3019
1443 | 83.0133 | 40.0596 | 83.0133 | 40.0596
1444 | 83.0495 | 40.1063 | 83.0495 | 40.1063
1445 | 84.4607 | 40.3521 | 84.4607 | 40.3521
1446 | 83.2165 | 37.2365 | 83.2165 | 37.2365
1447 | 81.4487 | 34.0062 | 81.4487 | 34.0062
1448 | 83.139 | 30.1413 | 83.139 | 30.1413
1449 | 82.5243 | 26.4686 | 82.5243 | 26.4686
1450 | 78.1628 | 20.3232 | 78.1628 | 20.3232
1451 | 73.3851 | 15.5988 | 73.3851 | 15.5988
1452 | 68.9835 | 57.2128 | 68.9835 | 57.2128
1453 | 65.6715 | 58.5403 | 65.6715 | 58.5403
1454 | 63.3723 | 64.1444 | 63.3723 | 64.1444
1455 | 62.5561 | 84.1641 | 62.5561 | 84.1641
1456 | 62.8154 | 104.8712 | 62.8154 | 104.8712
1457 | 63.1055 | 124.4572 | 63.1055 | 124.4572
1458 | 62.6895 | 132.305 | 62.6895 | 132.305
1459 | 65.6423 | 139.4592 | 65.6423 | 139.4592
1460 | 71.3235 | 143.828 | 71.3235 | 143.828
1461 | 76.9709 | 148.6297 | 76.9709 | 148.6297
1462 | 82.2835 | 149.75 | 82.2835 | 149.75
1463 | 88.8433 | 149.0165 | 88.8433 | 149.0165
1464 | 87.6491 | 146.689 | 87.6491 | 146.689
1465 | 83.5315 | 144.6459 | 83.5315 | 144.6459
1466 | 82.0996 | 138.8092 | 82.0996 | 138.8092
1467 | 82.2981 | 133.5211 | 82.2981 | 133.5211
1468 | 83.2633 | 123.181 | 83.2633 | 123.181
1469 | 84.9938 | 109.4444 | 84.9938 | 109.4444
1470 | 83.8805 | 95.0424 | 83.8805 | 95.0424
1471 | 82.9987 | 84.9346 | 82.9987 | 84.9346
1472 | 83.9093 | 76.9512 | 83.9093 | 76.9512
1473 | 82.5691 | 70.5874 | 82.5691 | 70.5874
1474 | 78.2678 | 61.9708 | 78.2678 | 61.9708
1475 | 73.0525 | 53.8402 | 73.0525 | 53.8402
1476 | 68.7409 | 53.8855 | 68.7409 | 53.8855
1477 | 65.3091 | 55.2505 | 65.3091 | 55.2505
1478 | 63.5332 | 61.14 | 63.5332 | 61.14
1479 | 62.4599 | 77.4343 | 62.4599 | 77.4343
1480 | 62.7954 | 94.859 | 62.7954 | 94.859
1481 | 63.6437 | 115.0534 | 63.6437 | 115.0534
1482 | 63.432 | 125.8155 | 63.432 | 125.8155
1483 | 68.0679 | 133.8635 | 68.0679 | 133.8635
1484 | 76.2902 | 137.7966 | 76.2902 | 137.7966
1485 | 82.2354 | 139.7442 | 82.2354 | 139.7442
1486 | 87.2675 | 138.1755 | 87.2675 | 138.1755
1487 | 94.9359 | 137.472 | 94.9359 | 137.472
1488 | 93.5438 | 137.9386 | 93.5438 | 137.9386
1489 | 87.0011 | 139.4407 | 87.0011 | 139.4407
1490 | 85.9638 | 134.7006 | 85.9638 | 134.7006
1491 | 86.7993 | 128.8493 | 86.7993 | 128.8493
1492 | 87.7501 | 121.9792 | 87.7501 | 121.9792
1493 | 89.0962 | 111.5851 | 89.0962 | 111.5851
1494 | 87.3962 | 100.4278 | 87.3962 | 100.4278
1495 | 85.0767 | 90.9585 | 85.0767 | 90.9585
1496 | 86.0219 | 80.3762 | 86.0219 | 80.3762
1497 | 84.457 | 71.4286 | 84.457 | 71.4286
1498 | 79.9213 | 60.1682 | 79.9213 | 60.1682
1499 | 73.5694 | 50.8658 | 73.5694 | 50.8658
1500 | 68.8663 | 49.9121 | 68.8663 | 49.9121
1501 | 65.2347 | 50.511 | 65.2347 | 50.511
1502 | 63.5692 | 55.8597 | 63.5692 | 55.8597
1503 | 62.6811 | 72.2291 | 62.6811 | 72.2291
1504 | 63.1095 | 87.1151 | 63.1095 | 87.1151
1505 | 63.7834 | 103.0283 | 63.7834 | 103.0283
1506 | 64.422 | 108.4801 | 64.422 | 108.4801
1507 | 69.6095 | 111.5483 | 69.6095 | 111.5483
1508 | 79.5782 | 110.802 | 79.5782 | 110.802
1509 | 85.216 | 110.8643 | 85.216 | 110.8643
1510 | 89.8806 | 109.3182 | 89.8806 | 109.3182
1511 | 97.3511 | 108.4419 | 97.3511 | 108.4419
1512 | 94.5493 | 109.4568 | 94.5493 | 109.4568
1513 | 88.5445 | 109.99 | 88.5445 | 109.99
1514 | 88.1583 | 109.1932 | 88.1583 | 109.1932
1515 | 88.6775 | 108.6447 | 88.6775 | 108.6447
1516 | 89.608 | 108.8499 | 89.608 | 108.8499
1517 | 91.167 | 106.8832 | 91.167 | 106.8832
1518 | 90.3202 | 102.0427 | 90.3202 | 102.0427
1519 | 88.3733 | 97.0199 | 88.3733 | 97.0199
1520 | 88.4058 | 90.9442 | 88.4058 | 90.9442
1521 | 86.2278 | 85.5193 | 86.2278 | 85.5193
1522 | 80.9107 | 76.8952 | 80.9107 | 76.8952
1523 | 74.4505 | 68.1411 | 74.4505 | 68.1411
1524 | 69.008 | 67.1048 | 69.008 | 67.1048
1525 | 65.4273 | 66.8625 | 65.4273 | 66.8625
1526 | 63.615 | 69.2293 | 63.615 | 69.2293
1527 | 62.6079 | 77.9901 | 62.6079 | 77.9901
1528 | 63.1048 | 87.5883 | 63.1048 | 87.5883
1529 | 64.445 | 103.1935 | 64.445 | 103.1935
1530 | 65.5163 | 108.1871 | 65.5163 | 108.1871
1531 | 70.8774 | 111.1201 | 70.8774 | 111.1201
1532 | 81.5706 | 110.4265 | 81.5706 | 110.4265
1533 | 88.5261 | 110.5489 | 88.5261 | 110.5489
1534 | 92.5272 | 109.1529 | 92.5272 | 109.1529
1535 | 100.5139 | 107.9612 | 100.5139 | 107.9612
1536 | 97.7136 | 108.886 | 97.7136 | 108.886
1537 | 91.6117 | 108.4277 | 91.6117 | 108.4277
1538 | 90.4393 | 105.4076 | 90.4393 | 105.4076
1539 | 91.5216 | 103.417 | 91.5216 | 103.417
1540 | 92.263 | 102.2177 | 92.263 | 102.2177
1541 | 92.8181 | 98.5234 | 92.8181 | 98.5234
1542 | 91.7308 | 89.9274 | 91.7308 | 89.9274
1543 | 89.0981 | 79.4366 | 89.0981 | 79.4366
1544 | 89.329 | 67.3221 | 89.329 | 67.3221
1545 | 86.5871 | 55.2349 | 86.5871 | 55.2349
1546 | 82.5111 | 41.1278 | 82.5111 | 41.1278
1547 | 76.1679 | 29.8049 | 76.1679 | 29.8049
1548 | 71.4476 | 28.1076 | 71.4476 | 28.1076
1549 | 67.8866 | 30.4416 | 67.8866 | 30.4416
1550 | 65.7139 | 37.0596 | 65.7139 | 37.0596
1551 | 64.7731 | 49.3956 | 64.7731 | 49.3956
1552 | 65.1391 | 63.538 | 65.1391 | 63.538
1553 | 66.0814 | 81.5017 | 66.0814 | 81.5017
1554 | 66.4378 | 88.6209 | 66.4378 | 88.6209
1555 | 70.6055 | 94.1903 | 70.6055 | 94.1903
1556 | 78.6616 | 98.1009 | 78.6616 | 98.1009
1557 | 84.9758 | 104.4048 | 84.9758 | 104.4048
1558 | 88.9648 | 106.0358 | 88.9648 | 106.0358
1559 | 95.9912 | 106.8121 | 95.9912 | 106.8121
1560 | 95.0808 | 107.5565 | 95.0808 | 107.5565
1561 | 89.7197 | 106.3622 | 89.7197 | 106.3622
1562 | 88.7778 | 100.7658 | 88.7778 | 100.7658
1563 | 89.3564 | 97.1077 | 89.3564 | 97.1077
1564 | 89.5971 | 96.254 | 89.5971 | 96.254
1565 | 90.3943 | 91.418 | 90.3943 | 91.418
1566 | 89.7005 | 81.4174 | 89.7005 | 81.4174
1567 | 87.5361 | 71.8354 | 87.5361 | 71.8354
1568 | 88.1325 | 60.6823 | 88.1325 | 60.6823
1569 | 85.5017 | 51.915 | 85.5017 | 51.915
1570 | 81.6697 | 42.3295 | 81.6697 | 42.3295
1571 | 76.5001 | 35.994 | 76.5001 | 35.994
1572 | 71.8064 | 37.6016 | 71.8064 | 37.6016
1573 | 68.1538 | 40.2435 | 68.1538 | 40.2435
1574 | 66.2457 | 43.752 | 66.2457 | 43.752
1575 | 64.8678 | 54.2778 | 64.8678 | 54.2778
1576 | 65.0921 | 68.1798 | 65.0921 | 68.1798
1577 | 65.9382 | 86.4214 | 65.9382 | 86.4214
1578 | 65.2322 | 91.1446 | 65.2322 | 91.1446
1579 | 68.604 | 93.0261 | 68.604 | 93.0261
1580 | 75.2425 | 91.9794 | 75.2425 | 91.9794
1581 | 81.3132 | 92.5374 | 81.3132 | 92.5374
1582 | 85.2383 | 92.3958 | 85.2383 | 92.3958
1583 | 90.9034 | 91.4896 | 90.9034 | 91.4896
1584 | 89.3905 | 93.7363 | 89.3905 | 93.7363
1585 | 86.1733 | 95.8918 | 86.1733 | 95.8918
1586 | 84.4452 | 95.7034 | 84.4452 | 95.7034
1587 | 84.6551 | 89.3939 | 84.6551 | 89.3939
1588 | 85.1456 | 84.6119 | 85.1456 | 84.6119
1589 | 86.7563 | 76.5837 | 86.7563 | 76.5837
1590 | 85.3745 | 58.2009 | 85.3745 | 58.2009
1591 | 84.3702 | 42.3171 | 84.3702 | 42.3171
1592 | 86.434 | 30.8561 | 86.434 | 30.8561
1593 | 84.9997 | 23.0426 | 84.9997 | 23.0426
1594 | 80.5338 | 14.4411 | 80.5338 | 14.4411
1595 | 75.2126 | 6.9714 | 75.2126 | 6.9714
1596 | 70.8143 | 7.3772 | 70.8143 | 7.3772
1597 | 67.8823 | 10.0943 | 67.8823 | 10.0943
1598 | 65.8661 | 22.984 | 65.8661 | 22.984
1599 | 65.2157 | 44.4759 | 65.2157 | 44.4759
1600 | 65.2965 | 62.1861 | 65.2965 | 62.1861
1601 | 66.1839 | 81.0736 | 66.1839 | 81.0736
1602 | 65.4913 | 88.0576 | 65.4913 | 88.0576
1603 | 68.0586 | 93.8523 | 68.0586 | 93.8523
1604 | 73.2406 | 97.9582 | 73.2406 | 97.9582
1605 | 78.5964 | 101.1601 | 78.5964 | 101.1601
1606 | 83.4299 | 100.5453 | 83.4299 | 100.5453
1607 | 89.9603 | 100.7582 | 89.9603 | 100.7582
1608 | 88.7322 | 100.8192 | 88.7322 | 100.8192
1609 | 85.0658 | 98.5658 | 85.0658 | 98.5658
1610 | 83.953 | 96.1691 | 83.953 | 96.1691
1611 | 84.4618 | 93.3072 | 84.4618 | 93.3072
1612 | 85.6833 | 87.5637 | 85.6833 | 87.5637
1613 | 87.5824 | 75.2918 | 87.5824 | 75.2918
1614 | 85.5278 | 58.1558 | 85.5278 | 58.1558
1615 | 84.8026 | 41.2581 | 84.8026 | 41.2581
1616 | 86.9991 | 25.1026 | 86.9991 | 25.1026
1617 | 84.8637 | 14.9683 | 84.8637 | 14.9683
1618 | 81.0591 | 10.5354 | 81.0591 | 10.5354
1619 | 75.2219 | 5.1387 | 75.2219 | 5.1387
1620 | 70.1434 | 5.4168 | 70.1434 | 5.4168
1621 | 67.3954 | 7.7884 | 67.3954 | 7.7884
1622 | 65.4287 | 22.2705 | 65.4287 | 22.2705
1623 | 64.7289 | 38.4296 | 64.7289 | 38.4296
1624 | 65.0718 | 51.4678 | 65.0718 | 51.4678
1625 | 66.2152 | 70.7534 | 66.2152 | 70.7534
1626 | 66.2386 | 76.1827 | 66.2386 | 76.1827
1627 | 71.0084 | 80.8958 | 71.0084 | 80.8958
1628 | 78.453 | 83.5145 | 78.453 | 83.5145
1629 | 82.9014 | 86.8065 | 82.9014 | 86.8065
1630 | 87.757 | 84.9148 | 87.757 | 84.9148
1631 | 94.6885 | 82.927 | 94.6885 | 82.927
1632 | 93.1962 | 84.0471 | 93.1962 | 84.0471
1633 | 87.2047 | 86.6308 | 87.2047 | 86.6308
1634 | 86.4732 | 86.8254 | 86.4732 | 86.8254
1635 | 86.5635 | 78.5931 | 86.5635 | 78.5931
1636 | 87.8269 | 76.0268 | 87.8269 | 76.0268
1637 | 89.9154 | 69.959 | 89.9154 | 69.959
1638 | 88.5839 | 52.6202 | 88.5839 | 52.6202
1639 | 88.0307 | 33.5517 | 88.0307 | 33.5517
1640 | 88.7174 | 17.0583 | 88.7174 | 17.0583
1641 | 85.6765 | 14.9683 | 85.6765 | 14.9683
1642 | 81.6681 | 10.5354 | 81.6681 | 10.5354
1643 | 75.2151 | 5.1387 | 75.2151 | 5.1387
1644 | 69.9293 | 5.4168 | 69.9293 | 5.4168
1645 | 66.9598 | 4.5136 | 66.9598 | 4.5136
1646 | 65.0088 | 8.0145 | 65.0088 | 8.0145
1647 | 64.3164 | 29.191 | 64.3164 | 29.191
1648 | 65.0027 | 46.1425 | 65.0027 | 46.1425
1649 | 66.854 | 67.1557 | 66.854 | 67.1557
1650 | 67.4708 | 76.761 | 67.4708 | 76.761
1651 | 72.9394 | 83.9002 | 72.9394 | 83.9002
1652 | 82.977 | 86.9019 | 82.977 | 86.9019
1653 | 88.7467 | 90.3142 | 88.7467 | 90.3142
1654 | 93.8355 | 92.4709 | 93.8355 | 92.4709
1655 | 100.8576 | 94.6442 | 100.8576 | 94.6442
1656 | 98.0946 | 96.966 | 98.0946 | 96.966
1657 | 90.8388 | 96.5753 | 90.8388 | 96.5753
1658 | 89.9774 | 93.7581 | 89.9774 | 93.7581
1659 | 90.9384 | 86.1041 | 90.9384 | 86.1041
1660 | 91.0004 | 79.4067 | 91.0004 | 79.4067
1661 | 93.0867 | 67.0673 | 93.0867 | 67.0673
1662 | 92.2188 | 41.6841 | 92.2188 | 41.6841
1663 | 90.7433 | 28.8574 | 90.7433 | 28.8574
1664 | 90.8711 | 19.5069 | 90.8711 | 19.5069
1665 | 87.9471 | 14.9683 | 87.9471 | 14.9683
1666 | 83.2911 | 10.5354 | 83.2911 | 10.5354
1667 | 76.434 | 5.1387 | 76.434 | 5.1387
1668 | 70.9719 | 5.4168 | 70.9719 | 5.4168
1669 | 67.8963 | 4.5136 | 67.8963 | 4.5136
1670 | 66.0245 | 15.165 | 66.0245 | 15.165
1671 | 65.5523 | 32.8188 | 65.5523 | 32.8188
1672 | 65.8595 | 47.4419 | 65.8595 | 47.4419
1673 | 67.3506 | 66.8252 | 67.3506 | 66.8252
1674 | 67.785 | 75.5743 | 67.785 | 75.5743
1675 | 73.1644 | 82.4356 | 73.1644 | 82.4356
1676 | 83.0242 | 85.3697 | 83.0242 | 85.3697
1677 | 88.8644 | 86.6788 | 88.8644 | 86.6788
1678 | 92.3975 | 87.3109 | 92.3975 | 87.3109
1679 | 100.2869 | 87.3886 | 100.2869 | 87.3886
1680 | 96.8086 | 87.5622 | 96.8086 | 87.5622
1681 | 90.9088 | 88.0879 | 90.9088 | 88.0879
1682 | 91.3502 | 88.5079 | 91.3502 | 88.5079
1683 | 92.6393 | 82.957 | 92.6393 | 82.957
1684 | 92.7772 | 78.0998 | 92.7772 | 78.0998
1685 | 93.7731 | 68.5319 | 93.7731 | 68.5319
1686 | 92.8266 | 53.3337 | 92.8266 | 53.3337
1687 | 91.6897 | 38.9672 | 91.6897 | 38.9672
1688 | 92.1767 | 26.2819 | 92.1767 | 26.2819
1689 | 88.7019 | 18.6787 | 88.7019 | 18.6787
1690 | 83.6381 | 11.4818 | 83.6381 | 11.4818
1691 | 77.0585 | 5.3265 | 77.0585 | 5.3265
1692 | 71.8165 | 8.8944 | 71.8165 | 8.8944
1693 | 68.5094 | 16.5387 | 68.5094 | 16.5387
1694 | 66.6662 | 23.2469 | 66.6662 | 23.2469
1695 | 66.1517 | 31.8349 | 66.1517 | 31.8349
1696 | 66.694 | 41.2754 | 66.694 | 41.2754
1697 | 68.3657 | 60.9741 | 68.3657 | 60.9741
1698 | 69.5117 | 71.0301 | 69.5117 | 71.0301
1699 | 74.8291 | 79.9344 | 74.8291 | 79.9344
1700 | 84.1708 | 82.4554 | 84.1708 | 82.4554
1701 | 90.5901 | 84.4781 | 90.5901 | 84.4781
1702 | 94.5406 | 83.8934 | 94.5406 | 83.8934
1703 | 100.9147 | 84.0537 | 100.9147 | 84.0537
1704 | 97.8844 | 86.0375 | 97.8844 | 86.0375
1705 | 92.0469 | 87.2767 | 92.0469 | 87.2767
1706 | 91.0243 | 87.0657 | 91.0243 | 87.0657
1707 | 91.5211 | 81.7552 | 91.5211 | 81.7552
1708 | 91.4299 | 74.8175 | 91.4299 | 74.8175
1709 | 92.8566 | 65.4674 | 92.8566 | 65.4674
1710 | 92.0056 | 53.7994 | 92.0056 | 53.7994
1711 | 92.2792 | 44.0371 | 92.2792 | 44.0371
1712 | 91.851 | 35.1899 | 91.851 | 35.1899
1713 | 88.3521 | 30.8917 | 88.3521 | 30.8917
1714 | 84.1889 | 25.7452 | 84.1889 | 25.7452
1715 | 78.1621 | 20.6565 | 78.1621 | 20.6565
1716 | 73.0309 | 22.4143 | 73.0309 | 22.4143
1717 | 69.4874 | 26.7837 | 69.4874 | 26.7837
1718 | 67.3529 | 36.4738 | 67.3529 | 36.4738
1719 | 66.7154 | 49.8763 | 66.7154 | 49.8763
1720 | 67.357 | 60.4585 | 67.357 | 60.4585
1721 | 68.9572 | 75.9586 | 68.9572 | 75.9586
1722 | 69.4773 | 79.2322 | 69.4773 | 79.2322
1723 | 74.4041 | 80.2499 | 74.4041 | 80.2499
1724 | 82.1826 | 79.2182 | 82.1826 | 79.2182
1725 | 87.4823 | 78.9049 | 87.4823 | 78.9049
1726 | 91.3386 | 80.0477 | 91.3386 | 80.0477
1727 | 99.0862 | 82.266 | 99.0862 | 82.266
1728 | 96.6285 | 85.046 | 96.6285 | 85.046
1729 | 91.4084 | 85.0384 | 91.4084 | 85.0384
1730 | 90.3213 | 84.3392 | 90.3213 | 84.3392
1731 | 90.1744 | 84.1062 | 90.1744 | 84.1062
1732 | 90.3352 | 83.305 | 90.3352 | 83.305
1733 | 92.7774 | 78.5441 | 92.7774 | 78.5441
1734 | 91.7809 | 65.5842 | 91.7809 | 65.5842
1735 | 92.2555 | 53.8841 | 92.2555 | 53.8841
1736 | 91.4697 | 45.5476 | 91.4697 | 45.5476
1737 | 87.9672 | 40.7086 | 87.9672 | 40.7086
1738 | 84.0034 | 34.0749 | 84.0034 | 34.0749
1739 | 78.2984 | 28.4905 | 78.2984 | 28.4905
1740 | 73.6921 | 30.8266 | 73.6921 | 30.8266
1741 | 70.3417 | 34.46 | 70.3417 | 34.46
1742 | 68.2417 | 43.3764 | 68.2417 | 43.3764
1743 | 67.5127 | 57.455 | 67.5127 | 57.455
1744 | 67.7397 | 70.7336 | 67.7397 | 70.7336
1745 | 69.3417 | 90.9356 | 69.3417 | 90.9356
1746 | 69.3419 | 99.7222 | 69.3419 | 99.7222
1747 | 71.3676 | 105.0062 | 71.3676 | 105.0062
1748 | 78.0957 | 105.3039 | 78.0957 | 105.3039
1749 | 83.985 | 106.3577 | 83.985 | 106.3577
1750 | 87.8804 | 104.5712 | 87.8804 | 104.5712
1751 | 95.3821 | 102.9213 | 95.3821 | 102.9213
1752 | 94.6119 | 103.3804 | 94.6119 | 103.3804
1753 | 90.012 | 103.8911 | 90.012 | 103.8911
1754 | 88.7452 | 104.7917 | 88.7452 | 104.7917
1755 | 88.8434 | 105.7529 | 88.8434 | 105.7529
1756 | 89.4016 | 107.5205 | 89.4016 | 107.5205
1757 | 91.3907 | 107.6793 | 91.3907 | 107.6793
1758 | 90.2204 | 104.1383 | 90.2204 | 104.1383
1759 | 90.35 | 100.8204 | 90.35 | 100.8204
1760 | 89.8268 | 96.0067 | 89.8268 | 96.0067
1761 | 87.1639 | 90.9197 | 87.1639 | 90.9197
1762 | 82.8382 | 84.226 | 82.8382 | 84.226
1763 | 77.5977 | 77.9881 | 77.5977 | 77.9881
1764 | 72.3536 | 78.8596 | 72.3536 | 78.8596
1765 | 69.2698 | 80.127 | 69.2698 | 80.127
1766 | 67.3963 | 83.1172 | 67.3963 | 83.1172
1767 | 66.8545 | 89.9927 | 66.8545 | 89.9927
1768 | 66.8422 | 97.7733 | 66.8422 | 97.7733
1769 | 68.0033 | 113.6113 | 68.0033 | 113.6113
1770 | 68.5559 | 118.0266 | 68.5559 | 118.0266
1771 | 71.7385 | 120.0282 | 71.7385 | 120.0282
1772 | 77.6589 | 119.342 | 77.6589 | 119.342
1773 | 83.2579 | 119.7799 | 83.2579 | 119.7799
1774 | 88.6742 | 117.7906 | 88.6742 | 117.7906
1775 | 95.1192 | 116.1182 | 95.1192 | 116.1182
1776 | 94.2526 | 115.7961 | 94.2526 | 115.7961
1777 | 90.0277 | 114.4741 | 90.0277 | 114.4741
1778 | 89.4272 | 113.497 | 89.4272 | 113.497
1779 | 90.4715 | 114.9614 | 90.4715 | 114.9614
1780 | 91.7793 | 118.419 | 91.7793 | 118.419
1781 | 92.5432 | 120.403 | 92.5432 | 120.403
1782 | 91.6739 | 118.7697 | 91.6739 | 118.7697
1783 | 91.7215 | 116.8715 | 91.7215 | 116.8715
1784 | 90.3303 | 113.0642 | 90.3303 | 113.0642
1785 | 87.1882 | 109.7498 | 87.1882 | 109.7498
1786 | 82.761 | 103.0261 | 82.761 | 103.0261
1787 | 76.8447 | 94.8278 | 76.8447 | 94.8278
1788 | 72.2545 | 92.6648 | 72.2545 | 92.6648
1789 | 69.2958 | 92.9558 | 69.2958 | 92.9558
1790 | 67.0414 | 95.0973 | 67.0414 | 95.0973
1791 | 66.104 | 102.9041 | 66.104 | 102.9041
1792 | 66.7946 | 111.0002 | 66.7946 | 111.0002
1793 | 68.0971 | 126.7256 | 68.0971 | 126.7256
1794 | 69.2314 | 131.4713 | 69.2314 | 131.4713
1795 | 73.2433 | 132.4064 | 73.2433 | 132.4064
1796 | 80.7999 | 129.8575 | 80.7999 | 129.8575
1797 | 85.5136 | 129.3339 | 85.5136 | 129.3339
1798 | 90.435 | 126.9315 | 90.435 | 126.9315
1799 | 97.7421 | 125.522 | 97.7421 | 125.522
1800 | 95.7077 | 125.8083 | 95.7077 | 125.8083
1801 | 91.7784 | 125.9735 | 91.7784 | 125.9735
1802 | 90.3631 | 126.2282 | 90.3631 | 126.2282
1803 | 91.6384 | 126.8288 | 91.6384 | 126.8288
1804 | 91.517 | 128.9344 | 91.517 | 128.9344
1805 | 93.2288 | 128.8754 | 93.2288 | 128.8754
1806 | 93.3004 | 124.4706 | 93.3004 | 124.4706
1807 | 93.6462 | 117.4949 | 93.6462 | 117.4949
1808 | 92.5624 | 108.3923 | 92.5624 | 108.3923
1809 | 89.2146 | 100.3536 | 89.2146 | 100.3536
1810 | 84.659 | 91.6919 | 84.659 | 91.6919
1811 | 77.8676 | 84.5452 | 77.8676 | 84.5452
1812 | 72.8647 | 85.2665 | 72.8647 | 85.2665
1813 | 69.5599 | 86.7893 | 69.5599 | 86.7893
1814 | 67.3458 | 91.2742 | 67.3458 | 91.2742
1815 | 66.9769 | 101.9953 | 66.9769 | 101.9953
1816 | 67.5021 | 110.9175 | 67.5021 | 110.9175
1817 | 69.1663 | 127.5443 | 69.1663 | 127.5443
1818 | 70.386 | 132.1172 | 70.386 | 132.1172
1819 | 76.6299 | 135.4709 | 76.6299 | 135.4709
1820 | 86.1559 | 135.2354 | 86.1559 | 135.2354
1821 | 92.0952 | 135.6882 | 92.0952 | 135.6882
1822 | 96.4571 | 133.421 | 96.4571 | 133.421
1823 | 103.8008 | 131.4632 | 103.8008 | 131.4632
1824 | 101.3094 | 131.1036 | 101.3094 | 131.1036
1825 | 95.1332 | 130.7129 | 95.1332 | 130.7129
1826 | 94.2054 | 130.9376 | 94.2054 | 130.9376
1827 | 95.5304 | 128.9469 | 95.5304 | 128.9469
1828 | 95.9911 | 127.7927 | 95.9911 | 127.7927
1829 | 98.2997 | 126.224 | 98.2997 | 126.224
1830 | 97.6546 | 120.4747 | 97.6546 | 120.4747
1831 | 96.7753 | 114.2952 | 96.7753 | 114.2952
1832 | 95.6967 | 107.0028 | 95.6967 | 107.0028
1833 | 91.4095 | 100.4812 | 91.4095 | 100.4812
1834 | 85.3283 | 89.2509 | 85.3283 | 89.2509
1835 | 78.3898 | 81.9389 | 78.3898 | 81.9389
1836 | 73.5618 | 82.2095 | 73.5618 | 82.2095
1837 | 69.9703 | 83.0863 | 69.9703 | 83.0863
1838 | 67.9878 | 88.4125 | 67.9878 | 88.4125
1839 | 66.8202 | 99.0435 | 66.8202 | 99.0435
1840 | 67.6434 | 106.3734 | 67.6434 | 106.3734
1841 | 69.3743 | 120.882 | 69.3743 | 120.882
1842 | 70.8544 | 124.8841 | 70.8544 | 124.8841
1843 | 76.58 | 126.6304 | 76.58 | 126.6304
1844 | 86.2351 | 125.1631 | 86.2351 | 125.1631
1845 | 91.7522 | 124.2114 | 91.7522 | 124.2114
1846 | 95.9813 | 121.4484 | 95.9813 | 121.4484
1847 | 102.9625 | 119.4531 | 102.9625 | 119.4531
1848 | 101.09 | 119.439 | 101.09 | 119.439
1849 | 94.7202 | 118.1395 | 94.7202 | 118.1395
1850 | 93.9024 | 117.0347 | 93.9024 | 117.0347
1851 | 94.5359 | 115.9529 | 94.5359 | 115.9529
1852 | 94.934 | 112.7106 | 94.934 | 112.7106
1853 | 96.802 | 110.8715 | 96.802 | 110.8715
1854 | 97.1808 | 106.3014 | 97.1808 | 106.3014
1855 | 97.5154 | 103.2089 | 97.5154 | 103.2089
1856 | 95.5643 | 100.8287 | 95.5643 | 100.8287
1857 | 91.5996 | 99.5799 | 91.5996 | 99.5799
1858 | 86.3737 | 95.8981 | 86.3737 | 95.8981
1859 | 79.9667 | 91.5755 | 79.9667 | 91.5755
1860 | 74.3249 | 92.5972 | 74.3249 | 92.5972
1861 | 71.0068 | 92.753 | 71.0068 | 92.753
1862 | 69.2417 | 93.8655 | 69.2417 | 93.8655
1863 | 68.5445 | 100.5231 | 68.5445 | 100.5231
1864 | 68.8729 | 106.1856 | 68.8729 | 106.1856
1865 | 70.2781 | 119.0117 | 70.2781 | 119.0117
1866 | 72.0425 | 122.7435 | 72.0425 | 122.7435
1867 | 77.7915 | 126.2849 | 77.7915 | 126.2849
1868 | 87.1203 | 127.4765 | 87.1203 | 127.4765
1869 | 92.4199 | 130.438 | 92.4199 | 130.438
1870 | 96.9452 | 132.5347 | 96.9452 | 132.5347
1871 | 103.0986 | 132.4021 | 103.0986 | 132.4021
1872 | 101.2717 | 131.5618 | 101.2717 | 131.5618
1873 | 94.9257 | 129.9919 | 94.9257 | 129.9919
1874 | 94.3736 | 128.6017 | 94.3736 | 128.6017
1875 | 95.6774 | 129.6455 | 95.6774 | 129.6455
1876 | 95.3 | 131.2854 | 95.3 | 131.2854
1877 | 97.0972 | 130.2725 | 97.0972 | 130.2725
1878 | 96.5555 | 124.5833 | 96.5555 | 124.5833
1879 | 96.6482 | 117.4799 | 96.6482 | 117.4799
1880 | 94.2128 | 109.2186 | 94.2128 | 109.2186
1881 | 90.5094 | 100.5639 | 90.5094 | 100.5639
1882 | 85.1812 | 89.8968 | 85.1812 | 89.8968
1883 | 79.7473 | 80.7597 | 79.7473 | 80.7597
1884 | 74.1338 | 80.835 | 74.1338 | 80.835
1885 | 70.7473 | 83.4168 | 70.7473 | 83.4168
1886 | 68.6672 | 86.0991 | 68.6672 | 86.0991
1887 | 68.0354 | 91.8629 | 68.0354 | 91.8629
1888 | 68.4569 | 99.8839 | 68.4569 | 99.8839
1889 | 70.2204 | 116.3604 | 70.2204 | 116.3604
1890 | 71.8729 | 120.8582 | 71.8729 | 120.8582
1891 | 76.7659 | 123.1678 | 76.7659 | 123.1678
1892 | 84.8113 | 123.2177 | 84.8113 | 123.2177
1893 | 90.3614 | 123.926 | 90.3614 | 123.926
1894 | 94.4793 | 122.4699 | 94.4793 | 122.4699
1895 | 102.8806 | 121.8867 | 102.8806 | 121.8867
1896 | 100.6455 | 121.5195 | 100.6455 | 121.5195
1897 | 94.8443 | 119.1159 | 94.8443 | 119.1159
1898 | 93.473 | 118.3566 | 93.473 | 118.3566
1899 | 93.2478 | 119.5356 | 93.2478 | 119.5356
1900 | 94.5479 | 121.6487 | 94.5479 | 121.6487
1901 | 97.1282 | 122.1381 | 97.1282 | 122.1381
1902 | 96.7016 | 118.6345 | 96.7016 | 118.6345
1903 | 97.4663 | 113.5666 | 97.4663 | 113.5666
1904 | 94.9966 | 108.4374 | 94.9966 | 108.4374
1905 | 90.7869 | 105.2132 | 90.7869 | 105.2132
1906 | 85.6875 | 98.6171 | 85.6875 | 98.6171
1907 | 80.161 | 91.6957 | 80.161 | 91.6957
1908 | 75.1464 | 91.5908 | 75.1464 | 91.5908
1909 | 72.1088 | 91.9644 | 72.1088 | 91.9644
1910 | 69.8993 | 97.298 | 69.8993 | 97.298
1911 | 68.9974 | 105.9912 | 68.9974 | 105.9912
1912 | 69.3056 | 116.4757 | 69.3056 | 116.4757
1913 | 70.8348 | 134.3718 | 70.8348 | 134.3718
1914 | 71.968 | 140.3869 | 71.968 | 140.3869
1915 | 74.8545 | 143.5903 | 74.8545 | 143.5903
1916 | 81.1639 | 142.4685 | 81.1639 | 142.4685
1917 | 86.4835 | 139.7968 | 86.4835 | 139.7968
1918 | 90.6132 | 133.2182 | 90.6132 | 133.2182
1919 | 97.6598 | 131.1327 | 97.6598 | 131.1327
1920 | 96.5654 | 133.1241 | 96.5654 | 133.1241
1921 | 91.5904 | 134.0103 | 91.5904 | 134.0103
1922 | 90.4831 | 132.6726 | 90.4831 | 132.6726
1923 | 91.4504 | 131.7936 | 91.4504 | 131.7936
1924 | 93.0338 | 132.0289 | 93.0338 | 132.0289
1925 | 94.4039 | 130.4002 | 94.4039 | 130.4002
1926 | 94.4341 | 123.0435 | 94.4341 | 123.0435
1927 | 94.7458 | 111.1781 | 94.7458 | 111.1781
1928 | 92.0318 | 97.0958 | 92.0318 | 97.0958
1929 | 88.4075 | 85.4742 | 88.4075 | 85.4742
1930 | 84.8248 | 74.1988 | 84.8248 | 74.1988
1931 | 79.5988 | 68.3439 | 79.5988 | 68.3439
1932 | 74.7308 | 71.2359 | 74.7308 | 71.2359
1933 | 71.9019 | 77.4305 | 71.9019 | 77.4305
1934 | 69.8888 | 83.1247 | 69.8888 | 83.1247
1935 | 69.347 | 93.0947 | 69.347 | 93.0947
1936 | 69.7238 | 101.3861 | 69.7238 | 101.3861
1937 | 70.829 | 117.1115 | 70.829 | 117.1115
1938 | 72.1599 | 122.0975 | 72.1599 | 122.0975
1939 | 74.6985 | 123.1528 | 74.6985 | 123.1528
1940 | 80.6692 | 121.5503 | 80.6692 | 121.5503
1941 | 86.2358 | 121.5375 | 86.2358 | 121.5375
1942 | 90.451 | 119.473 | 90.451 | 119.473
1943 | 98.0377 | 117.4702 | 98.0377 | 117.4702
1944 | 95.6915 | 117.058 | 95.6915 | 117.058
1945 | 91.8364 | 116.5997 | 91.8364 | 116.5997
1946 | 90.6804 | 116.2461 | 90.6804 | 116.2461
1947 | 91.0129 | 117.395 | 91.0129 | 117.395
1948 | 93.0285 | 119.1776 | 93.0285 | 119.1776
1949 | 96.004 | 119.0135 | 96.004 | 119.0135
1950 | 94.8255 | 114.5861 | 94.8255 | 114.5861
1951 | 95.5427 | 109.4581 | 95.5427 | 109.4581
1952 | 93.3447 | 102.8417 | 93.3447 | 102.8417
1953 | 89.7732 | 96.9436 | 89.7732 | 96.9436
1954 | 85.0981 | 88.8603 | 85.0981 | 88.8603
1955 | 79.573 | 81.4356 | 79.573 | 81.4356
1956 | 75.4698 | 81.1129 | 75.4698 | 81.1129
1957 | 72.325 | 83.1014 | 72.325 | 83.1014
1958 | 70.1085 | 89.5617 | 70.1085 | 89.5617
1959 | 69.5261 | 96.9855 | 69.5261 | 96.9855
1960 | 69.7709 | 105.7274 | 69.7709 | 105.7274
1961 | 71.0088 | 123.2179 | 71.0088 | 123.2179
1962 | 72.6473 | 130.3221 | 72.6473 | 130.3221
1963 | 76.9632 | 135.193 | 76.9632 | 135.193
1964 | 84.1744 | 135.7386 | 84.1744 | 135.7386
1965 | 89.5848 | 135.9286 | 89.5848 | 135.9286
1966 | 94.1917 | 132.8276 | 94.1917 | 132.8276
1967 | 101.2444 | 130.0737 | 101.2444 | 130.0737
1968 | 98.4843 | 128.9479 | 98.4843 | 128.9479
1969 | 93.223 | 127.7761 | 93.223 | 127.7761
1970 | 92.0451 | 127.5652 | 92.0451 | 127.5652
1971 | 92.7119 | 127.1293 | 92.7119 | 127.1293
1972 | 93.9892 | 125.4193 | 93.9892 | 125.4193
1973 | 96.5628 | 123.8355 | 96.5628 | 123.8355
1974 | 96.3413 | 118.8148 | 96.3413 | 118.8148
1975 | 97.4208 | 113.6718 | 97.4208 | 113.6718
1976 | 94.5318 | 107.7389 | 94.5318 | 107.7389
1977 | 90.7639 | 103.4331 | 90.7639 | 103.4331
1978 | 85.3074 | 97.7834 | 85.3074 | 97.7834
1979 | 79.8007 | 92.0412 | 79.8007 | 92.0412
1980 | 74.5082 | 93.0704 | 74.5082 | 93.0704
1981 | 71.5395 | 95.1565 | 71.5395 | 95.1565
1982 | 69.8292 | 100.8582 | 69.8292 | 100.8582
1983 | 68.7869 | 107.7863 | 68.7869 | 107.7863
1984 | 69.2764 | 115.1387 | 69.2764 | 115.1387
1985 | 71.3679 | 130.789 | 71.3679 | 130.789
1986 | 73.1853 | 134.8362 | 73.1853 | 134.8362
1987 | 78.7753 | 136.9505 | 78.7753 | 136.9505
1988 | 88.0631 | 136.7376 | 88.0631 | 136.7376
1989 | 93.7951 | 138.3547 | 93.7951 | 138.3547
1990 | 98.2084 | 137.5671 | 98.2084 | 137.5671
1991 | 104.9864 | 136.5857 | 104.9864 | 136.5857
1992 | 101.6779 | 137.195 | 101.6779 | 137.195
1993 | 95.9698 | 138.1113 | 95.9698 | 138.1113
1994 | 94.651 | 139.6879 | 94.651 | 139.6879
1995 | 95.9221 | 141.2199 | 95.9221 | 141.2199
1996 | 96.2816 | 139.0593 | 96.2816 | 139.0593
1997 | 98.6839 | 136.6644 | 98.6839 | 136.6644
1998 | 99.828 | 130.4794 | 99.828 | 130.4794
1999 | 99.3986 | 125.2988 | 99.3986 | 125.2988
2000 | 96.2142 | 119.4711 | 96.2142 | 119.4711
2001 | 91.8594 | 114.4067 | 91.8594 | 114.4067
2002 | 86.6674 | 106.1431 | 86.6674 | 106.1431
2003 | 80.157 | 97.9824 | 80.157 | 97.9824
2004 | 74.703 | 98.1178 | 74.703 | 98.1178
2005 | 71.3879 | 101.1954 | 71.3879 | 101.1954
2006 | 69.6498 | 110.8629 | 69.6498 | 110.8629
2007 | 68.9702 | 116.7469 | 68.9702 | 116.7469
2008 | 69.5207 | 120.9297 | 69.5207 | 120.9297
2009 | 71.1562 | 135.1004 | 71.1562 | 135.1004
2010 | 73.3665 | 139.6057 | 73.3665 | 139.6057
2011 | 78.6803 | 143.2898 | 78.6803 | 143.2898
2012 | 88.2137 | 144.6391 | 88.2137 | 144.6391
2013 | 94.1356 | 146.3539 | 94.1356 | 146.3539
2014 | 98.6228 | 144.7927 | 98.6228 | 144.7927
2015 | 106.2461 | 143.1654 | 106.2461 | 143.1654
2016 | 102.7008 | 142.8208 | 102.7008 | 142.8208
2017 | 96.8979 | 141.5588 | 96.8979 | 141.5588
2018 | 95.4472 | 142.2717 | 95.4472 | 142.2717
2019 | 96.8961 | 144.9604 | 96.8961 | 144.9604
2020 | 96.953 | 145.0981 | 96.953 | 145.0981
2021 | 98.4931 | 141.1635 | 98.4931 | 141.1635
2022 | 98.8235 | 131.4408 | 98.8235 | 131.4408
2023 | 99.317 | 122.0766 | 99.317 | 122.0766
2024 | 95.2877 | 112.3056 | 95.2877 | 112.3056
2025 | 91.0856 | 100.2709 | 91.0856 | 100.2709
2026 | 85.8186 | 90.2874 | 85.8186 | 90.2874
2027 | 79.4621 | 83.2158 | 79.4621 | 83.2158
2028 | 74.154 | 84.3877 | 74.154 | 84.3877
2029 | 70.7506 | 90.004 | 70.7506 | 90.004
2030 | 68.6664 | 102.8412 | 68.6664 | 102.8412
2031 | 68.1202 | 116.7545 | 68.1202 | 116.7545
2032 | 68.3139 | 129.4998 | 68.3139 | 129.4998
2033 | 70.2198 | 147.9141 | 70.2198 | 147.9141
2034 | 72.6425 | 150.9098 | 72.6425 | 150.9098
2035 | 76.8332 | 153.64 | 76.8332 | 153.64
2036 | 86.3074 | 157.2952 | 86.3074 | 157.2952
2037 | 92.2412 | 161.1431 | 92.2412 | 161.1431
2038 | 96.783 | 162.1056 | 96.783 | 162.1056
2039 | 103.9146 | 162.8443 | 103.9146 | 162.8443
2040 | 101.4013 | 164.5802 | 101.4013 | 164.5802
2041 | 94.6142 | 165.0608 | 94.6142 | 165.0608
2042 | 93.555 | 165.1203 | 93.555 | 165.1203
2043 | 95.0265 | 161.8677 | 95.0265 | 161.8677
2044 | 95.5589 | 155.6811 | 95.5589 | 155.6811
2045 | 96.9558 | 151.1156 | 96.9558 | 151.1156
2046 | 98.0824 | 142.144 | 98.0824 | 142.144
2047 | 98.1419 | 132.5244 | 98.1419 | 132.5244
2048 | 94.6325 | 120.102 | 94.6325 | 120.102
2049 | 91.4347 | 110.8389 | 91.4347 | 110.8389
2050 | 86.641 | 101.1784 | 86.641 | 101.1784
2051 | 80.2609 | 93.1078 | 80.2609 | 93.1078
2052 | 75.099 | 93.4911 | 75.099 | 93.4911
2053 | 71.3159 | 98.7017 | 71.3159 | 98.7017
2054 | 69.3752 | 107.1299 | 69.3752 | 107.1299
2055 | 68.6933 | 119.5561 | 68.6933 | 119.5561
2056 | 68.7321 | 131.8883 | 68.7321 | 131.8883
2057 | 70.4168 | 151.9851 | 70.4168 | 151.9851
2058 | 72.3932 | 160.8995 | 72.3932 | 160.8995
2059 | 76.2222 | 167.8058 | 76.2222 | 167.8058
2060 | 84.4801 | 164.9264 | 84.4801 | 164.9264
2061 | 90.2052 | 164.14 | 90.2052 | 164.14
2062 | 94.4431 | 157.8018 | 94.4431 | 157.8018
2063 | 100.6775 | 154.86 | 100.6775 | 154.86
2064 | 99.3668 | 154.1249 | 99.3668 | 154.1249
2065 | 94.6245 | 153.9821 | 94.6245 | 153.9821
2066 | 93.8654 | 155.1231 | 93.8654 | 155.1231
2067 | 94.877 | 157.5489 | 94.877 | 157.5489
2068 | 95.8999 | 157.1834 | 95.8999 | 157.1834
2069 | 97.4132 | 153.489 | 97.4132 | 153.489
2070 | 98.3489 | 144.4349 | 98.3489 | 144.4349
2071 | 97.8668 | 135.5889 | 97.8668 | 135.5889
2072 | 93.8526 | 127.5004 | 93.8526 | 127.5004
2073 | 90.3992 | 119.2288 | 90.3992 | 119.2288
2074 | 86.2241 | 110.9126 | 86.2241 | 110.9126
2075 | 79.9093 | 102.6543 | 79.9093 | 102.6543
2076 | 74.5054 | 102.9024 | 74.5054 | 102.9024
2077 | 71.2303 | 110.2011 | 71.2303 | 110.2011
2078 | 69.2356 | 121.7764 | 69.2356 | 121.7764
2079 | 68.3727 | 133.3989 | 68.3727 | 133.3989
2080 | 68.4389 | 142.9295 | 68.4389 | 142.9295
2081 | 70.1011 | 159.2558 | 70.1011 | 159.2558
2082 | 71.9805 | 163.2805 | 71.9805 | 163.2805
2083 | 74.3682 | 167.3702 | 74.3682 | 167.3702
2084 | 80.7153 | 167.5628 | 80.7153 | 167.5628
2085 | 86.9967 | 168.9545 | 86.9967 | 168.9545
2086 | 91.4531 | 168.4599 | 91.4531 | 168.4599
2087 | 97.6903 | 168.1921 | 97.6903 | 168.1921
2088 | 96.4362 | 169.1769 | 96.4362 | 169.1769
2089 | 92.6706 | 169.4698 | 92.6706 | 169.4698
2090 | 90.8066 | 168.3725 | 90.8066 | 168.3725
2091 | 91.5428 | 166.4344 | 91.5428 | 166.4344
2092 | 92.4797 | 156.943 | 92.4797 | 156.943
2093 | 94.5783 | 149.9589 | 94.5783 | 149.9589
2094 | 93.972 | 139.4175 | 93.972 | 139.4175
2095 | 94.3449 | 130.3012 | 94.3449 | 130.3012
2096 | 91.4686 | 122.3253 | 91.4686 | 122.3253
2097 | 88.3946 | 117.0806 | 88.3946 | 117.0806
2098 | 84.0765 | 110.3643 | 84.0765 | 110.3643
2099 | 78.8777 | 103.9537 | 78.8777 | 103.9537
2100 | 73.9747 | 106.2673 | 73.9747 | 106.2673
2101 | 71.0879 | 113.5135 | 71.0879 | 113.5135
2102 | 68.9517 | 122.3022 | 68.9517 | 122.3022
2103 | 68.4115 | 132.9257 | 68.4115 | 132.9257
2104 | 68.5162 | 145.1753 | 68.5162 | 145.1753
2105 | 70.2501 | 164.5736 | 70.2501 | 164.5736
2106 | 71.7706 | 170.7614 | 71.7706 | 170.7614
2107 | 74.3566 | 173.424 | 74.3566 | 173.424
2108 | 80.0851 | 172.8205 | 80.0851 | 172.8205
2109 | 85.7291 | 173.8743 | 85.7291 | 173.8743
2110 | 89.9547 | 173.3045 | 89.9547 | 173.3045
2111 | 97.5093 | 171.6397 | 97.5093 | 171.6397
2112 | 95.8981 | 170.0332 | 95.8981 | 170.0332
2113 | 91.5997 | 167.9375 | 91.5997 | 167.9375
2114 | 90.7257 | 166.6149 | 90.7257 | 166.6149
2115 | 91.163 | 165.4505 | 91.163 | 165.4505
2116 | 93.529 | 163.0119 | 93.529 | 163.0119
2117 | 95.8474 | 159.8884 | 95.8474 | 159.8884
2118 | 95.5366 | 151.2098 | 95.5366 | 151.2098
2119 | 95.9788 | 140.6439 | 95.9788 | 140.6439
2120 | 92.2087 | 132.4952 | 92.2087 | 132.4952
2121 | 88.8059 | 126.9125 | 88.8059 | 126.9125
2122 | 84.3182 | 119.6179 | 84.3182 | 119.6179
2123 | 79.1576 | 112.1106 | 79.1576 | 112.1106
2124 | 73.7924 | 114.3642 | 73.7924 | 114.3642
2125 | 70.4092 | 125.6963 | 70.4092 | 125.6963
2126 | 68.6435 | 137.7148 | 68.6435 | 137.7148
2127 | 67.871 | 142.5999 | 67.871 | 142.5999
2128 | 68.0239 | 147.3084 | 68.0239 | 147.3084
2129 | 69.7122 | 160.5927 | 69.7122 | 160.5927
2130 | 71.1546 | 163.3631 | 71.1546 | 163.3631
2131 | 75.6517 | 164.531 | 75.6517 | 164.531
2132 | 82.1386 | 163.0336 | 82.1386 | 163.0336
2133 | 87.6081 | 163.2987 | 87.6081 | 163.2987
2134 | 93.7893 | 161.6249 | 93.7893 | 161.6249
2135 | 99.8712 | 159.0211 | 99.8712 | 159.0211
2136 | 98.6115 | 158.0456 | 98.6115 | 158.0456
2137 | 93.1165 | 156.9114 | 93.1165 | 156.9114
2138 | 92.1909 | 156.0995 | 92.1909 | 156.0995
2139 | 93.346 | 157.2184 | 93.346 | 157.2184
2140 | 95.1377 | 152.4514 | 95.1377 | 152.4514
2141 | 99.0239 | 144.4458 | 99.0239 | 144.4458
2142 | 99.0806 | 136.1652 | 99.0806 | 136.1652
2143 | 97.5749 | 127.9953 | 97.5749 | 127.9953
2144 | 93.6372 | 120.6428 | 93.6372 | 120.6428
2145 | 90.6564 | 116.1042 | 90.6564 | 116.1042
2146 | 85.0417 | 108.081 | 85.0417 | 108.081
2147 | 79.2998 | 100.1306 | 79.2998 | 100.1306
2148 | 74.1102 | 104.2468 | 74.1102 | 104.2468
2149 | 70.71 | 110.2687 | 70.71 | 110.2687
2150 | 68.5507 | 115.8728 | 68.5507 | 115.8728
2151 | 68.5764 | 118.3844 | 68.5764 | 118.3844
2152 | 68.5354 | 123.3107 | 68.5354 | 123.3107
2153 | 70.0491 | 139.4117 | 70.0491 | 139.4117
2154 | 73.2379 | 143.1509 | 73.2379 | 143.1509
2155 | 79.203 | 143.3499 | 79.203 | 143.3499
2156 | 88.3408 | 141.2141 | 88.3408 | 141.2141
2157 | 93.9669 | 141.8623 | 93.9669 | 141.8623
2158 | 97.9493 | 140.6166 | 97.9493 | 140.6166
2159 | 105.9158 | 138.0504 | 105.9158 | 138.0504
2160 | 102.5033 | 134.1906 | 102.5033 | 134.1906
2161 | 96.2925 | 131.0359 | 96.2925 | 131.0359
2162 | 94.8999 | 129.4805 | 94.8999 | 129.4805
2163 | 95.777 | 130.344 | 95.777 | 130.344
2164 | 96.7749 | 125.7798 | 96.7749 | 125.7798
2165 | 99.0565 | 115.8213 | 99.0565 | 115.8213
2166 | 101.2158 | 102.4783 | 101.2158 | 102.4783
2167 | 99.5707 | 91.1387 | 99.5707 | 91.1387
2168 | 96.1332 | 81.1349 | 96.1332 | 81.1349
2169 | 92.087 | 75.3043 | 92.087 | 75.3043
2170 | 87.0147 | 71.3145 | 87.0147 | 71.3145
2171 | 80.0113 | 70.5522 | 80.0113 | 70.5522
2172 | 75.0981 | 141.1627 | 75.0981 | 141.1627
2173 | 71.2703 | 155.0547 | 71.2703 | 155.0547
2174 | 69.1933 | 171.5402 | 69.1933 | 171.5402
2175 | 68.7052 | 191.6938 | 68.7052 | 191.6938
2176 | 68.7969 | 213.3643 | 68.7969 | 213.3643
2177 | 70.7816 | 238.4499 | 70.7816 | 238.4499
2178 | 73.8786 | 253.206 | 73.8786 | 253.206
2179 | 78.9938 | 264.8407 | 78.9938 | 264.8407
2180 | 87.675 | 270.2479 | 87.675 | 270.2479
2181 | 94.0745 | 274.7953 | 94.0745 | 274.7953
2182 | 97.7326 | 277.5474 | 97.7326 | 277.5474
2183 | 106.0869 | 278.5867 | 106.0869 | 278.5867
2184 | 103.1058 | 280.117 | 103.1058 | 280.117
2185 | 95.0601 | 282.3136 | 95.0601 | 282.3136
2186 | 95.3104 | 284.3915 | 95.3104 | 284.3915
2187 | 97.2442 | 282.9274 | 97.2442 | 282.9274
2188 | 97.6268 | 267.5108 | 97.6268 | 267.5108
2189 | 100.7123 | 247.8674 | 100.7123 | 247.8674
2190 | 103.2802 | 236.1063 | 103.2802 | 236.1063
2191 | 101.6392 | 219.7004 | 101.6392 | 219.7004
2192 | 96.2937 | 206.6055 | 96.2937 | 206.6055
2193 | 93.2096 | 197.0003 | 93.2096 | 197.0003
2194 | 87.6112 | 184.9408 | 87.6112 | 184.9408
2195 | 81.8214 | 175.4579 | 81.8214 | 175.4579
2196 | 76.5391 | 182.0568 | 76.5391 | 182.0568
2197 | 72.659 | 199.1982 | 72.659 | 199.1982
2198 | 70.3199 | 213.8816 | 70.3199 | 213.8816
2199 | 69.4637 | 216.4261 | 69.4637 | 216.4261
2200 | 69.4331 | 221.0692 | 69.4331 | 221.0692
2201 | 71.331 | 236.2364 | 71.331 | 236.2364
2202 | 74.2027 | 243.3443 | 74.2027 | 243.3443
2203 | 79.3085 | 249.5019 | 79.3085 | 249.5019
2204 | 88.0913 | 252.4259 | 88.0913 | 252.4259
2205 | 93.7228 | 252.4753 | 93.7228 | 252.4753
2206 | 97.801 | 250.7719 | 97.801 | 250.7719
2207 | 105.7758 | 249.4273 | 105.7758 | 249.4273
2208 | 103.1099 | 250.1347 | 103.1099 | 250.1347
2209 | 96.5638 | 250.9265 | 96.5638 | 250.9265
2210 | 96.4261 | 252.1246 | 96.4261 | 252.1246
2211 | 97.744 | 255.414 | 97.744 | 255.414
2212 | 98.287 | 257.2802 | 98.287 | 257.2802
2213 | 102.739 | 253.8837 | 102.739 | 253.8837
2214 | 105.0629 | 243.499 | 105.0629 | 243.499
2215 | 101.7243 | 230.5696 | 101.7243 | 230.5696
2216 | 96.7417 | 216.4388 | 96.7417 | 216.4388
2217 | 91.3477 | 202.1794 | 91.3477 | 202.1794
2218 | 84.9632 | 190.6024 | 84.9632 | 190.6024
2219 | 78.8183 | 184.1845 | 78.8183 | 184.1845
2220 | 73.8614 | 187.9313 | 73.8614 | 187.9313
2221 | 70.658 | 197.609 | 70.658 | 197.609
2222 | 68.6857 | 204.4456 | 68.6857 | 204.4456
2223 | 68.2586 | 210.3246 | 68.2586 | 210.3246
2224 | 68.3147 | 221.0692 | 68.3147 | 221.0692
2225 | 70.1243 | 240.7202 | 70.1243 | 240.7202
2226 | 72.5061 | 252.454 | 72.5061 | 252.454
2227 | 76.4893 | 261.8468 | 76.4893 | 261.8468
2228 | 83.7137 | 265.1822 | 83.7137 | 265.1822
2229 | 89.1369 | 265.5296 | 89.1369 | 265.5296
2230 | 92.8929 | 267.5864 | 92.8929 | 267.5864
2231 | 101.0408 | 269.5622 | 101.0408 | 269.5622
2232 | 98.8326 | 271.2202 | 98.8326 | 271.2202
2233 | 92.8196 | 270.7918 | 92.8196 | 270.7918
2234 | 93.1787 | 272.3872 | 93.1787 | 272.3872
2235 | 96.1367 | 276.7975 | 96.1367 | 276.7975
2236 | 96.5758 | 272.1224 | 96.5758 | 272.1224
2237 | 100.2172 | 259.219 | 100.2172 | 259.219
2238 | 102.0869 | 239.7814 | 102.0869 | 239.7814
2239 | 99.7095 | 215.6848 | 99.7095 | 215.6848
2240 | 95.0846 | 197.4107 | 95.0846 | 197.4107
2241 | 91.0355 | 186.0744 | 91.0355 | 186.0744
2242 | 86.3726 | 179.5488 | 86.3726 | 179.5488
2243 | 80.5078 | 180.3533 | 80.5078 | 180.3533
2244 | 76.146 | 191.5638 | 76.146 | 191.5638
2245 | 72.4389 | 207.2153 | 72.4389 | 207.2153
2246 | 70.1773 | 222.7216 | 70.1773 | 222.7216
2247 | 69.3727 | 232.8433 | 69.3727 | 232.8433
2248 | 69.4287 | 246.9508 | 69.4287 | 246.9508
2249 | 71.008 | 269.2979 | 71.008 | 269.2979
2250 | 73.6305 | 280.9465 | 73.6305 | 280.9465
2251 | 77.0248 | 289.0054 | 77.0248 | 289.0054
2252 | 83.1539 | 292.5679 | 83.1539 | 292.5679
2253 | 88.3813 | 294.5755 | 88.3813 | 294.5755
2254 | 92.9051 | 290.8571 | 92.9051 | 290.8571
2255 | 100.2221 | 284.3051 | 100.2221 | 284.3051
2256 | 99.936 | 281.834 | 99.936 | 281.834
2257 | 94.6212 | 282.6967 | 94.6212 | 282.6967
2258 | 93.718 | 284.7037 | 93.718 | 284.7037
2259 | 93.2101 | 289.7809 | 93.2101 | 289.7809
2260 | 95.3288 | 282.1544 | 95.3288 | 282.1544
2261 | 98.0832 | 260.1413 | 98.0832 | 260.1413
2262 | 100.5147 | 246.2944 | 100.5147 | 246.2944
2263 | 98.2598 | 223.3897 | 98.2598 | 223.3897
2264 | 93.8728 | 208.5779 | 93.8728 | 208.5779
2265 | 89.2326 | 197.4969 | 89.2326 | 197.4969
2266 | 85.2278 | 188.3463 | 85.2278 | 188.3463
2267 | 79.9067 | 184.596 | 79.9067 | 184.596
2268 | 75.2299 | 196.2179 | 75.2299 | 196.2179
2269 | 72.3572 | 214.1681 | 72.3572 | 214.1681
2270 | 70.13 | 221.8277 | 70.13 | 221.8277
2271 | 69.3626 | 221.7471 | 69.3626 | 221.7471
2272 | 69.15 | 230.1079 | 69.15 | 230.1079
2273 | 70.5852 | 247.2048 | 70.5852 | 247.2048
2274 | 72.7411 | 253.2486 | 72.7411 | 253.2486
2275 | 76.3728 | 256.327 | 76.3728 | 256.327
2276 | 82.4762 | 255.4199 | 82.4762 | 255.4199
2277 | 87.4155 | 255.4693 | 87.4155 | 255.4693
2278 | 91.0528 | 254.3476 | 91.0528 | 254.3476
2279 | 98.3792 | 248.9733 | 98.3792 | 248.9733
2280 | 97.545 | 244.1041 | 97.545 | 244.1041
2281 | 92.1997 | 240.9655 | 92.1997 | 240.9655
2282 | 91.5684 | 242.0643 | 91.5684 | 242.0643
2283 | 92.683 | 244.3888 | 92.683 | 244.3888
2284 | 94.7432 | 251.874 | 94.7432 | 251.874
2285 | 98.2404 | 252.6492 | 98.2404 | 252.6492
2286 | 100.5075 | 244.8896 | 100.5075 | 244.8896
2287 | 98.0079 | 232.3574 | 98.0079 | 232.3574
2288 | 94.1715 | 219.9011 | 94.1715 | 219.9011
2289 | 89.8326 | 210.1397 | 89.8326 | 210.1397
2290 | 85.6014 | 205.3737 | 85.6014 | 205.3737
2291 | 80.169 | 204.7025 | 80.169 | 204.7025
2292 | 75.6041 | 214.7352 | 75.6041 | 214.7352
2293 | 72.1899 | 236.5591 | 72.1899 | 236.5591
2294 | 70.1712 | 259.1177 | 70.1712 | 259.1177
2295 | 69.4973 | 271.0272 | 69.4973 | 271.0272
2296 | 69.6673 | 284.9645 | 69.6673 | 284.9645
2297 | 70.6071 | 302.6432 | 70.6071 | 302.6432
2298 | 73.2456 | 305.5936 | 73.2456 | 305.5936
2299 | 77.0613 | 305.1531 | 77.0613 | 305.1531
2300 | 82.9498 | 302.5432 | 82.9498 | 302.5432
2301 | 88.0716 | 300.606 | 88.0716 | 300.606
2302 | 92.5982 | 298.5053 | 92.5982 | 298.5053
2303 | 99.7271 | 296.8344 | 99.7271 | 296.8344
2304 | 98.2931 | 298.7053 | 98.2931 | 298.7053
2305 | 94.3099 | 301.5546 | 94.3099 | 301.5546
2306 | 93.4595 | 305.0372 | 93.4595 | 305.0372
2307 | 93.9378 | 310.753 | 93.9378 | 310.753
2308 | 94.8329 | 302.6298 | 94.8329 | 302.6298
2309 | 98.6719 | 283.8093 | 98.6719 | 283.8093
2310 | 101.6199 | 267.8198 | 101.6199 | 267.8198
2311 | 99.4667 | 252.7477 | 99.4667 | 252.7477
2312 | 94.3232 | 242.7036 | 94.3232 | 242.7036
2313 | 90.5748 | 235.2126 | 90.5748 | 235.2126
2314 | 85.8168 | 229.4249 | 85.8168 | 229.4249
2315 | 79.4495 | 226.5826 | 79.4495 | 226.5826
2316 | 74.3443 | 239.9783 | 74.3443 | 239.9783
2317 | 71.066 | 264.1009 | 71.066 | 264.1009
2318 | 68.9148 | 281.7925 | 68.9148 | 281.7925
2319 | 68.3707 | 288.7215 | 68.3707 | 288.7215
2320 | 68.7802 | 298.4161 | 68.7802 | 298.4161
2321 | 70.5751 | 312.6184 | 70.5751 | 312.6184
2322 | 74.2479 | 309.3112 | 74.2479 | 309.3112
2323 | 79.1722 | 299.8888 | 79.1722 | 299.8888
2324 | 87.4419 | 289.7017 | 87.4419 | 289.7017
2325 | 93.6318 | 284.2881 | 93.6318 | 284.2881
2326 | 98.3563 | 284.557 | 98.3563 | 284.557
2327 | 106.1726 | 284.4612 | 106.1726 | 284.4612
2328 | 104.1147 | 284.7996 | 104.1147 | 284.7996
2329 | 98.477 | 286.1732 | 98.477 | 286.1732
2330 | 97.1943 | 289.1024 | 97.1943 | 289.1024
2331 | 98.3918 | 293.6263 | 98.3918 | 293.6263
2332 | 99.2756 | 294.854 | 99.2756 | 294.854
2333 | 103.1202 | 292.3372 | 103.1202 | 292.3372
2334 | 105.496 | 286.408 | 105.496 | 286.408
2335 | 101.6069 | 278.1327 | 101.6069 | 278.1327
2336 | 96.8102 | 269.9616 | 96.8102 | 269.9616
2337 | 93.4824 | 263.4638 | 93.4824 | 263.4638
2338 | 88.0248 | 257.9599 | 88.0248 | 257.9599
2339 | 81.5279 | 253.5852 | 81.5279 | 253.5852
2340 | 75.8405 | 257.6868 | 75.8405 | 257.6868
2341 | 72.8764 | 267.0949 | 72.8764 | 267.0949
2342 | 70.7315 | 272.7679 | 70.7315 | 272.7679
2343 | 70.0501 | 276.1071 | 70.0501 | 276.1071
2344 | 70.1421 | 286.1706 | 70.1421 | 286.1706
2345 | 71.8864 | 305.4385 | 71.8864 | 305.4385
2346 | 75.172 | 313.937 | 75.172 | 313.937
2347 | 80.4989 | 319.5838 | 80.4989 | 319.5838
2348 | 88.5959 | 321.9969 | 88.5959 | 321.9969
2349 | 94.852 | 327.8782 | 94.852 | 327.8782
2350 | 98.8052 | 332.3188 | 98.8052 | 332.3188
2351 | 106.1006 | 333.3014 | 106.1006 | 333.3014
2352 | 104.0556 | 334.6189 | 104.0556 | 334.6189
2353 | 98.8657 | 334.4742 | 98.8657 | 334.4742
2354 | 96.8816 | 333.9979 | 96.8816 | 333.9979
2355 | 98.1364 | 335.613 | 98.1364 | 335.613
2356 | 98.9674 | 332.0162 | 98.9674 | 332.0162
2357 | 103.0108 | 317.4384 | 103.0108 | 317.4384
2358 | 105.2766 | 300.3989 | 105.2766 | 300.3989
2359 | 102.58 | 284.4612 | 102.58 | 284.4612
2360 | 98.5188 | 270.2596 | 98.5188 | 270.2596
2361 | 94.5727 | 256.4826 | 94.5727 | 256.4826
2362 | 89.2994 | 243.9549 | 89.2994 | 243.9549
2363 | 83.1793 | 237.2957 | 83.1793 | 237.2957
2364 | 77.308 | 245.8386 | 77.308 | 245.8386
2365 | 74.2354 | 264.2145 | 74.2354 | 264.2145
2366 | 71.9216 | 268.9935 | 71.9216 | 268.9935
2367 | 71.3516 | 261.5061 | 71.3516 | 261.5061
2368 | 71.4763 | 266.433 | 71.4763 | 266.433
2369 | 73.011 | 280.7488 | 73.011 | 280.7488
2370 | 76.0636 | 284.1249 | 76.0636 | 284.1249
2371 | 81.1545 | 284.9472 | 81.1545 | 284.9472
2372 | 89.6983 | 282.7488 | 89.6983 | 282.7488
2373 | 94.9105 | 280.8117 | 94.9105 | 280.8117
2374 | 99.4447 | 280.1725 | 99.4447 | 280.1725
2375 | 105.608 | 280.6726 | 105.608 | 280.6726
2376 | 104.1577 | 281.0961 | 104.1577 | 281.0961
2377 | 99.3519 | 283.4488 | 99.3519 | 283.4488
2378 | 98.7938 | 284.3206 | 98.7938 | 284.3206
2379 | 99.2884 | 287.3545 | 99.2884 | 287.3545
2380 | 100.5184 | 279.0469 | 100.5184 | 279.0469
2381 | 103.3336 | 269.1658 | 103.3336 | 269.1658
2382 | 105.5252 | 256.2696 | 105.5252 | 256.2696
2383 | 102.2442 | 239.7643 | 102.2442 | 239.7643
2384 | 97.4142 | 224.4559 | 97.4142 | 224.4559
2385 | 93.3056 | 211.9702 | 93.3056 | 211.9702
2386 | 88.7504 | 204.948 | 88.7504 | 204.948
2387 | 83.0837 | 208.0512 | 83.0837 | 208.0512
2388 | 78.5406 | 227.5483 | 78.5406 | 227.5483
2389 | 75.2598 | 252.2953 | 75.2598 | 252.2953
2390 | 73.0556 | 262.8495 | 73.0556 | 262.8495
2391 | 72.1003 | 265.9616 | 72.1003 | 265.9616
2392 | 72.1496 | 271.9953 | 72.1496 | 271.9953
2393 | 73.9426 | 283.2036 | 73.9426 | 283.2036
2394 | 76.6704 | 283.3019 | 76.6704 | 283.3019
2395 | 79.186 | 281.5985 | 79.186 | 281.5985
2396 | 85.7143 | 274.7176 | 85.7143 | 274.7176
2397 | 91.5327 | 272.0993 | 91.5327 | 272.0993
2398 | 96.2991 | 271.7155 | 96.2991 | 271.7155
2399 | 102.7405 | 272.5704 | 102.7405 | 272.5704
2400 | 101.651 | 276.7116 | 101.651 | 276.7116
2401 | 97.3025 | 284.6975 | 97.3025 | 284.6975
2402 | 96.61 | 288.4497 | 96.61 | 288.4497
2403 | 96.8636 | 294.1939 | 96.8636 | 294.1939
2404 | 97.8733 | 294.6695 | 97.8733 | 294.6695
2405 | 100.087 | 279.893 | 100.087 | 279.893
2406 | 103.7081 | 266.713 | 103.7081 | 266.713
2407 | 101.0178 | 252.3646 | 101.0178 | 252.3646
2408 | 96.256 | 238.2765 | 96.256 | 238.2765
2409 | 92.3806 | 229.3665 | 92.3806 | 229.3665
2410 | 88.6447 | 224.714 | 88.6447 | 224.714
2411 | 83.3753 | 229.0658 | 83.3753 | 229.0658
2412 | 78.5442 | 241.6811 | 78.5442 | 241.6811
2413 | 74.7493 | 248.8189 | 74.7493 | 248.8189
2414 | 73.2367 | 250.1925 | 73.2367 | 250.1925
2415 | 72.2375 | 254.4681 | 72.2375 | 254.4681
2416 | 72.3168 | 264.0917 | 72.3168 | 264.0917
2417 | 73.6469 | 279.9542 | 73.6469 | 279.9542
2418 | 75.7662 | 284.0256 | 75.7662 | 284.0256
2419 | 78.2828 | 286.5648 | 78.2828 | 286.5648
2420 | 82.8794 | 285.984 | 82.8794 | 285.984
2421 | 88.3575 | 285.0402 | 88.3575 | 285.0402
2422 | 93.3159 | 282.4854 | 93.3159 | 282.4854
2423 | 99.9972 | 279.1969 | 99.9972 | 279.1969
2424 | 99.0263 | 278.8968 | 99.0263 | 278.8968
2425 | 95.0505 | 278.5392 | 95.0505 | 278.5392
2426 | 94.1272 | 280.007 | 94.1272 | 280.007
2427 | 94.7021 | 284.6443 | 94.7021 | 284.6443
2428 | 95.2587 | 287.7876 | 95.2587 | 287.7876
2429 | 98.2328 | 287.1722 | 98.2328 | 287.1722
2430 | 101.174 | 283.9958 | 101.174 | 283.9958
2431 | 99.5158 | 278.9131 | 99.5158 | 278.9131
2432 | 94.8405 | 273.665 | 94.8405 | 273.665
2433 | 90.8114 | 269.1112 | 90.8114 | 269.1112
2434 | 87.0699 | 264.8418 | 87.0699 | 264.8418
2435 | 82.3392 | 260.3252 | 82.3392 | 260.3252
2436 | 77.9731 | 261.3477 | 77.9731 | 261.3477
2437 | 74.9536 | 263.8313 | 74.9536 | 263.8313
2438 | 72.7971 | 264.9495 | 72.7971 | 264.9495
2439 | 71.9912 | 268.1184 | 71.9912 | 268.1184
2440 | 72.0765 | 275.1028 | 72.0765 | 275.1028
2441 | 73.2422 | 289.7449 | 73.2422 | 289.7449
2442 | 75.3227 | 293.9582 | 75.3227 | 293.9582
2443 | 77.057 | 295.788 | 77.057 | 295.788
2444 | 80.6254 | 294.8666 | 80.6254 | 294.8666
2445 | 85.5913 | 295.3559 | 85.5913 | 295.3559
2446 | 90.4629 | 296.0789 | 90.4629 | 296.0789
2447 | 97.6203 | 296.8344 | 97.6203 | 296.8344
2448 | 96.8059 | 299.0458 | 96.8059 | 299.0458
2449 | 93.8847 | 300.2775 | 93.8847 | 300.2775
2450 | 92.971 | 299.8297 | 92.971 | 299.8297
2451 | 93.1301 | 301.4305 | 93.1301 | 301.4305
2452 | 95.2436 | 303.6089 | 95.2436 | 303.6089
2453 | 98.2001 | 302.7097 | 98.2001 | 302.7097
2454 | 99.908 | 297.6745 | 99.908 | 297.6745
2455 | 97.4939 | 288.6187 | 97.4939 | 288.6187
2456 | 94.9818 | 279.1989 | 94.9818 | 279.1989
2457 | 90.9517 | 273.0559 | 90.9517 | 273.0559
2458 | 86.757 | 269.6946 | 86.757 | 269.6946
2459 | 81.7273 | 271.2795 | 81.7273 | 271.2795
2460 | 77.089 | 283.3981 | 77.089 | 283.3981
2461 | 74.0817 | 297.6733 | 74.0817 | 297.6733
2462 | 71.8405 | 304.8788 | 71.8405 | 304.8788
2463 | 70.743 | 308.5158 | 70.743 | 308.5158
2464 | 70.9898 | 316.1529 | 70.9898 | 316.1529
2465 | 72.1485 | 331.1782 | 72.1485 | 331.1782
2466 | 75.0268 | 335.7462 | 75.0268 | 335.7462
2467 | 78.2755 | 338.8247 | 78.2755 | 338.8247
2468 | 82.9298 | 341.1386 | 82.9298 | 341.1386
2469 | 87.9211 | 346.8354 | 87.9211 | 346.8354
2470 | 92.0938 | 354.7808 | 92.0938 | 354.7808
2471 | 99.305 | 363.454 | 99.305 | 363.454
2472 | 97.42 | 375.2717 | 97.42 | 375.2717
2473 | 94.1103 | 387.7131 | 94.1103 | 387.7131
2474 | 93.6572 | 396.0202 | 93.6572 | 396.0202
2475 | 95.1353 | 400.2744 | 95.1353 | 400.2744
2476 | 96.7949 | 398.2527 | 96.7949 | 398.2527
2477 | 100.0266 | 387.0095 | 100.0266 | 387.0095
2478 | 101.8875 | 370.0834 | 101.8875 | 370.0834
2479 | 98.6253 | 347.1929 | 98.6253 | 347.1929
2480 | 94.8684 | 329.6426 | 94.8684 | 329.6426
2481 | 91.5625 | 315.9507 | 91.5625 | 315.9507
2482 | 87.1303 | 304.0899 | 87.1303 | 304.0899
2483 | 81.4878 | 299.8997 | 81.4878 | 299.8997
2484 | 76.6339 | 311.7771 | 76.6339 | 311.7771
2485 | 73.8709 | 330.0253 | 73.8709 | 330.0253
2486 | 71.7649 | 344.3823 | 71.7649 | 344.3823
2487 | 70.6645 | 352.9289 | 70.6645 | 352.9289
2488 | 71.0892 | 361.6302 | 71.0892 | 361.6302
2489 | 72.6841 | 376.2014 | 72.6841 | 376.2014
2490 | 75.9248 | 380.6134 | 75.9248 | 380.6134
2491 | 80.4489 | 384.004 | 80.4489 | 384.004
2492 | 87.8525 | 385.4949 | 87.8525 | 385.4949
2493 | 92.6569 | 389.0349 | 92.6569 | 389.0349
2494 | 98.7123 | 394.3127 | 98.7123 | 394.3127
2495 | 106.4035 | 401.3541 | 106.4035 | 401.3541
2496 | 104.2143 | 408.986 | 104.2143 | 408.986
2497 | 99.9819 | 414.1198 | 99.9819 | 414.1198
2498 | 98.6675 | 418.4396 | 98.6675 | 418.4396
2499 | 100.1032 | 425.6311 | 100.1032 | 425.6311
2500 | 101.5567 | 431.3994 | 101.5567 | 431.3994
2501 | 104.9828 | 424.0156 | 104.9828 | 424.0156
2502 | 105.4317 | 401.5557 | 105.4317 | 401.5557
2503 | 102.1476 | 378.7787 | 102.1476 | 378.7787
2504 | 97.7984 | 356.787 | 97.7984 | 356.787
2505 | 94.2259 | 340.5695 | 94.2259 | 340.5695
2506 | 89.2899 | 328.7513 | 89.2899 | 328.7513
2507 | 82.6437 | 325.8948 | 82.6437 | 325.8948
2508 | 77.4141 | 343.1784 | 77.4141 | 343.1784
2509 | 73.6081 | 371.7424 | 73.6081 | 371.7424
2510 | 71.4829 | 388.1568 | 71.4829 | 388.1568
2511 | 70.8047 | 395.2987 | 70.8047 | 395.2987
2512 | 71.6601 | 406.3555 | 71.6601 | 406.3555
2513 | 73.0841 | 429.2701 | 73.0841 | 429.2701
2514 | 76.151 | 441.6991 | 76.151 | 441.6991
2515 | 82.4852 | 450.6662 | 82.4852 | 450.6662
2516 | 90.9135 | 455.7045 | 90.9135 | 455.7045
2517 | 97.0761 | 454.5194 | 97.0761 | 454.5194
2518 | 101.5851 | 446.9699 | 101.5851 | 446.9699
2519 | 109.5689 | 441.184 | 109.5689 | 441.184
2520 | 107.5556 | 439.6636 | 107.5556 | 439.6636
2521 | 101.7891 | 439.0507 | 101.7891 | 439.0507
2522 | 101.9186 | 438.9292 | 101.9186 | 438.9292
2523 | 102.0646 | 442.8287 | 102.0646 | 442.8287
2524 | 102.3052 | 445.078 | 102.3052 | 445.078
2525 | 107.455 | 435.5233 | 107.455 | 435.5233
2526 | 110.3363 | 415.0641 | 110.3363 | 415.0641
2527 | 106.731 | 397.3102 | 106.731 | 397.3102
2528 | 101.2505 | 382.4274 | 101.2505 | 382.4274
2529 | 97.02 | 367.4444 | 97.02 | 367.4444
2530 | 91.8589 | 354.1079 | 91.8589 | 354.1079
2531 | 85.6941 | 344.2277 | 85.6941 | 344.2277
2532 | 79.6915 | 348.3292 | 79.6915 | 348.3292
2533 | 75.8768 | 360.5611 | 75.8768 | 360.5611
2534 | 73.9341 | 370.9024 | 73.9341 | 370.9024
2535 | 72.9169 | 377.4342 | 72.9169 | 377.4342
2536 | 73.1887 | 383.0422 | 73.1887 | 383.0422
2537 | 74.6931 | 394.6194 | 74.6931 | 394.6194
2538 | 78.0002 | 396.9455 | 78.0002 | 396.9455
2539 | 83.9579 | 397.555 | 83.9579 | 397.555
2540 | 91.6684 | 396.3782 | 91.6684 | 396.3782
2541 | 97.6803 | 394.6255 | 97.6803 | 394.6255
2542 | 102.1517 | 390.3538 | 102.1517 | 390.3538
2543 | 110.8891 | 388.0586 | 110.8891 | 388.0586
2544 | 107.4646 | 389.5038 | 107.4646 | 389.5038
2545 | 102.1799 | 387.9827 | 102.1799 | 387.9827
2546 | 100.8186 | 382.2138 | 100.8186 | 382.2138
2547 | 101.3707 | 379.3591 | 101.3707 | 379.3591
2548 | 102.2136 | 382.1477 | 102.2136 | 382.1477
2549 | 107.3233 | 375.218 | 107.3233 | 375.218
2550 | 110.1702 | 359.1859 | 110.1702 | 359.1859
2551 | 105.5536 | 341.4888 | 105.5536 | 341.4888
2552 | 101.3402 | 326.4641 | 101.3402 | 326.4641
2553 | 96.8689 | 315.2129 | 96.8689 | 315.2129
2554 | 91.9246 | 307.3393 | 91.9246 | 307.3393
2555 | 85.4655 | 306.7674 | 85.4655 | 306.7674
2556 | 80.0652 | 321.4543 | 80.0652 | 321.4543
2557 | 76.3856 | 339.8728 | 76.3856 | 339.8728
2558 | 74.3068 | 344.6093 | 74.3068 | 344.6093
2559 | 73.1183 | 350.5593 | 73.1183 | 350.5593
2560 | 73.5291 | 365.504 | 73.5291 | 365.504
2561 | 74.398 | 390.3058 | 74.398 | 390.3058
2562 | 78.1469 | 404.6504 | 78.1469 | 404.6504
2563 | 83.1592 | 417.023 | 83.1592 | 417.023
2564 | 89.1572 | 430.1492 | 89.1572 | 430.1492
2565 | 95.6134 | 443.8347 | 95.6134 | 443.8347
2566 | 100.0313 | 445.8063 | 100.0313 | 445.8063
2567 | 107.3369 | 441.0279 | 107.3369 | 441.0279
2568 | 105.2607 | 433.2925 | 105.2607 | 433.2925
2569 | 99.2938 | 424.095 | 99.2938 | 424.095
2570 | 98.5516 | 413.9699 | 98.5516 | 413.9699
2571 | 98.1882 | 411.7679 | 98.1882 | 411.7679
2572 | 100.9771 | 415.6349 | 100.9771 | 415.6349
2573 | 106.2886 | 414.4377 | 106.2886 | 414.4377
2574 | 109.0894 | 399.2003 | 109.0894 | 399.2003
2575 | 104.5557 | 380.6092 | 104.5557 | 380.6092
2576 | 99.2396 | 363.6264 | 99.2396 | 363.6264
2577 | 95.5287 | 346.0041 | 95.5287 | 346.0041
2578 | 90.8564 | 330.383 | 90.8564 | 330.383
2579 | 85.679 | 322.163 | 85.679 | 322.163
2580 | 80.0711 | 327.4565 | 80.0711 | 327.4565
2581 | 76.8702 | 338.7376 | 76.8702 | 338.7376
2582 | 74.2151 | 346.312 | 74.2151 | 346.312
2583 | 73.2014 | 357.2283 | 73.2014 | 357.2283
2584 | 73.1346 | 374.5001 | 73.1346 | 374.5001
2585 | 74.6896 | 399.529 | 74.6896 | 399.529
2586 | 77.1096 | 415.6189 | 77.1096 | 415.6189
2587 | 81.0511 | 428.5732 | 81.0511 | 428.5732
2588 | 86.067 | 435.6121 | 86.067 | 435.6121
2589 | 91.1372 | 439.5636 | 91.1372 | 439.5636
2590 | 95.3613 | 440.3008 | 95.3613 | 440.3008
2591 | 101.971 | 439.6374 | 101.971 | 439.6374
2592 | 100.4681 | 439.4082 | 100.4681 | 439.4082
2593 | 96.5902 | 438.6108 | 96.5902 | 438.6108
2594 | 95.8834 | 437.9075 | 95.8834 | 437.9075
2595 | 95.9644 | 441.4665 | 95.9644 | 441.4665
2596 | 97.7041 | 447.7457 | 97.7041 | 447.7457
2597 | 101.9205 | 446.7472 | 101.9205 | 446.7472
2598 | 104.5923 | 433.2408 | 104.5923 | 433.2408
2599 | 101.544 | 412.8193 | 101.544 | 412.8193
2600 | 97.6704 | 393.325 | 97.6704 | 393.325
2601 | 93.9929 | 370.4951 | 93.9929 | 370.4951
2602 | 89.8395 | 352.4051 | 89.8395 | 352.4051
2603 | 84.0581 | 342.9222 | 84.0581 | 342.9222
2604 | 79.8079 | 348.4144 | 79.8079 | 348.4144
2605 | 76.0683 | 358.7448 | 76.0683 | 358.7448
2606 | 74.0571 | 363.2117 | 74.0571 | 363.2117
2607 | 73.3136 | 370.978 | 73.3136 | 370.978
2608 | 73.7522 | 385.7666 | 73.7522 | 385.7666
2609 | 74.622 | 407.2338 | 74.622 | 407.2338
2610 | 76.8339 | 416.1439 | 76.8339 | 416.1439
2611 | 81.2507 | 421.9183 | 81.2507 | 421.9183
2612 | 85.955 | 425.0977 | 85.955 | 425.0977
2613 | 90.4937 | 426.8073 | 90.4937 | 426.8073
2614 | 95.1459 | 426.2958 | 95.1459 | 426.2958
2615 | 102.2354 | 426.2993 | 102.2354 | 426.2993
2616 | 100.7727 | 428.4965 | 100.7727 | 428.4965
2617 | 97.4674 | 428.5221 | 97.4674 | 428.5221
2618 | 96.2758 | 428.4573 | 96.2758 | 428.4573
2619 | 96.4317 | 432.3711 | 96.4317 | 432.3711
2620 | 99.5516 | 438.7353 | 99.5516 | 438.7353
2621 | 105.5459 | 436.9564 | 105.5459 | 436.9564
2622 | 106.8141 | 419.3777 | 106.8141 | 419.3777
2623 | 102.16 | 396.7994 | 102.16 | 396.7994
2624 | 98.2508 | 378.9368 | 98.2508 | 378.9368
2625 | 94.431 | 362.9605 | 94.431 | 362.9605
2626 | 90.0048 | 347.8219 | 90.0048 | 347.8219
2627 | 83.9238 | 341.9857 | 83.9238 | 341.9857
2628 | 79.2636 | 350.1171 | 79.2636 | 350.1171
2629 | 75.488 | 359.582 | 75.488 | 359.582
2630 | 73.3815 | 360.0049 | 73.3815 | 360.0049
2631 | 72.4231 | 361.0169 | 72.4231 | 361.0169
2632 | 72.6202 | 366.6107 | 72.6202 | 366.6107
2633 | 73.4462 | 380.7421 | 73.4462 | 380.7421
2634 | 76.4174 | 386.6156 | 76.4174 | 386.6156
2635 | 82.2685 | 391.3684 | 82.2685 | 391.3684
2636 | 87.7279 | 392.7599 | 87.7279 | 392.7599
2637 | 91.6495 | 393.6181 | 91.6495 | 393.6181
2638 | 96.0601 | 393.9438 | 96.0601 | 393.9438
2639 | 104.4569 | 394.458 | 104.4569 | 394.458
2640 | 102.053 | 397.2938 | 102.053 | 397.2938
2641 | 97.934 | 400.7249 | 97.934 | 400.7249
2642 | 96.8238 | 404.4345 | 96.8238 | 404.4345
2643 | 97.4427 | 412.1652 | 97.4427 | 412.1652
2644 | 100.2033 | 421.8924 | 100.2033 | 421.8924
2645 | 105.3188 | 425.165 | 105.3188 | 425.165
2646 | 108.305 | 415.3905 | 108.305 | 415.3905
2647 | 103.1973 | 402.7306 | 103.1973 | 402.7306
2648 | 98.8584 | 390.7425 | 98.8584 | 390.7425
2649 | 95.6597 | 374.7236 | 95.6597 | 374.7236
2650 | 90.9148 | 362.0824 | 90.9148 | 362.0824
2651 | 84.9661 | 355.9766 | 84.9661 | 355.9766
2652 | 78.6907 | 363.4978 | 78.6907 | 363.4978
2653 | 75.3681 | 374.2539 | 75.3681 | 374.2539
2654 | 73.4028 | 376.8053 | 73.4028 | 376.8053
2655 | 72.4567 | 379.7896 | 72.4567 | 379.7896
2656 | 72.772 | 388.7605 | 72.772 | 388.7605
2657 | 74.2484 | 405.971 | 74.2484 | 405.971
2658 | 78.0119 | 412.6533 | 78.0119 | 412.6533
2659 | 84.921 | 416.9662 | 84.921 | 416.9662
2660 | 92.0902 | 417.1516 | 92.0902 | 417.1516
2661 | 96.9772 | 414.8172 | 96.9772 | 414.8172
2662 | 100.9764 | 410.8718 | 100.9764 | 410.8718
2663 | 108.4592 | 406.732 | 108.4592 | 406.732
2664 | 106.5097 | 404.6014 | 106.5097 | 404.6014
2665 | 101.1296 | 403.5202 | 101.1296 | 403.5202
2666 | 98.9075 | 403.1717 | 98.9075 | 403.1717
2667 | 101.4718 | 406.9861 | 101.4718 | 406.9861
2668 | 103.3451 | 413.7335 | 103.3451 | 413.7335
2669 | 109.0474 | 418.3966 | 109.0474 | 418.3966
2670 | 110.1273 | 411.7012 | 110.1273 | 411.7012
2671 | 104.5256 | 394.2169 | 104.5256 | 394.2169
2672 | 99.7497 | 381.0085 | 99.7497 | 381.0085
2673 | 95.5445 | 371.4884 | 95.5445 | 371.4884
2674 | 90.4919 | 363.8986 | 90.4919 | 363.8986
2675 | 84.2498 | 361.553 | 84.2498 | 361.553
2676 | 78.8148 | 374.069 | 78.8148 | 374.069
2677 | 75.2542 | 390.884 | 75.2542 | 390.884
2678 | 73.6204 | 397.3942 | 73.6204 | 397.3942
2679 | 72.5856 | 404.1246 | 72.5856 | 404.1246
2680 | 72.6225 | 418.076 | 72.6225 | 418.076
2681 | 74.513 | 438.323 | 74.513 | 438.323
2682 | 77.4479 | 444.6931 | 77.4479 | 444.6931
2683 | 84.3712 | 447.4026 | 84.3712 | 447.4026
2684 | 92.3658 | 446.6232 | 92.3658 | 446.6232
2685 | 97.4303 | 442.5293 | 97.4303 | 442.5293
2686 | 102.445 | 436.9947 | 102.445 | 436.9947
2687 | 108.9502 | 431.1237 | 108.9502 | 431.1237
2688 | 106.167 | 427.7019 | 106.167 | 427.7019
2689 | 101.3911 | 429.6714 | 101.3911 | 429.6714
2690 | 100.6313 | 431.7209 | 100.6313 | 431.7209
2691 | 101.1259 | 437.3374 | 101.1259 | 437.3374
2692 | 102.3472 | 443.7017 | 102.3472 | 443.7017
2693 | 107.5245 | 442.8167 | 107.5245 | 442.8167
2694 | 110.2609 | 429.8212 | 110.2609 | 429.8212
2695 | 104.5499 | 408.8888 | 104.5499 | 408.8888
2696 | 99.7118 | 391.3242 | 99.7118 | 391.3242
2697 | 95.0461 | 376.8094 | 95.0461 | 376.8094
2698 | 89.729 | 366.1689 | 89.729 | 366.1689
2699 | 83.8431 | 359.2259 | 83.8431 | 359.2259
2700 | 78.1765 | 363.7106 | 78.1765 | 363.7106
2701 | 75.0811 | 370.4653 | 75.0811 | 370.4653
2702 | 72.6799 | 373.4423 | 72.6799 | 373.4423
2703 | 72.0521 | 380.9674 | 72.0521 | 380.9674
2704 | 72.8735 | 395.2168 | 72.8735 | 395.2168
2705 | 73.8782 | 416.457 | 73.8782 | 416.457
2706 | 77.3629 | 423.3237 | 77.3629 | 423.3237
2707 | 84.526 | 422.8548 | 84.526 | 422.8548
2708 | 92.1714 | 416.5131 | 92.1714 | 416.5131
2709 | 98.4009 | 414.3206 | 98.4009 | 414.3206
2710 | 103.1032 | 417.9098 | 103.1032 | 417.9098
2711 | 109.7342 | 428.8959 | 109.7342 | 428.8959
2712 | 107.4424 | 440.3021 | 107.4424 | 440.3021
2713 | 101.4652 | 447.7205 | 101.4652 | 447.7205
2714 | 100.2517 | 453.6295 | 100.2517 | 453.6295
2715 | 102.0891 | 458.352 | 102.0891 | 458.352
2716 | 103.6205 | 460.5304 | 103.6205 | 460.5304
2717 | 108.3979 | 458.042 | 108.3979 | 458.042
2718 | 110.7002 | 445.1174 | 110.7002 | 445.1174
2719 | 106.2961 | 424.0716 | 106.2961 | 424.0716
2720 | 101.2724 | 408.0395 | 101.2724 | 408.0395
2721 | 96.8036 | 390.9563 | 96.8036 | 390.9563
2722 | 91.9893 | 376.6124 | 91.9893 | 376.6124
2723 | 86.4771 | 370.9323 | 86.4771 | 370.9323
2724 | 81.1579 | 376.1974 | 81.1579 | 376.1974
2725 | 77.8219 | 380.7669 | 77.8219 | 380.7669
2726 | 76.3464 | 379.3735 | 76.3464 | 379.3735
2727 | 74.7743 | 378.7112 | 74.7743 | 378.7112
2728 | 75.5079 | 382.801 | 75.5079 | 382.801
2729 | 76.5752 | 394.4066 | 76.5752 | 394.4066
2730 | 80.1722 | 397.5415 | 80.1722 | 397.5415
2731 | 85.2786 | 399.8395 | 85.2786 | 399.8395
2732 | 90.782 | 400.1952 | 90.782 | 400.1952
2733 | 96.8332 | 400.1027 | 96.8332 | 400.1027
2734 | 100.8434 | 397.8884 | 100.8434 | 397.8884
2735 | 106.5538 | 394.2736 | 106.5538 | 394.2736
2736 | 106.0158 | 392.3984 | 106.0158 | 392.3984
2737 | 100.2266 | 391.3456 | 100.2266 | 391.3456
2738 | 99.2853 | 391.891 | 99.2853 | 391.891
2739 | 101.1499 | 396.9967 | 101.1499 | 396.9967
2740 | 102.5216 | 404.5812 | 102.5216 | 404.5812
2741 | 107.1169 | 409.4856 | 107.1169 | 409.4856
2742 | 107.9304 | 401.6834 | 107.9304 | 401.6834
2743 | 103.1031 | 385.4478 | 103.1031 | 385.4478
2744 | 99.6235 | 372.3103 | 99.6235 | 372.3103
2745 | 95.6023 | 364.0105 | 95.6023 | 364.0105
2746 | 91.5502 | 358.2086 | 91.5502 | 358.2086
2747 | 86.4747 | 357.9347 | 86.4747 | 357.9347
2748 | 81.2765 | 367.4708 | 81.2765 | 367.4708
2749 | 77.7599 | 375.2472 | 77.7599 | 375.2472
2750 | 75.8764 | 376.1383 | 75.8764 | 376.1383
2751 | 74.9161 | 379.1795 | 74.9161 | 379.1795
2752 | 74.9732 | 385.653 | 74.9732 | 385.653
2753 | 76.4376 | 398.5215 | 76.4376 | 398.5215
2754 | 79.5524 | 401.6138 | 79.5524 | 401.6138
2755 | 83.527 | 402.6348 | 83.527 | 402.6348
2756 | 87.6567 | 400.9189 | 87.6567 | 400.9189
2757 | 92.6017 | 400.4716 | 92.6017 | 400.4716
2758 | 97.3959 | 401.6486 | 97.3959 | 401.6486
2759 | 102.6081 | 404.1069 | 102.6081 | 404.1069
2760 | 101.741 | 406.8717 | 101.741 | 406.8717
2761 | 97.5331 | 407.5784 | 97.5331 | 407.5784
2762 | 97.9778 | 408.3225 | 97.9778 | 408.3225
2763 | 98.1758 | 412.0943 | 98.1758 | 412.0943
2764 | 101.1603 | 416.9403 | 101.1603 | 416.9403
2765 | 106.9004 | 420.8088 | 106.9004 | 420.8088
2766 | 106.4973 | 419.4061 | 106.4973 | 419.4061
2767 | 101.7214 | 412.8051 | 101.7214 | 412.8051
2768 | 98.1357 | 406.0671 | 98.1357 | 406.0671
2769 | 94.6016 | 399.541 | 94.6016 | 399.541
2770 | 90.9941 | 394.2783 | 90.9941 | 394.2783
2771 | 86.4311 | 396.374 | 86.4311 | 396.374
2772 | 81.5402 | 411.3447 | 81.5402 | 411.3447
2773 | 77.7351 | 427.053 | 77.7351 | 427.053
2774 | 75.8485 | 431.8179 | 75.8485 | 431.8179
2775 | 74.7999 | 428.119 | 74.7999 | 428.119
2776 | 75.1168 | 420.9849 | 75.1168 | 420.9849
2777 | 76.2361 | 413.9029 | 76.2361 | 413.9029
2778 | 79.2893 | 410.4255 | 79.2893 | 410.4255
2779 | 83.5672 | 425.1535 | 83.5672 | 425.1535
2780 | 87.8869 | 436.6054 | 87.8869 | 436.6054
2781 | 91.5457 | 443.6077 | 91.5457 | 443.6077
2782 | 95.2615 | 446.3313 | 95.2615 | 446.3313
2783 | 101.2358 | 446.7463 | 101.2358 | 446.7463
2784 | 100.475 | 447.7091 | 100.475 | 447.7091
2785 | 97.0452 | 444.4569 | 97.0452 | 444.4569
2786 | 96.7458 | 440.1637 | 96.7458 | 440.1637
2787 | 98.0589 | 439.3097 | 98.0589 | 439.3097
2788 | 100.3421 | 440.6651 | 100.3421 | 440.6651
2789 | 106.0189 | 442.0647 | 106.0189 | 442.0647
2790 | 107.6739 | 437.7247 | 107.6739 | 437.7247
2791 | 102.2342 | 428.9953 | 102.2342 | 428.9953
2792 | 99.0784 | 420.0438 | 99.0784 | 420.0438
2793 | 95.5771 | 413.6311 | 95.5771 | 413.6311
2794 | 91.3809 | 413.2922 | 91.3809 | 413.2922
2795 | 85.8823 | 422.0854 | 85.8823 | 422.0854
2796 | 80.747 | 440.6318 | 80.747 | 440.6318
2797 | 77.7086 | 450.494 | 77.7086 | 450.494
2798 | 76.1673 | 451.2149 | 76.1673 | 451.2149
2799 | 75.2698 | 450.4391 | 75.2698 | 450.4391
2800 | 75.5145 | 453.0815 | 75.5145 | 453.0815
2801 | 77.0286 | 463.7506 | 77.0286 | 463.7506
2802 | 79.706 | 468.276 | 79.706 | 468.276
2803 | 84.4929 | 478.5769 | 84.4929 | 478.5769
2804 | 90.6596 | 493.5052 | 90.6596 | 493.5052
2805 | 94.942 | 517.62 | 94.942 | 517.62
2806 | 97.9884 | 542.5786 | 97.9884 | 542.5786
2807 | 103.5972 | 552.458 | 103.5972 | 552.458
2808 | 101.8594 | 547.5888 | 101.8594 | 547.5888
2809 | 97.075 | 542.0663 | 97.075 | 542.0663
2810 | 96.683 | 546.9112 | 96.683 | 546.9112
2811 | 98.2018 | 555.0108 | 98.2018 | 555.0108
2812 | 101.5525 | 564.894 | 101.5525 | 564.894
2813 | 107.1829 | 567.3011 | 107.1829 | 567.3011
2814 | 108.2809 | 556.2637 | 108.2809 | 556.2637
2815 | 102.9773 | 539.3328 | 102.9773 | 539.3328
2816 | 99.7765 | 519.0154 | 99.7765 | 519.0154
2817 | 95.7907 | 492.922 | 95.7907 | 492.922
2818 | 90.8176 | 467.3683 | 90.8176 | 467.3683
2819 | 84.4504 | 448.6906 | 84.4504 | 448.6906
2820 | 79.3607 | 442.1643 | 79.3607 | 442.1643
2821 | 76.643 | 438.7593 | 76.643 | 438.7593
2822 | 75.1606 | 443.7087 | 75.1606 | 443.7087
2823 | 74.3156 | 452.8229 | 74.3156 | 452.8229
2824 | 75.4556 | 453.6207 | 75.4556 | 453.6207
2825 | 76.926 | 462.1472 | 76.926 | 462.1472
2826 | 81.2534 | 458.4569 | 81.2534 | 458.4569
2827 | 88.4167 | 449.2615 | 88.4167 | 449.2615
2828 | 96.137 | 442.2812 | 96.137 | 442.2812
2829 | 101.7031 | 433.4622 | 101.7031 | 433.4622
2830 | 105.0262 | 421.7126 | 105.0262 | 421.7126
2831 | 110.9231 | 410.3645 | 110.9231 | 410.3645
2832 | 107.685 | 401.65 | 107.685 | 401.65
2833 | 101.4179 | 393.7862 | 101.4179 | 393.7862
2834 | 101.3927 | 385.9456 | 101.3927 | 385.9456
2835 | 103.3426 | 381.7714 | 103.3426 | 381.7714
2836 | 105.7358 | 380.2321 | 105.7358 | 380.2321
2837 | 111.2616 | 377.8998 | 111.2616 | 377.8998
2838 | 112.2699 | 371.0909 | 112.2699 | 371.0909
2839 | 107.663 | 359.6797 | 107.663 | 359.6797
2840 | 102.7499 | 346.599 | 102.7499 | 346.599
2841 | 98.1811 | 331.8288 | 98.1811 | 331.8288
2842 | 93.358 | 320.195 | 93.358 | 320.195
2843 | 86.9059 | 310.8114 | 86.9059 | 310.8114
2844 | 80.5843 | 302.7952 | 80.5843 | 302.7952
2845 | 77.5896 | 291.8698 | 77.5896 | 291.8698
2846 | 75.7886 | 280.1749 | 75.7886 | 280.1749
2847 | 75.3322 | 270.1475 | 75.3322 | 270.1475
2848 | 76.1322 | 259.6646 | 76.1322 | 259.6646
2849 | 77.8939 | 264.8707 | 77.8939 | 264.8707
2850 | 81.7121 | 264.7704 | 81.7121 | 264.7704
2851 | 89.3406 | 263.6488 | 89.3406 | 263.6488
2852 | 96.8294 | 259.9321 | 96.8294 | 259.9321
2853 | 101.465 | 257.2713 | 101.465 | 257.2713
2854 | 105.6579 | 255.2132 | 105.6579 | 255.2132
2855 | 111.6182 | 253.4713 | 111.6182 | 253.4713
2856 | 108.2775 | 253.7814 | 108.2775 | 253.7814
2857 | 103.6344 | 253.7644 | 103.6344 | 253.7644
2858 | 103.4691 | 253.8841 | 103.4691 | 253.8841
2859 | 104.8893 | 257.2444 | 104.8893 | 257.2444
2860 | 107.4157 | 262.5729 | 107.4157 | 262.5729
2861 | 112.7381 | 276.1328 | 112.7381 | 276.1328
2862 | 114.7469 | 278.689 | 114.7469 | 278.689
2863 | 109.5754 | 273.5921 | 109.5754 | 273.5921
2864 | 104.3945 | 270.5575 | 104.3945 | 270.5575
2865 | 99.7941 | 267.4511 | 99.7941 | 267.4511
2866 | 95.4362 | 264.5296 | 95.4362 | 264.5296
2867 | 88.6219 | 266.7105 | 88.6219 | 266.7105
2868 | 82.781 | 278.0061 | 82.781 | 278.0061
2869 | 79.9671 | 287.4143 | 79.9671 | 287.4143
2870 | 77.6246 | 290.3629 | 77.6246 | 290.3629
2871 | 77.0568 | 295.7737 | 77.0568 | 295.7737
2872 | 78.1144 | 304.6453 | 78.1144 | 304.6453
2873 | 78.8821 | 322.9057 | 78.8821 | 322.9057
2874 | 83.6828 | 332.1847 | 83.6828 | 332.1847
2875 | 90.9343 | 339.6619 | 90.9343 | 339.6619
2876 | 99.762 | 345.2677 | 99.762 | 345.2677
2877 | 102.6983 | 352.8517 | 102.6983 | 352.8517
2878 | 106.9227 | 360.712 | 106.9227 | 360.712
2879 | 112.4689 | 366.6608 | 112.4689 | 366.6608
2880 | 109.3582 | 371.696 | 109.3582 | 371.696
2881 | 104.0352 | 373.098 | 104.0352 | 373.098
2882 | 103.7692 | 363.9661 | 103.7692 | 363.9661
2883 | 104.9149 | 348.4119 | 104.9149 | 348.4119
2884 | 107.7991 | 336.1879 | 107.7991 | 336.1879
2885 | 113.8839 | 330.4502 | 113.8839 | 330.4502
2886 | 115.3553 | 320.7608 | 115.3553 | 320.7608
2887 | 109.8301 | 306.6394 | 109.8301 | 306.6394
2888 | 105.9071 | 296.8648 | 105.9071 | 296.8648
2889 | 102.2397 | 289.5441 | 102.2397 | 289.5441
2890 | 96.5592 | 285.2037 | 96.5592 | 285.2037
2891 | 90.3472 | 285.5683 | 90.3472 | 285.5683
2892 | 83.6272 | 296.566 | 83.6272 | 296.566
2893 | 79.7958 | 304.5126 | 79.7958 | 304.5126
2894 | 77.6952 | 304.6943 | 77.6952 | 304.6943
2895 | 77.1184 | 303.2799 | 77.1184 | 303.2799
2896 | 77.4523 | 298.5154 | 77.4523 | 298.5154
2897 | 79.0781 | 299.6208 | 79.0781 | 299.6208
2898 | 82.4919 | 313.5539 | 82.4919 | 313.5539
2899 | 88.1667 | 342.1592 | 88.1667 | 342.1592
2900 | 94.4034 | 365.0904 | 94.4034 | 365.0904
2901 | 99.3662 | 381.0178 | 99.3662 | 381.0178
2902 | 102.7833 | 386.395 | 102.7833 | 386.395
2903 | 108.9046 | 381.3753 | 108.9046 | 381.3753
2904 | 105.8856 | 381.8557 | 105.8856 | 381.8557
2905 | 100.186 | 388.9618 | 100.186 | 388.9618
2906 | 99.1231 | 399.5959 | 99.1231 | 399.5959
2907 | 100.1726 | 413.797 | 100.1726 | 413.797
2908 | 101.3796 | 431.4703 | 101.3796 | 431.4703
2909 | 104.9905 | 437.6517 | 104.9905 | 437.6517
2910 | 103.5483 | 428.8847 | 103.5483 | 428.8847
2911 | 100.9844 | 410.2936 | 100.9844 | 410.2936
2912 | 97.0393 | 394.7581 | 97.0393 | 394.7581
2913 | 94.7628 | 387.0542 | 94.7628 | 387.0542
2914 | 91.5496 | 384.374 | 91.5496 | 384.374
2915 | 87.5035 | 390.5138 | 87.5035 | 390.5138
2916 | 84.736 | 536.0308 | 84.736 | 536.0308
2917 | 81.3807 | 562.6586 | 81.3807 | 562.6586
2918 | 78.7504 | 581.5095 | 78.7504 | 581.5095
2919 | 79.2438 | 599.2536 | 79.2438 | 599.2536
2920 | 79.0325 | 619.1458 | 79.0325 | 619.1458
2921 | 79.9557 | 642.5396 | 79.9557 | 642.5396
2922 | 82.9476 | 666.1308 | 82.9476 | 666.1308
2923 | 87.3512 | 674.7891 | 87.3512 | 674.7891
2924 | 93.6679 | 679.3741 | 93.6679 | 679.3741
2925 | 96.8373 | 670.7661 | 96.8373 | 670.7661
2926 | 101.1204 | 663.0478 | 101.1204 | 663.0478
2927 | 107.0559 | 662.1506 | 107.0559 | 662.1506
2928 | 106.5282 | 672.8622 | 106.5282 | 672.8622
2929 | 102.9634 | 690.1496 | 102.9634 | 690.1496
2930 | 102.5192 | 702.5215 | 102.5192 | 702.5215
2931 | 103.5731 | 708.3083 | 103.5731 | 708.3083
2932 | 108.5521 | 708.027 | 108.5521 | 708.027
2933 | 113.1927 | 705.0818 | 113.1927 | 705.0818
2934 | 110.0065 | 698.4068 | 110.0065 | 698.4068
2935 | 107.2408 | 686.4994 | 107.2408 | 686.4994
2936 | 103.3742 | 673.5392 | 103.3742 | 673.5392
2937 | 98.6623 | 661.1148 | 98.6623 | 661.1148
2938 | 94.3568 | 655.6769 | 94.3568 | 655.6769
2939 | 89.1706 | 653.4616 | 89.1706 | 653.4616
2940 | 84.3772 | 654.0763 | 84.3772 | 654.0763
2941 | 80.8524 | 648.7835 | 80.8524 | 648.7835
2942 | 78.9081 | 638.4277 | 78.9081 | 638.4277
2943 | 78.3304 | 625.4511 | 78.3304 | 625.4511
2944 | 78.7327 | 618.1119 | 78.7327 | 618.1119
2945 | 80.9571 | 626.0162 | 80.9571 | 626.0162
2946 | 83.9745 | 642.4811 | 83.9745 | 642.4811
2947 | 87.3222 | 646.0808 | 87.3222 | 646.0808
2948 | 91.868 | 643.6503 | 91.868 | 643.6503
2949 | 95.9709 | 631.7007 | 95.9709 | 631.7007
2950 | 101.7642 | 616.3206 | 101.7642 | 616.3206
2951 | 105.8135 | 605.7125 | 105.8135 | 605.7125
2952 | 103.9958 | 594.8051 | 103.9958 | 594.8051
2953 | 101.1468 | 580.4858 | 101.1468 | 580.4858
2954 | 100.581 | 572.328 | 100.581 | 572.328
2955 | 103.6481 | 571.0069 | 103.6481 | 571.0069
2956 | 108.4568 | 573.1811 | 108.4568 | 573.1811
2957 | 114.7508 | 578.3222 | 114.7508 | 578.3222
2958 | 110.8677 | 577.6289 | 110.8677 | 577.6289
2959 | 105.7972 | 564.4476 | 105.7972 | 564.4476
2960 | 101.8322 | 548.6627 | 101.8322 | 548.6627
2961 | 99.2159 | 532.5829 | 99.2159 | 532.5829
2962 | 94.1691 | 525.3357 | 94.1691 | 525.3357
2963 | 88.4849 | 523.545 | 88.4849 | 523.545
2964 | 83.4016 | 526.1537 | 83.4016 | 526.1537
2965 | 79.7162 | 529.8518 | 79.7162 | 529.8518
2966 | 78.4532 | 533.5085 | 78.4532 | 533.5085
2967 | 77.9166 | 534.7846 | 77.9166 | 534.7846
2968 | 77.9679 | 539.3534 | 77.9679 | 539.3534
2969 | 80.3229 | 552.2054 | 80.3229 | 552.2054
2970 | 82.8562 | 568.2457 | 82.8562 | 568.2457
2971 | 87.728 | 570.7746 | 87.728 | 570.7746
2972 | 93.9519 | 571.5195 | 93.9519 | 571.5195
2973 | 97.7492 | 572.4563 | 97.7492 | 572.4563
2974 | 101.0927 | 574.1536 | 101.0927 | 574.1536
2975 | 104.1891 | 572.9795 | 104.1891 | 572.9795
2976 | 105.0321 | 573.1493 | 105.0321 | 573.1493
2977 | 100.4802 | 571.5686 | 100.4802 | 571.5686
2978 | 100.7132 | 569.171 | 100.7132 | 569.171
2979 | 102.8544 | 568.6438 | 102.8544 | 568.6438
2980 | 110.4183 | 571.4826 | 110.4183 | 571.4826
2981 | 114.7714 | 576.956 | 114.7714 | 576.956
2982 | 111.0437 | 579.752 | 111.0437 | 579.752
2983 | 106.6849 | 575.1002 | 106.6849 | 575.1002
2984 | 102.4955 | 568.5831 | 102.4955 | 568.5831
2985 | 98.4518 | 558.3742 | 98.4518 | 558.3742
2986 | 95.2415 | 554.1732 | 95.2415 | 554.1732
2987 | 89.2524 | 550.3333 | 89.2524 | 550.3333
2988 | 83.3285 | 550.4496 | 83.3285 | 550.4496
2989 | 80.0789 | 550.9168 | 80.0789 | 550.9168
2990 | 78.5736 | 551.7305 | 78.5736 | 551.7305
2991 | 78.064 | 560.1143 | 78.064 | 560.1143
2992 | 78.9047 | 578.4557 | 78.9047 | 578.4557
2993 | 81.4581 | 604.8773 | 81.4581 | 604.8773
2994 | 85.1294 | 633.1763 | 85.1294 | 633.1763
2995 | 89.5983 | 650.7148 | 89.5983 | 650.7148
2996 | 97.3073 | 665.8415 | 97.3073 | 665.8415
2997 | 102.5431 | 675.5662 | 102.5431 | 675.5662
2998 | 105.82 | 676.5065 | 105.82 | 676.5065
2999 | 112.7711 | 669.9415 | 112.7711 | 669.9415
3000 | 111.2723 | 656.2649 | 111.2723 | 656.2649
3001 | 104.8806 | 638.4562 | 104.8806 | 638.4562
3002 | 104.8087 | 621.8613 | 104.8087 | 621.8613
3003 | 108.4165 | 607.7831 | 108.4165 | 607.7831
3004 | 113.9776 | 596.7939 | 113.9776 | 596.7939
3005 | 118.6978 | 587.6824 | 118.6978 | 587.6824
3006 | 116.5826 | 577.9427 | 116.5826 | 577.9427
3007 | 110.5334 | 563.1922 | 110.5334 | 563.1922
3008 | 106.315 | 551.3766 | 106.315 | 551.3766
3009 | 102.6059 | 543.3462 | 102.6059 | 543.3462
3010 | 97.5107 | 542.4684 | 97.5107 | 542.4684
3011 | 90.8107 | 543.7239 | 90.8107 | 543.7239
3012 | 85.8877 | 551.5204 | 85.8877 | 551.5204
3013 | 81.4004 | 561.6801 | 81.4004 | 561.6801
3014 | 80.0432 | 573.4786 | 80.0432 | 573.4786
3015 | 79.5126 | 589.5057 | 79.5126 | 589.5057
3016 | 79.6738 | 615.0842 | 79.6738 | 615.0842
3017 | 81.9807 | 654.1706 | 81.9807 | 654.1706
3018 | 85.4434 | 699.1961 | 85.4434 | 699.1961
3019 | 90.5697 | 732.8703 | 90.5697 | 732.8703
3020 | 97.8783 | 763.7635 | 97.8783 | 763.7635
3021 | 102.0952 | 782.073 | 102.0952 | 782.073
3022 | 106.0582 | 791.0258 | 106.0582 | 791.0258
3023 | 112.5591 | 791.2733 | 112.5591 | 791.2733
3024 | 111.7114 | 785.7568 | 111.7114 | 785.7568
3025 | 106.6141 | 774.576 | 106.6141 | 774.576
3026 | 106.14 | 757.0211 | 106.14 | 757.0211
3027 | 108.8829 | 742.7767 | 108.8829 | 742.7767
3028 | 115.7832 | 748.7724 | 115.7832 | 748.7724
3029 | 118.1741 | 769.0154 | 118.1741 | 769.0154
3030 | 117.1274 | 775.0791 | 117.1274 | 775.0791
3031 | 111.7724 | 756.4701 | 111.7724 | 756.4701
3032 | 106.1821 | 733.3558 | 106.1821 | 733.3558
3033 | 102.4045 | 713.159 | 102.4045 | 713.159
3034 | 98.7505 | 701.9978 | 98.7505 | 701.9978
3035 | 91.5658 | 696.9394 | 91.5658 | 696.9394
3036 | 85.2323 | 698.7173 | 85.2323 | 698.7173
3037 | 81.6199 | 696.4337 | 81.6199 | 696.4337
3038 | 80.1556 | 689.5118 | 80.1556 | 689.5118
3039 | 79.1916 | 680.2276 | 79.1916 | 680.2276
3040 | 80.3318 | 674.2546 | 80.3318 | 674.2546
3041 | 82.0739 | 673.0203 | 82.0739 | 673.0203
3042 | 84.8501 | 680.7342 | 84.8501 | 680.7342
3043 | 89.3244 | 687.9525 | 89.3244 | 687.9525
3044 | 96.3102 | 705.2023 | 96.3102 | 705.2023
3045 | 101.4858 | 711.5116 | 101.4858 | 711.5116
3046 | 105.3922 | 708.9995 | 105.3922 | 708.9995
3047 | 111.3549 | 704.0038 | 111.3549 | 704.0038
3048 | 110.112 | 699.632 | 110.112 | 699.632
3049 | 105.53 | 692.9558 | 105.53 | 692.9558
3050 | 106.1891 | 684.2072 | 106.1891 | 684.2072
3051 | 109.0372 | 677.8092 | 109.0372 | 677.8092
3052 | 115.9565 | 672.9493 | 115.9565 | 672.9493
3053 | 118.7962 | 671.2965 | 118.7962 | 671.2965
3054 | 116.5535 | 667.8338 | 116.5535 | 667.8338
3055 | 112.4602 | 659.6558 | 112.4602 | 659.6558
3056 | 107.6269 | 651.8464 | 107.6269 | 651.8464
3057 | 102.7999 | 642.616 | 102.7999 | 642.616
3058 | 98.528 | 635.8488 | 98.528 | 635.8488
3059 | 91.4757 | 628.021 | 91.4757 | 628.021
3060 | 86.3224 | 622.1188 | 86.3224 | 622.1188
3061 | 82.4283 | 616.3459 | 82.4283 | 616.3459
3062 | 80.6448 | 609.6824 | 80.6448 | 609.6824
3063 | 80.108 | 602.2629 | 80.108 | 602.2629
3064 | 80.7067 | 601.0716 | 80.7067 | 601.0716
3065 | 82.3861 | 611.8559 | 82.3861 | 611.8559
3066 | 85.3717 | 633.564 | 85.3717 | 633.564
3067 | 89.7374 | 655.8287 | 89.7374 | 655.8287
3068 | 96.8078 | 674.9986 | 96.8078 | 674.9986
3069 | 100.894 | 673.9231 | 100.894 | 673.9231
3070 | 103.3022 | 663.3062 | 103.3022 | 663.3062
3071 | 109.2401 | 650.298 | 109.2401 | 650.298
3072 | 108.661 | 637.8399 | 108.661 | 637.8399
3073 | 104.0799 | 618.665 | 104.0799 | 618.665
3074 | 104.392 | 596.4392 | 104.392 | 596.4392
3075 | 106.5387 | 583.1733 | 106.5387 | 583.1733
3076 | 113.6841 | 582.5782 | 113.6841 | 582.5782
3077 | 116.5597 | 599.7934 | 116.5597 | 599.7934
3078 | 114.0675 | 624.9098 | 114.0675 | 624.9098
3079 | 109.5806 | 637.963 | 109.5806 | 637.963
3080 | 105.0167 | 647.434 | 105.0167 | 647.434
3081 | 101.513 | 656.9055 | 101.513 | 656.9055
3082 | 96.6309 | 668.6371 | 96.6309 | 668.6371
3083 | 90.4495 | 675.4313 | 90.4495 | 675.4313
3084 | 86.2469 | 667.9782 | 86.2469 | 667.9782
3085 | 82.6295 | 653.399 | 82.6295 | 653.399
3086 | 80.8561 | 641.2893 | 80.8561 | 641.2893
3087 | 80.539 | 631.3589 | 80.539 | 631.3589
3088 | 79.5444 | 626.0506 | 79.5444 | 626.0506
3089 | 81.1814 | 625.9608 | 81.1814 | 625.9608
3090 | 84.3147 | 625.1822 | 84.3147 | 625.1822
3091 | 88.0307 | 619.0341 | 88.0307 | 619.0341
3092 | 92.908 | 620.499 | 92.908 | 620.499
3093 | 96.9608 | 624.1682 | 96.9608 | 624.1682
3094 | 101.0243 | 630.6655 | 101.0243 | 630.6655
3095 | 106.0829 | 644.3717 | 106.0829 | 644.3717
3096 | 105.8993 | 667.139 | 105.8993 | 667.139
3097 | 101.028 | 684.1495 | 101.028 | 684.1495
3098 | 101.1697 | 690.3735 | 101.1697 | 690.3735
3099 | 103.0551 | 693.2433 | 103.0551 | 693.2433
3100 | 111.0553 | 699.5714 | 111.0553 | 699.5714
3101 | 113.5044 | 705.7649 | 113.5044 | 705.7649
3102 | 110.0256 | 704.6469 | 110.0256 | 704.6469
3103 | 105.4246 | 697.152 | 105.4246 | 697.152
3104 | 102.6188 | 689.8226 | 102.6188 | 689.8226
3105 | 99.149 | 682.2537 | 99.149 | 682.2537
3106 | 95.1552 | 678.4958 | 95.1552 | 678.4958
3107 | 89.5966 | 675.3574 | 89.5966 | 675.3574
3108 | 84.7147 | 678.9446 | 84.7147 | 678.9446
3109 | 81.3188 | 689.1043 | 81.3188 | 689.1043
3110 | 79.8204 | 703.2475 | 79.8204 | 703.2475
3111 | 79.1819 | 717.9823 | 79.1819 | 717.9823
3112 | 79.0768 | 733.1482 | 79.0768 | 733.1482
3113 | 80.4984 | 747.2372 | 80.4984 | 747.2372
3114 | 83.5125 | 756.1142 | 83.5125 | 756.1142
3115 | 86.4216 | 754.4708 | 86.4216 | 754.4708
3116 | 91.2124 | 756.6188 | 91.2124 | 756.6188
3117 | 95.4282 | 757.1679 | 95.4282 | 757.1679
3118 | 98.8073 | 770.6808 | 98.8073 | 770.6808
3119 | 103.4584 | 790.9594 | 103.4584 | 790.9594
3120 | 103.4553 | 804.7357 | 103.4553 | 804.7357
3121 | 100.3813 | 806.9767 | 100.3813 | 806.9767
3122 | 100.357 | 805.6129 | 100.357 | 805.6129
3123 | 104.2246 | 806.4703 | 104.2246 | 806.4703
3124 | 111.003 | 809.1614 | 111.003 | 809.1614
3125 | 114.153 | 815.2256 | 114.153 | 815.2256
3126 | 111.1167 | 820.7539 | 111.1167 | 820.7539
3127 | 106.6819 | 815.6221 | 106.6819 | 815.6221
3128 | 102.6055 | 804.9142 | 102.6055 | 804.9142
3129 | 99.5065 | 792.2683 | 99.5065 | 792.2683
3130 | 94.5206 | 782.8611 | 94.5206 | 782.8611
3131 | 89.2307 | 774.9226 | 89.2307 | 774.9226
3132 | 84.539 | 769.7034 | 84.539 | 769.7034
3133 | 80.5913 | 761.2166 | 80.5913 | 761.2166
3134 | 79.4334 | 754.2024 | 79.4334 | 754.2024
3135 | 78.9843 | 748.8321 | 78.9843 | 748.8321
3136 | 79.4255 | 750.1332 | 79.4255 | 750.1332
3137 | 80.9856 | 755.0281 | 80.9856 | 755.0281
3138 | 83.1684 | 754.1203 | 83.1684 | 754.1203
3139 | 87.0094 | 740.9936 | 87.0094 | 740.9936
3140 | 90.9416 | 731.806 | 90.9416 | 731.806
3141 | 96.3715 | 730.0658 | 96.3715 | 730.0658
3142 | 99.8378 | 729.6215 | 99.8378 | 729.6215
3143 | 105.3346 | 723.518 | 105.3346 | 723.518
3144 | 104.6457 | 718.8508 | 104.6457 | 718.8508
3145 | 102.2288 | 711.4547 | 102.2288 | 711.4547
3146 | 101.5164 | 699.7522 | 101.5164 | 699.7522
3147 | 104.2269 | 692.6895 | 104.2269 | 692.6895
3148 | 112.2434 | 694.8267 | 112.2434 | 694.8267
3149 | 114.838 | 693.3954 | 114.838 | 693.3954
3150 | 110.3897 | 706.1238 | 110.3897 | 706.1238
3151 | 106.7858 | 714.1185 | 106.7858 | 714.1185
3152 | 102.5343 | 709.3184 | 102.5343 | 709.3184
3153 | 99.9476 | 698.851 | 99.9476 | 698.851
3154 | 95.253 | 695.37 | 95.253 | 695.37
3155 | 89.3327 | 699.1918 | 89.3327 | 699.1918
3156 | 85.0132 | 709.4437 | 85.0132 | 709.4437
3157 | 81.7904 | 719.9357 | 81.7904 | 719.9357
3158 | 78.9688 | 729.5557 | 78.9688 | 729.5557
3159 | 78.8941 | 739.952 | 78.8941 | 739.952
3160 | 79.2799 | 755.6717 | 79.2799 | 755.6717
3161 | 81.2405 | 777.9209 | 81.2405 | 777.9209
3162 | 84.3935 | 795.1427 | 84.3935 | 795.1427
3163 | 88.3218 | 790.9146 | 88.3218 | 790.9146
3164 | 92.4053 | 784.2378 | 92.4053 | 784.2378
3165 | 97.7137 | 774.2083 | 97.7137 | 774.2083
3166 | 102.911 | 764.6253 | 102.911 | 764.6253
3167 | 108.0308 | 746.8908 | 108.0308 | 746.8908
3168 | 108.3537 | 723.7986 | 108.3537 | 723.7986
3169 | 102.7405 | 698.0698 | 102.7405 | 698.0698
3170 | 102.41 | 672.7978 | 102.41 | 672.7978
3171 | 106.7299 | 656.6518 | 106.7299 | 656.6518
3172 | 113.4413 | 649.558 | 113.4413 | 649.558
3173 | 116.555 | 645.5052 | 116.555 | 645.5052
3174 | 112.6101 | 634.2331 | 112.6101 | 634.2331
3175 | 108.964 | 613.3902 | 108.964 | 613.3902
3176 | 104.4959 | 588.4851 | 104.4959 | 588.4851
3177 | 101.5395 | 563.1004 | 101.5395 | 563.1004
3178 | 97.0451 | 542.9484 | 97.0451 | 542.9484
3179 | 91.2087 | 526.8681 | 91.2087 | 526.8681
3180 | 85.8061 | 521.2613 | 85.8061 | 521.2613
3181 | 82.6367 | 525.9378 | 82.6367 | 525.9378
3182 | 79.6246 | 537.9025 | 79.6246 | 537.9025
3183 | 79.8465 | 551.3634 | 79.8465 | 551.3634
3184 | 80.5925 | 570.0002 | 80.5925 | 570.0002
3185 | 82.1803 | 597.6033 | 82.1803 | 597.6033
3186 | 85.1253 | 619.4406 | 85.1253 | 619.4406
3187 | 90.687 | 626.9358 | 90.687 | 626.9358
3188 | 97.1161 | 640.5671 | 97.1161 | 640.5671
3189 | 102.8099 | 655.4981 | 102.8099 | 655.4981
3190 | 105.8738 | 670.5618 | 105.8738 | 670.5618
3191 | 110.5851 | 682.4218 | 110.5851 | 682.4218
3192 | 107.1763 | 690.1241 | 107.1763 | 690.1241
3193 | 106.0659 | 690.7035 | 106.0659 | 690.7035
3194 | 106.5456 | 694.6567 | 106.5456 | 694.6567
3195 | 110.1674 | 702.3266 | 110.1674 | 702.3266
3196 | 116.9808 | 714.3225 | 116.9808 | 714.3225
3197 | 119.6674 | 729.3038 | 119.6674 | 729.3038
3198 | 118.3509 | 738.6538 | 118.3509 | 738.6538
3199 | 113.0158 | 738.4144 | 113.0158 | 738.4144
3200 | 109.7346 | 732.045 | 109.7346 | 732.045
3201 | 104.6719 | 728.5193 | 104.6719 | 728.5193
3202 | 100.4609 | 742.0971 | 100.4609 | 742.0971
3203 | 92.3534 | 762.8485 | 92.3534 | 762.8485
3204 | 87.2324 | 778.2697 | 87.2324 | 778.2697
3205 | 82.8205 | 781.7093 | 82.8205 | 781.7093
3206 | 81.2771 | 781.5999 | 81.2771 | 781.5999
3207 | 80.0635 | 771.5957 | 80.0635 | 771.5957
3208 | 80.6575 | 759.0318 | 80.6575 | 759.0318
3209 | 82.1765 | 751.9081 | 82.1765 | 751.9081
3210 | 85.9792 | 745.7017 | 85.9792 | 745.7017
3211 | 90.8506 | 735.4181 | 90.8506 | 735.4181
3212 | 98.1049 | 730.0521 | 98.1049 | 730.0521
3213 | 103.0466 | 723.438 | 103.0466 | 723.438
3214 | 106.7529 | 723.7136 | 106.7529 | 723.7136
3215 | 112.9023 | 727.6904 | 112.9023 | 727.6904
3216 | 112.6596 | 732.2911 | 112.6596 | 732.2911
3217 | 106.017 | 735.6767 | 106.017 | 735.6767
3218 | 106.2916 | 736.8422 | 106.2916 | 736.8422
3219 | 109.5688 | 740.3213 | 109.5688 | 740.3213
3220 | 115.264 | 745.3939 | 115.264 | 745.3939
3221 | 119.0558 | 751.0704 | 119.0558 | 751.0704
3222 | 116.4151 | 754.4572 | 116.4151 | 754.4572
3223 | 112.4104 | 752.4639 | 112.4104 | 752.4639
3224 | 107.3827 | 746.4638 | 107.3827 | 746.4638
3225 | 104.5563 | 739.7995 | 104.5563 | 739.7995
3226 | 101.0002 | 744.4972 | 101.0002 | 744.4972
3227 | 94.4246 | 754.0975 | 94.4246 | 754.0975
3228 | 88.4331 | 760.1401 | 88.4331 | 760.1401
3229 | 83.9585 | 760.0166 | 83.9585 | 760.0166
3230 | 81.827 | 758.2455 | 81.827 | 758.2455
3231 | 80.7836 | 753.0415 | 80.7836 | 753.0415
3232 | 80.8725 | 751.204 | 80.8725 | 751.204
3233 | 81.9575 | 761.6929 | 81.9575 | 761.6929
3234 | 85.8761 | 777.1423 | 85.8761 | 777.1423
3235 | 91.5486 | 781.2037 | 91.5486 | 781.2037
3236 | 96.7154 | 783.4624 | 96.7154 | 783.4624
3237 | 101.5037 | 786.5039 | 101.5037 | 786.5039
3238 | 105.6503 | 793.4813 | 105.6503 | 793.4813
3239 | 110.9117 | 804.6028 | 110.9117 | 804.6028
3240 | 110.7381 | 815.3513 | 110.7381 | 815.3513
3241 | 104.8202 | 822.1893 | 104.8202 | 822.1893
3242 | 106.4645 | 826.881 | 106.4645 | 826.881
3243 | 110.3213 | 832.3355 | 110.3213 | 832.3355
3244 | 117.2164 | 837.2604 | 117.2164 | 837.2604
3245 | 118.1803 | 841.9031 | 118.1803 | 841.9031
3246 | 115.2857 | 843.8313 | 115.2857 | 843.8313
3247 | 111.2866 | 837.2226 | 111.2866 | 837.2226
3248 | 106.118 | 822.3977 | 106.118 | 822.3977
3249 | 103.3322 | 807.9794 | 103.3322 | 807.9794
3250 | 99.0277 | 801.5261 | 99.0277 | 801.5261
3251 | 93.3323 | 796.7446 | 93.3323 | 796.7446
3252 | 87.83 | 794.7562 | 87.83 | 794.7562
3253 | 84.6445 | 795.3158 | 84.6445 | 795.3158
3254 | 82.1826 | 800.7634 | 82.1826 | 800.7634
3255 | 80.8472 | 810.2734 | 80.8472 | 810.2734
3256 | 81.3739 | 823.7039 | 81.3739 | 823.7039
3257 | 82.3034 | 842.2238 | 82.3034 | 842.2238
3258 | 85.6137 | 864.2826 | 85.6137 | 864.2826
3259 | 89.4104 | 873.421 | 89.4104 | 873.421
3260 | 94.0308 | 880.1844 | 94.0308 | 880.1844
3261 | 98.47 | 876.6166 | 98.47 | 876.6166
3262 | 102.743 | 872.406 | 102.743 | 872.406
3263 | 108.1914 | 872.1734 | 108.1914 | 872.1734
3264 | 106.5185 | 874.5033 | 106.5185 | 874.5033
3265 | 103.2547 | 873.1996 | 103.2547 | 873.1996
3266 | 103.1879 | 869.0665 | 103.1879 | 869.0665
3267 | 107.3731 | 867.6162 | 107.3731 | 867.6162
3268 | 113.312 | 868.4242 | 113.312 | 868.4242
3269 | 115.4783 | 872.3284 | 115.4783 | 872.3284
3270 | 112.2303 | 873.3889 | 112.2303 | 873.3889
3271 | 108.2193 | 872.411 | 108.2193 | 872.411
3272 | 104.3826 | 868.9402 | 104.3826 | 868.9402
3273 | 100.7651 | 863.5313 | 100.7651 | 863.5313
3274 | 97.2288 | 864.112 | 97.2288 | 864.112
3275 | 92.0346 | 866.7153 | 92.0346 | 866.7153
3276 | 87.4524 | 870.3763 | 87.4524 | 870.3763
3277 | 84.1228 | 874.8128 | 84.1228 | 874.8128
3278 | 81.6331 | 881.1097 | 81.6331 | 881.1097
3279 | 81.0489 | 881.0749 | 81.0489 | 881.0749
3280 | 81.1003 | 879.8836 | 81.1003 | 879.8836
3281 | 82.4512 | 888.0278 | 82.4512 | 888.0278
3282 | 84.9503 | 905.4527 | 84.9503 | 905.4527
3283 | 88.1242 | 917.7665 | 88.1242 | 917.7665
3284 | 91.5458 | 931.7671 | 91.5458 | 931.7671
3285 | 94.7973 | 935.7132 | 94.7973 | 935.7132
3286 | 96.4521 | 936.5243 | 96.4521 | 936.5243
3287 | 107.0946 | 938.2487 | 107.0946 | 938.2487
3288 | 107.0875 | 943.1078 | 107.0875 | 943.1078
3289 | 104.7876 | 945.7549 | 104.7876 | 945.7549
3290 | 104.3374 | 944.7419 | 104.3374 | 944.7419
3291 | 108.0029 | 947.1133 | 108.0029 | 947.1133
3292 | 114.9879 | 953.9029 | 114.9879 | 953.9029
3293 | 116.8194 | 965.9488 | 116.8194 | 965.9488
3294 | 112.5468 | 978.8619 | 112.5468 | 978.8619
3295 | 108.863 | 984.7703 | 108.863 | 984.7703
3296 | 104.2765 | 982.2779 | 104.2765 | 982.2779
3297 | 100.642 | 972.2721 | 100.642 | 972.2721
3298 | 95.9092 | 966.4095 | 95.9092 | 966.4095
3299 | 89.6846 | 962.3111 | 89.6846 | 962.3111
3300 | 85.1293 | 958.2735 | 85.1293 | 958.2735
3301 | 81.5076 | 955.4545 | 81.5076 | 955.4545
3302 | 78.9906 | 951.8742 | 78.9906 | 951.8742
3303 | 78.8315 | 953.0395 | 78.8315 | 953.0395
3304 | 79.1686 | 964.9746 | 79.1686 | 964.9746
3305 | 80.0525 | 984.6576 | 80.0525 | 984.6576
3306 | 82.7768 | 1000.2547 | 82.7768 | 1000.2547
3307 | 87.8376 | 997.6882 | 87.8376 | 997.6882
3308 | 92.5237 | 990.0883 | 92.5237 | 990.0883
3309 | 97.2614 | 974.0032 | 97.2614 | 974.0032
3310 | 101.6139 | 955.8724 | 101.6139 | 955.8724
3311 | 107.837 | 943.8057 | 107.837 | 943.8057
3312 | 107.8378 | 939.2124 | 107.8378 | 939.2124
3313 | 104.0898 | 933.9762 | 104.0898 | 933.9762
3314 | 104.0492 | 927.96 | 104.0492 | 927.96
3315 | 108.8102 | 921.6912 | 108.8102 | 921.6912
3316 | 115.0909 | 912.2159 | 115.0909 | 912.2159
3317 | 116.4132 | 898.7474 | 116.4132 | 898.7474
3318 | 113.2351 | 878.1336 | 113.2351 | 878.1336
3319 | 108.4694 | 856.4045 | 108.4694 | 856.4045
3320 | 106.1232 | 832.5333 | 106.1232 | 832.5333
3321 | 102.5257 | 811.7272 | 102.5257 | 811.7272
3322 | 97.095 | 802.4307 | 97.095 | 802.4307
3323 | 90.7917 | 795.2676 | 90.7917 | 795.2676
3324 | 85.9683 | 789.79 | 85.9683 | 789.79
3325 | 83.3001 | 787.691 | 83.3001 | 787.691
3326 | 81.7595 | 790.4616 | 81.7595 | 790.4616
3327 | 80.9435 | 795.5777 | 80.9435 | 795.5777
3328 | 81.9037 | 804.1897 | 81.9037 | 804.1897
3329 | 83.4228 | 817.3002 | 83.4228 | 817.3002
3330 | 86.7988 | 834.8543 | 86.7988 | 834.8543
3331 | 92.5383 | 842.4603 | 92.5383 | 842.4603
3332 | 99.8417 | 849.7777 | 99.8417 | 849.7777
3333 | 104.5459 | 846.7452 | 104.5459 | 846.7452
3334 | 108.2883 | 837.9191 | 108.2883 | 837.9191
3335 | 115.3529 | 824.5601 | 115.3529 | 824.5601
3336 | 112.9977 | 810.6066 | 112.9977 | 810.6066
3337 | 109.0775 | 798.2072 | 109.0775 | 798.2072
3338 | 110.3319 | 785.6001 | 110.3319 | 785.6001
3339 | 114.571 | 781.5098 | 114.571 | 781.5098
3340 | 120.3521 | 784.2932 | 120.3521 | 784.2932
3341 | 122.3624 | 787.4404 | 122.3624 | 787.4404
3342 | 117.8183 | 789.7748 | 117.8183 | 789.7748
3343 | 112.9229 | 789.2954 | 112.9229 | 789.2954
3344 | 109.1676 | 785.3446 | 109.1676 | 785.3446
3345 | 105.1423 | 778.9203 | 105.1423 | 778.9203
3346 | 100.0233 | 776.6579 | 100.0233 | 776.6579
3347 | 93.173 | 773.3533 | 93.173 | 773.3533
3348 | 88.5045 | 768.6141 | 88.5045 | 768.6141
3349 | 85.6524 | 764.6874 | 85.6524 | 764.6874
3350 | 83.188 | 762.0118 | 83.188 | 762.0118
3351 | 82.5585 | 759.4293 | 82.5585 | 759.4293
3352 | 82.7716 | 761.9857 | 82.7716 | 761.9857
3353 | 84.0551 | 773.9332 | 84.0551 | 773.9332
3354 | 88.402 | 790.2319 | 88.402 | 790.2319
3355 | 93.1367 | 795.5301 | 93.1367 | 795.5301
3356 | 99.741 | 798.7858 | 99.741 | 798.7858
3357 | 104.0913 | 798.3934 | 104.0913 | 798.3934
3358 | 109.5164 | 797.6721 | 109.5164 | 797.6721
3359 | 115.6737 | 794.061 | 115.6737 | 794.061
3360 | 112.9316 | 791.3693 | 112.9316 | 791.3693
3361 | 108.3901 | 789.6224 | 108.3901 | 789.6224
3362 | 108.2798 | 790.4187 | 108.2798 | 790.4187
3363 | 113.0925 | 794.6178 | 113.0925 | 794.6178
3364 | 119.4282 | 799.4504 | 119.4282 | 799.4504
3365 | 120.744 | 805.1639 | 120.744 | 805.1639
3366 | 117.3826 | 808.2921 | 117.3826 | 808.2921
3367 | 113.2127 | 806.6312 | 113.2127 | 806.6312
3368 | 109.0644 | 799.9849 | 109.0644 | 799.9849
3369 | 103.7329 | 788.3175 | 103.7329 | 788.3175
3370 | 98.5828 | 783.6365 | 98.5828 | 783.6365
3371 | 91.8959 | 782.0858 | 91.8959 | 782.0858
3372 | 87.6065 | 783.2175 | 87.6065 | 783.2175
3373 | 84.3319 | 785.771 | 84.3319 | 785.771
3374 | 82.6058 | 789.52 | 82.6058 | 789.52
3375 | 81.7015 | 792.3469 | 81.7015 | 792.3469
3376 | 81.2407 | 796.0664 | 81.2407 | 796.0664
3377 | 82.1329 | 798.229 | 82.1329 | 798.229
3378 | 86.2856 | 798.392 | 86.2856 | 798.392
3379 | 92.0648 | 792.7977 | 92.0648 | 792.7977
3380 | 98.8576 | 783.684 | 98.8576 | 783.684
3381 | 103.5079 | 768.9281 | 103.5079 | 768.9281
3382 | 107.192 | 754.6743 | 107.192 | 754.6743
3383 | 115.3932 | 739.4876 | 115.3932 | 739.4876
3384 | 114.0374 | 726.771 | 114.0374 | 726.771
3385 | 109.5205 | 715.0917 | 109.5205 | 715.0917
3386 | 110.157 | 705.9185 | 110.157 | 705.9185
3387 | 116.2393 | 704.3205 | 116.2393 | 704.3205
3388 | 121.0535 | 708.7101 | 121.0535 | 708.7101
3389 | 122.4183 | 715.8266 | 122.4183 | 715.8266
3390 | 119.4359 | 721.5026 | 119.4359 | 721.5026
3391 | 113.7307 | 723.1648 | 113.7307 | 723.1648
3392 | 108.0725 | 721.2079 | 108.0725 | 721.2079
3393 | 104.7143 | 713.879 | 104.7143 | 713.879
3394 | 100.7033 | 707.8872 | 100.7033 | 707.8872
3395 | 93.5346 | 699.3395 | 93.5346 | 699.3395
3396 | 88.8662 | 692.4771 | 88.8662 | 692.4771
3397 | 84.0405 | 689.4366 | 84.0405 | 689.4366
3398 | 81.7622 | 686.4471 | 81.7622 | 686.4471
3399 | 81.2671 | 686.3016 | 81.2671 | 686.3016
3400 | 81.8944 | 692.532 | 81.8944 | 692.532
3401 | 83.0717 | 703.0578 | 83.0717 | 703.0578
3402 | 86.3999 | 715.738 | 86.3999 | 715.738
3403 | 91.1339 | 718.3777 | 91.1339 | 718.3777
3404 | 97.2944 | 720.138 | 97.2944 | 720.138
3405 | 101.108 | 716.7178 | 101.108 | 716.7178
3406 | 104.5172 | 719.2643 | 104.5172 | 719.2643
3407 | 111.9618 | 727.0073 | 111.9618 | 727.0073
3408 | 110.9654 | 732.2357 | 110.9654 | 732.2357
3409 | 107.8431 | 725.5226 | 107.8431 | 725.5226
3410 | 109.2275 | 712.3063 | 109.2275 | 712.3063
3411 | 114.0585 | 699.4466 | 114.0585 | 699.4466
3412 | 119.2115 | 691.9282 | 119.2115 | 691.9282
3413 | 120.3364 | 690.663 | 120.3364 | 690.663
3414 | 116.4641 | 690.8558 | 116.4641 | 690.8558
3415 | 111.5095 | 689.398 | 111.5095 | 689.398
3416 | 106.9499 | 684.8194 | 106.9499 | 684.8194
3417 | 104.558 | 676.6044 | 104.558 | 676.6044
3418 | 101.1158 | 672.4403 | 101.1158 | 672.4403
3419 | 95.2856 | 666.2188 | 95.2856 | 666.2188
3420 | 89.3041 | 658.0641 | 89.3041 | 658.0641
3421 | 85.4389 | 655.2821 | 85.4389 | 655.2821
3422 | 83.2898 | 659.5112 | 83.2898 | 659.5112
3423 | 82.7142 | 662.4303 | 82.7142 | 662.4303
3424 | 82.1682 | 661.0913 | 82.1682 | 661.0913
3425 | 83.3581 | 661.8139 | 83.3581 | 661.8139
3426 | 86.4075 | 664.1369 | 86.4075 | 664.1369
3427 | 90.1193 | 648.8501 | 90.1193 | 648.8501
3428 | 94.9587 | 628.5669 | 94.9587 | 628.5669
3429 | 98.8139 | 610.9495 | 98.8139 | 610.9495
3430 | 102.6343 | 601.4957 | 102.6343 | 601.4957
3431 | 108.619 | 587.0475 | 108.619 | 587.0475
3432 | 108.0337 | 577.174 | 108.0337 | 577.174
3433 | 105.1893 | 584.0858 | 105.1893 | 584.0858
3434 | 105.6243 | 591.2145 | 105.6243 | 591.2145
3435 | 110.1439 | 595.2105 | 110.1439 | 595.2105
3436 | 115.2304 | 604.3817 | 115.2304 | 604.3817
3437 | 116.5744 | 614.1383 | 116.5744 | 614.1383
3438 | 113.6232 | 624.7806 | 113.6232 | 624.7806
3439 | 108.558 | 632.1291 | 108.558 | 632.1291
3440 | 104.7878 | 635.1753 | 104.7878 | 635.1753
3441 | 101.7913 | 637.1512 | 101.7913 | 637.1512
3442 | 98.5679 | 643.6582 | 98.5679 | 643.6582
3443 | 93.3267 | 646.0768 | 93.3267 | 646.0768
3444 | 89.2859 | 644.6238 | 89.2859 | 644.6238
3445 | 85.1001 | 641.6387 | 85.1001 | 641.6387
3446 | 83.1887 | 640.8831 | 83.1887 | 640.8831
3447 | 81.9551 | 638.6514 | 81.9551 | 638.6514
3448 | 82.116 | 638.2354 | 82.116 | 638.2354
3449 | 84.0626 | 643.6658 | 84.0626 | 643.6658
3450 | 86.2731 | 652.0997 | 86.2731 | 652.0997
3451 | 88.8955 | 649.164 | 88.8955 | 649.164
3452 | 93.1568 | 645.4595 | 93.1568 | 645.4595
3453 | 97.1916 | 636.5561 | 97.1916 | 636.5561
3454 | 100.8973 | 626.4008 | 100.8973 | 626.4008
3455 | 105.8558 | 615.9958 | 105.8558 | 615.9958
3456 | 106.0319 | 613.1194 | 106.0319 | 613.1194
3457 | 103.2438 | 616.1357 | 103.2438 | 616.1357
3458 | 105.1252 | 622.969 | 105.1252 | 622.969
3459 | 109.9262 | 627.6481 | 109.9262 | 627.6481
3460 | 115.8495 | 628.8068 | 115.8495 | 628.8068
3461 | 117.6842 | 624.1263 | 117.6842 | 624.1263
3462 | 115.0625 | 610.4911 | 115.0625 | 610.4911
3463 | 110.7501 | 596.1837 | 110.7501 | 596.1837
3464 | 107.3776 | 584.0542 | 107.3776 | 584.0542
3465 | 104.0976 | 577.39 | 104.0976 | 577.39
3466 | 101.2807 | 587.1462 | 101.2807 | 587.1462
3467 | 94.6305 | 598.9989 | 94.6305 | 598.9989
3468 | 89.466 | 607.8477 | 89.466 | 607.8477
3469 | 84.8388 | 612.1181 | 84.8388 | 612.1181
3470 | 83.1731 | 617.8241 | 83.1731 | 617.8241
3471 | 82.0405 | 616.4417 | 82.0405 | 616.4417
3472 | 82.2881 | 612.7211 | 82.2881 | 612.7211
3473 | 82.7078 | 613.2036 | 82.7078 | 613.2036
3474 | 86.0154 | 614.7882 | 86.0154 | 614.7882
3475 | 90.8877 | 607.2 | 90.8877 | 607.2
3476 | 96.1195 | 606.5787 | 96.1195 | 606.5787
3477 | 98.8732 | 613.2018 | 98.8732 | 613.2018
3478 | 104.4616 | 628.6901 | 104.4616 | 628.6901
3479 | 110.3934 | 643.1163 | 110.3934 | 643.1163
3480 | 109.0331 | 648.7509 | 109.0331 | 648.7509
3481 | 105.2279 | 645.6933 | 105.2279 | 645.6933
3482 | 106.3313 | 643.7572 | 106.3313 | 643.7572
3483 | 112.0735 | 642.1777 | 112.0735 | 642.1777
3484 | 117.9427 | 641.1394 | 117.9427 | 641.1394
3485 | 120.2722 | 643.3082 | 120.2722 | 643.3082
3486 | 116.9602 | 644.7564 | 116.9602 | 644.7564
3487 | 111.1448 | 643.9447 | 111.1448 | 643.9447
3488 | 107.3614 | 641.1385 | 107.3614 | 641.1385
3489 | 104.7823 | 638.8497 | 104.7823 | 638.8497
3490 | 99.8127 | 642.6058 | 99.8127 | 642.6058
3491 | 93.7297 | 644.9506 | 93.7297 | 644.9506
3492 | 88.1438 | 640.913 | 88.1438 | 640.913
3493 | 84.0376 | 634.4201 | 84.0376 | 634.4201
3494 | 82.0152 | 633.4245 | 82.0152 | 633.4245
3495 | 81.0298 | 635.5682 | 81.0298 | 635.5682
3496 | 81.0251 | 641.577 | 81.0251 | 641.577
3497 | 82.8209 | 650.9213 | 82.8209 | 650.9213
3498 | 87.0499 | 659.1706 | 87.0499 | 659.1706
3499 | 94.0154 | 653.0779 | 94.0154 | 653.0779
3500 | 100.7157 | 646.6965 | 100.7157 | 646.6965
3501 | 105.3494 | 639.8608 | 105.3494 | 639.8608
3502 | 110.1325 | 637.7918 | 110.1325 | 637.7918
3503 | 116.6046 | 634.5685 | 116.6046 | 634.5685
3504 | 115.7239 | 633.169 | 115.7239 | 633.169
3505 | 109.913 | 632.8992 | 109.913 | 632.8992
3506 | 111.4259 | 634.1016 | 111.4259 | 634.1016
3507 | 117.7827 | 637.0637 | 117.7827 | 637.0637
3508 | 123.0014 | 640.3455 | 123.0014 | 640.3455
3509 | 124.9684 | 645.3759 | 124.9684 | 645.3759
3510 | 121.8186 | 648.5596 | 121.8186 | 648.5596
3511 | 116.2586 | 645.5509 | 116.2586 | 645.5509
3512 | 112.2618 | 636.7446 | 112.2618 | 636.7446
3513 | 109.1409 | 628.788 | 109.1409 | 628.788
3514 | 103.8623 | 629.664 | 103.8623 | 629.664
3515 | 96.1059 | 631.1042 | 96.1059 | 631.1042
3516 | 90.6111 | 631.8666 | 90.6111 | 631.8666
3517 | 86.3131 | 634.0693 | 86.3131 | 634.0693
3518 | 84.2666 | 640.7354 | 84.2666 | 640.7354
3519 | 82.6789 | 650.0793 | 82.6789 | 650.0793
3520 | 82.6281 | 661.5713 | 82.6281 | 661.5713
3521 | 83.6731 | 674.4049 | 83.6731 | 674.4049
3522 | 87.2752 | 682.7835 | 87.2752 | 682.7835
3523 | 94.563 | 678.1492 | 94.563 | 678.1492
3524 | 100.8441 | 674.9432 | 100.8441 | 674.9432
3525 | 105.104 | 671.2461 | 105.104 | 671.2461
3526 | 108.051 | 678.0019 | 108.051 | 678.0019
3527 | 114.5599 | 697.0067 | 114.5599 | 697.0067
3528 | 114.4253 | 722.137 | 114.4253 | 722.137
3529 | 109.0276 | 743.8738 | 109.0276 | 743.8738
3530 | 111.0734 | 759.5873 | 111.0734 | 759.5873
3531 | 116.5274 | 775.3804 | 116.5274 | 775.3804
3532 | 122.2844 | 789.0194 | 122.2844 | 789.0194
3533 | 123.9827 | 796.376 | 123.9827 | 796.376
3534 | 121.2863 | 802.4028 | 121.2863 | 802.4028
3535 | 115.5283 | 816.1945 | 115.5283 | 816.1945
3536 | 111.2409 | 822.4346 | 111.2409 | 822.4346
3537 | 107.2904 | 809.6594 | 107.2904 | 809.6594
3538 | 103.2723 | 796.6152 | 103.2723 | 796.6152
3539 | 96.5954 | 782.7504 | 96.5954 | 782.7504
3540 | 91.269 | 771.365 | 91.269 | 771.365
3541 | 86.8523 | 766.349 | 86.8523 | 766.349
3542 | 84.7176 | 766.9227 | 84.7176 | 766.9227
3543 | 83.9304 | 769.3064 | 83.9304 | 769.3064
3544 | 84.0324 | 767.7828 | 84.0324 | 767.7828
3545 | 85.6939 | 763.2806 | 85.6939 | 763.2806
3546 | 89.064 | 754.3234 | 89.064 | 754.3234
3547 | 95.55 | 728.2179 | 95.55 | 728.2179
3548 | 103.3814 | 698.0206 | 103.3814 | 698.0206
3549 | 108.0296 | 657.5104 | 108.0296 | 657.5104
3550 | 110.6203 | 616.2652 | 110.6203 | 616.2652
3551 | 117.0363 | 579.3304 | 117.0363 | 579.3304
3552 | 115.5331 | 552.0104 | 115.5331 | 552.0104
3553 | 110.7861 | 531.5617 | 110.7861 | 531.5617
3554 | 111.7489 | 511.9944 | 111.7489 | 511.9944
3555 | 116.9783 | 498.3223 | 116.9783 | 498.3223
3556 | 121.3674 | 493.0378 | 121.3674 | 493.0378
3557 | 123.1894 | 492.6404 | 123.1894 | 492.6404
3558 | 121.2407 | 493.9409 | 121.2407 | 493.9409
3559 | 114.8755 | 493.9416 | 114.8755 | 493.9416
3560 | 110.8206 | 493.7754 | 110.8206 | 493.7754
3561 | 107.0064 | 494.7175 | 107.0064 | 494.7175
3562 | 103.4235 | 505.7291 | 103.4235 | 505.7291
3563 | 97.1655 | 517.0649 | 97.1655 | 517.0649
3564 | 91.8262 | 532.1353 | 91.8262 | 532.1353
3565 | 87.6515 | 554.0553 | 87.6515 | 554.0553
3566 | 85.5305 | 576.4325 | 85.5305 | 576.4325
3567 | 84.2248 | 592.1089 | 84.2248 | 592.1089
3568 | 83.7443 | 607.2379 | 83.7443 | 607.2379
3569 | 84.8343 | 605.5789 | 84.8343 | 605.5789
3570 | 87.7202 | 591.2677 | 87.7202 | 591.2677
3571 | 93.3198 | 573.7285 | 93.3198 | 573.7285
3572 | 99.4311 | 557.5438 | 99.4311 | 557.5438
3573 | 102.9798 | 535.9387 | 102.9798 | 535.9387
3574 | 107.1278 | 514.5954 | 107.1278 | 514.5954
3575 | 114.1336 | 492.984 | 114.1336 | 492.984
3576 | 113.0628 | 475.375 | 113.0628 | 475.375
3577 | 109.3988 | 462.034 | 109.3988 | 462.034
3578 | 111.1991 | 454.8917 | 111.1991 | 454.8917
3579 | 116.923 | 454.4014 | 116.923 | 454.4014
3580 | 121.4978 | 464.5326 | 121.4978 | 464.5326
3581 | 121.9172 | 473.9754 | 121.9172 | 473.9754
3582 | 119.0038 | 476.6975 | 119.0038 | 476.6975
3583 | 114.9311 | 477.732 | 114.9311 | 477.732
3584 | 110.3624 | 481.9598 | 110.3624 | 481.9598
3585 | 106.1673 | 479.1541 | 106.1673 | 479.1541
3586 | 102.5157 | 479.4393 | 102.5157 | 479.4393
3587 | 97.3421 | 472.5347 | 97.3421 | 472.5347
3588 | 92.867 | 461.5923 | 92.867 | 461.5923
3589 | 88.8222 | 456.0964 | 88.8222 | 456.0964
3590 | 86.531 | 448.8791 | 86.531 | 448.8791
3591 | 85.3724 | 432.4132 | 85.3724 | 432.4132
3592 | 85.0712 | 421.4186 | 85.0712 | 421.4186
3593 | 86.5124 | 419.3534 | 86.5124 | 419.3534
3594 | 89.2785 | 419.0918 | 89.2785 | 419.0918
3595 | 93.1903 | 415.1406 | 93.1903 | 415.1406
3596 | 97.9033 | 421.6087 | 97.9033 | 421.6087
3597 | 100.5339 | 429.3395 | 100.5339 | 429.3395
3598 | 105.0969 | 439.4185 | 105.0969 | 439.4185
3599 | 110.8584 | 450.8538 | 110.8584 | 450.8538
3600 | 111.4421 | 466.1994 | 111.4421 | 466.1994
3601 | 107.677 | 476.3974 | 107.677 | 476.3974
3602 | 109.1586 | 480.2584 | 109.1586 | 480.2584
3603 | 114.3759 | 482.1128 | 114.3759 | 482.1128
3604 | 118.9222 | 484.49 | 118.9222 | 484.49
3605 | 119.7598 | 489.945 | 119.7598 | 489.945
3606 | 117.1083 | 496.6733 | 117.1083 | 496.6733
3607 | 112.0659 | 502.9694 | 112.0659 | 502.9694
3608 | 109.2515 | 507.6588 | 109.2515 | 507.6588
3609 | 105.2355 | 509.2285 | 105.2355 | 509.2285
3610 | 101.4954 | 511.8216 | 101.4954 | 511.8216
3611 | 96.4927 | 507.2985 | 96.4927 | 507.2985
3612 | 91.8329 | 502.0239 | 91.8329 | 502.0239
3613 | 87.9433 | 500.7004 | 87.9433 | 500.7004
3614 | 86.0563 | 502.5479 | 86.0563 | 502.5479
3615 | 84.4567 | 504.0086 | 84.4567 | 504.0086
3616 | 83.4066 | 508.6327 | 83.4066 | 508.6327
3617 | 84.3803 | 520.8571 | 84.3803 | 520.8571
3618 | 86.8178 | 536.3988 | 86.8178 | 536.3988
3619 | 90.7286 | 541.2909 | 90.7286 | 541.2909
3620 | 94.9212 | 546.4851 | 94.9212 | 546.4851
3621 | 98.197 | 549.3789 | 98.197 | 549.3789
3622 | 102.379 | 552.4978 | 102.379 | 552.4978
3623 | 109.2241 | 554.7576 | 109.2241 | 554.7576
3624 | 109.3435 | 559.5244 | 109.3435 | 559.5244
3625 | 106.1081 | 562.67 | 106.1081 | 562.67
3626 | 107.5857 | 564.4263 | 107.5857 | 564.4263
3627 | 112.6065 | 567.9607 | 112.6065 | 567.9607
3628 | 118.237 | 575.3042 | 118.237 | 575.3042
3629 | 120.1459 | 583.9162 | 120.1459 | 583.9162
3630 | 116.0661 | 589.6291 | 116.0661 | 589.6291
3631 | 111.2559 | 592.4544 | 111.2559 | 592.4544
3632 | 108.8063 | 594.2083 | 108.8063 | 594.2083
3633 | 105.2914 | 591.5503 | 105.2914 | 591.5503
3634 | 101.5818 | 587.9401 | 101.5818 | 587.9401
3635 | 95.5636 | 578.9492 | 95.5636 | 578.9492
3636 | 91.1991 | 496.5902 | 91.1991 | 496.5902
3637 | 88.1371 | 493.9478 | 88.1371 | 493.9478
3638 | 85.553 | 490.0715 | 85.553 | 490.0715
3639 | 84.9602 | 490.6819 | 84.9602 | 490.6819
3640 | 84.546 | 495.4166 | 84.546 | 495.4166
3641 | 86.3461 | 505.7661 | 86.3461 | 505.7661
3642 | 88.6925 | 526.591 | 88.6925 | 526.591
3643 | 93.8567 | 535.785 | 93.8567 | 535.785
3644 | 99.6175 | 541.7834 | 99.6175 | 541.7834
3645 | 103.9776 | 541.4214 | 103.9776 | 541.4214
3646 | 107.7765 | 540.5393 | 107.7765 | 540.5393
3647 | 114.7834 | 539.0305 | 114.7834 | 539.0305
3648 | 113.0531 | 537.3866 | 113.0531 | 537.3866
3649 | 109.8755 | 540.4996 | 109.8755 | 540.4996
3650 | 111.99 | 541.0035 | 111.99 | 541.0035
3651 | 117.3272 | 549.6534 | 117.3272 | 549.6534
3652 | 121.6126 | 560.1669 | 121.6126 | 560.1669
3653 | 123.8679 | 571.9786 | 123.8679 | 571.9786
3654 | 120.5452 | 577.8054 | 120.5452 | 577.8054
3655 | 115.4696 | 579.0918 | 115.4696 | 579.0918
3656 | 112.0634 | 578.4779 | 112.0634 | 578.4779
3657 | 108.4395 | 571.5182 | 108.4395 | 571.5182
3658 | 103.4819 | 562.6997 | 103.4819 | 562.6997
3659 | 97.3831 | 551.9974 | 97.3831 | 551.9974
3660 | 91.5949 | 543.5228 | 91.5949 | 543.5228
3661 | 87.4794 | 538.7013 | 87.4794 | 538.7013
3662 | 85.443 | 531.5241 | 85.443 | 531.5241
3663 | 84.8362 | 530.1156 | 84.8362 | 530.1156
3664 | 84.5691 | 534.5939 | 84.5691 | 534.5939
3665 | 86.5679 | 544.8953 | 86.5679 | 544.8953
3666 | 89.9288 | 567.9154 | 89.9288 | 567.9154
3667 | 96.2343 | 579.529 | 96.2343 | 579.529
3668 | 103.4785 | 588.636 | 103.4785 | 588.636
3669 | 107.6917 | 591.4305 | 107.6917 | 591.4305
3670 | 111.953 | 594.6184 | 111.953 | 594.6184
3671 | 118.5318 | 596.8912 | 118.5318 | 596.8912
3672 | 117.174 | 595.7119 | 117.174 | 595.7119
3673 | 111.7553 | 596.8701 | 111.7553 | 596.8701
3674 | 114.0814 | 591.237 | 114.0814 | 591.237
3675 | 119.791 | 589.2153 | 119.791 | 589.2153
3676 | 123.5825 | 589.8744 | 123.5825 | 589.8744
3677 | 125.7837 | 595.5811 | 125.7837 | 595.5811
3678 | 123.6662 | 598.8121 | 123.6662 | 598.8121
3679 | 117.5434 | 599.6659 | 117.5434 | 599.6659
3680 | 113.5154 | 600.8627 | 113.5154 | 600.8627
3681 | 109.6343 | 603.485 | 109.6343 | 603.485
3682 | 104.3755 | 609.6484 | 104.3755 | 609.6484
3683 | 97.8469 | 616.4277 | 97.8469 | 616.4277
3684 | 92.1702 | 627.9022 | 92.1702 | 627.9022
3685 | 88.2443 | 646.4429 | 88.2443 | 646.4429
3686 | 86.2141 | 667.6593 | 86.2141 | 667.6593
3687 | 85.3807 | 697.4163 | 85.3807 | 697.4163
3688 | 85.3569 | 730.1759 | 85.3569 | 730.1759
3689 | 87.1674 | 760.731 | 87.1674 | 760.731
3690 | 90.6782 | 792.8043 | 90.6782 | 792.8043
3691 | 96.9019 | 806.7253 | 96.9019 | 806.7253
3692 | 104.1537 | 812.8679 | 104.1537 | 812.8679
3693 | 109.3568 | 806.4971 | 109.3568 | 806.4971
3694 | 112.5275 | 799.3659 | 112.5275 | 799.3659
3695 | 119.298 | 799.0108 | 119.298 | 799.0108
3696 | 118.3144 | 801.6291 | 118.3144 | 801.6291
3697 | 113.4299 | 804.1813 | 113.4299 | 804.1813
3698 | 115.8996 | 785.5371 | 115.8996 | 785.5371
3699 | 120.7695 | 767.7965 | 120.7695 | 767.7965
3700 | 123.3691 | 759.3382 | 123.3691 | 759.3382
3701 | 125.345 | 759.9816 | 125.345 | 759.9816
3702 | 123.5508 | 757.2839 | 123.5508 | 757.2839
3703 | 118.1088 | 752.193 | 118.1088 | 752.193
3704 | 113.909 | 743.8718 | 113.909 | 743.8718
3705 | 110.3477 | 738.5465 | 110.3477 | 738.5465
3706 | 104.5208 | 741.8578 | 104.5208 | 741.8578
3707 | 98.1793 | 744.535 | 98.1793 | 744.535
3708 | 92.5778 | 747.1967 | 92.5778 | 747.1967
3709 | 88.2632 | 750.6753 | 88.2632 | 750.6753
3710 | 86.0661 | 747.9687 | 86.0661 | 747.9687
3711 | 87.9988 | 742.8267 | 87.9988 | 742.8267
3712 | 87.9846 | 734.5503 | 87.9846 | 734.5503
3713 | 89.7368 | 729.7737 | 89.7368 | 729.7737
3714 | 93.3591 | 736.1455 | 93.3591 | 736.1455
3715 | 99.3878 | 732.665 | 99.3878 | 732.665
3716 | 106.6381 | 727.7675 | 106.6381 | 727.7675
3717 | 109.1744 | 723.8161 | 109.1744 | 723.8161
3718 | 112.517 | 723.3827 | 112.517 | 723.3827
3719 | 118.4542 | 723.268 | 118.4542 | 723.268
3720 | 116.886 | 724.9089 | 116.886 | 724.9089
3721 | 113.6845 | 731.3708 | 113.6845 | 731.3708
3722 | 114.6921 | 733.6853 | 114.6921 | 733.6853
3723 | 120.4609 | 739.8195 | 120.4609 | 739.8195
3724 | 123.6573 | 742.5617 | 123.6573 | 742.5617
3725 | 124.157 | 745.5926 | 124.157 | 745.5926
3726 | 122.6501 | 749.3042 | 122.6501 | 749.3042
3727 | 117.2653 | 752.7538 | 117.2653 | 752.7538
3728 | 111.9014 | 756.6105 | 111.9014 | 756.6105
3729 | 108.4155 | 760.3224 | 108.4155 | 760.3224
3730 | 104.3324 | 765.4603 | 104.3324 | 765.4603
3731 | 98.4646 | 765.5738 | 98.4646 | 765.5738
3732 | 93.4977 | 765.848 | 93.4977 | 765.848
3733 | 89.3037 | 768.9741 | 89.3037 | 768.9741
3734 | 87.1861 | 766.3636 | 87.1861 | 766.3636
3735 | 86.003 | 760.2442 | 86.003 | 760.2442
3736 | 85.7728 | 750.9743 | 85.7728 | 750.9743
3737 | 87.3221 | 744.5633 | 87.3221 | 744.5633
3738 | 90.1006 | 746.785 | 90.1006 | 746.785
3739 | 95.2038 | 737.488 | 95.2038 | 737.488
3740 | 101.6168 | 725.8446 | 101.6168 | 725.8446
3741 | 105.614 | 711.414 | 105.614 | 711.414
3742 | 109.7795 | 699.8283 | 109.7795 | 699.8283
3743 | 116.2566 | 688.4651 | 116.2566 | 688.4651
3744 | 115.3302 | 678.2326 | 115.3302 | 678.2326
3745 | 111.6874 | 673.7826 | 111.6874 | 673.7826
3746 | 113.5512 | 668.3257 | 113.5512 | 668.3257
3747 | 119.9343 | 669.7651 | 119.9343 | 669.7651
3748 | 122.8143 | 671.2734 | 122.8143 | 671.2734
3749 | 124.4519 | 673.2948 | 124.4519 | 673.2948
3750 | 121.4301 | 675.0997 | 121.4301 | 675.0997
3751 | 115.3204 | 674.1268 | 115.3204 | 674.1268
3752 | 111.1662 | 673.0002 | 111.1662 | 673.0002
3753 | 107.7523 | 670.9276 | 107.7523 | 670.9276
3754 | 103.6201 | 676.9468 | 103.6201 | 676.9468
3755 | 98.1686 | 683.1653 | 98.1686 | 683.1653
3756 | 93.1021 | 687.2691 | 93.1021 | 687.2691
3757 | 89.625 | 693.3114 | 89.625 | 693.3114
3758 | 87.0677 | 696.0528 | 87.0677 | 696.0528
3759 | 86.0565 | 699.5634 | 86.0565 | 699.5634
3760 | 85.5494 | 699.1866 | 85.5494 | 699.1866
3761 | 86.9428 | 696.3808 | 86.9428 | 696.3808
3762 | 88.8588 | 699.612 | 88.8588 | 699.612
3763 | 93.1 | 691.1162 | 93.1 | 691.1162
3764 | 97.4781 | 682.341 | 97.4781 | 682.341
3765 | 101.4842 | 673.4545 | 101.4842 | 673.4545
3766 | 105.8171 | 667.8135 | 105.8171 | 667.8135
3767 | 111.3983 | 661.4656 | 111.3983 | 661.4656
3768 | 110.0527 | 653.4764 | 110.0527 | 653.4764
3769 | 108.1614 | 646.0941 | 108.1614 | 646.0941
3770 | 109.8802 | 634.356 | 109.8802 | 634.356
3771 | 114.7153 | 628.713 | 114.7153 | 628.713
3772 | 119.6601 | 624.485 | 119.6601 | 624.485
3773 | 120.7028 | 626.7788 | 120.7028 | 626.7788
3774 | 116.261 | 629.1445 | 116.261 | 629.1445
3775 | 113.2368 | 630.7354 | 113.2368 | 630.7354
3776 | 109.1308 | 631.9481 | 109.1308 | 631.9481
3777 | 105.9757 | 632.215 | 105.9757 | 632.215
3778 | 102.4461 | 633.7637 | 102.4461 | 633.7637
3779 | 97.3528 | 630.9769 | 97.3528 | 630.9769
3780 | 92.1334 | 625.5628 | 92.1334 | 625.5628
3781 | 88.2162 | 624.9234 | 88.2162 | 624.9234
3782 | 86.0214 | 632.4878 | 86.0214 | 632.4878
3783 | 85.4528 | 653.464 | 85.4528 | 653.464
3784 | 85.096 | 678.1959 | 85.096 | 678.1959
3785 | 86.226 | 700.3547 | 86.226 | 700.3547
3786 | 88.4022 | 724.7047 | 88.4022 | 724.7047
3787 | 93.1044 | 736.4785 | 93.1044 | 736.4785
3788 | 98.2562 | 748.7742 | 98.2562 | 748.7742
3789 | 101.5369 | 757.5935 | 101.5369 | 757.5935
3790 | 105.4961 | 766.2615 | 105.4961 | 766.2615
3791 | 111.6637 | 773.0849 | 111.6637 | 773.0849
3792 | 111.3068 | 773.9887 | 111.3068 | 773.9887
3793 | 108.8788 | 773.5445 | 108.8788 | 773.5445
3794 | 110.26 | 764.5785 | 110.26 | 764.5785
3795 | 116.3996 | 756.4038 | 116.3996 | 756.4038
3796 | 120.9677 | 742.786 | 120.9677 | 742.786
3797 | 122.0678 | 734.8568 | 122.0678 | 734.8568
3798 | 118.683 | 732.3034 | 118.683 | 732.3034
3799 | 113.3502 | 731.01 | 113.3502 | 731.01
3800 | 110.5966 | 733.4726 | 110.5966 | 733.4726
3801 | 107.951 | 735.3739 | 107.951 | 735.3739
3802 | 103.5191 | 736.7303 | 103.5191 | 736.7303
3803 | 97.9941 | 735.1133 | 97.9941 | 735.1133
3804 | 92.85 | 735.0029 | 92.85 | 735.0029
3805 | 88.4667 | 738.9462 | 88.4667 | 738.9462
3806 | 86.4513 | 741.6234 | 86.4513 | 741.6234
3807 | 85.3182 | 751.7517 | 85.3182 | 751.7517
3808 | 85.2277 | 767.7829 | 85.2277 | 767.7829
3809 | 86.7398 | 788.5637 | 86.7398 | 788.5637
3810 | 89.5086 | 816.8555 | 89.5086 | 816.8555
3811 | 94.7844 | 830.1035 | 94.7844 | 830.1035
3812 | 101.0871 | 837.2556 | 101.0871 | 837.2556
3813 | 105.1132 | 834.506 | 105.1132 | 834.506
3814 | 109.4475 | 828.176 | 109.4475 | 828.176
3815 | 115.1965 | 819.4567 | 115.1965 | 819.4567
3816 | 114.4351 | 806.8207 | 114.4351 | 806.8207
3817 | 110.6253 | 794.3429 | 110.6253 | 794.3429
3818 | 112.3961 | 782.012 | 112.3961 | 782.012
3819 | 118.2193 | 782.7143 | 118.2193 | 782.7143
3820 | 122.3655 | 790.2795 | 122.3655 | 790.2795
3821 | 123.1998 | 804.3825 | 123.1998 | 804.3825
3822 | 120.5085 | 815.0964 | 120.5085 | 815.0964
3823 | 115.311 | 818.8024 | 115.311 | 818.8024
3824 | 112.1203 | 814.407 | 112.1203 | 814.407
3825 | 108.1066 | 797.2564 | 108.1066 | 797.2564
3826 | 103.142 | 770.8282 | 103.142 | 770.8282
3827 | 97.3595 | 747.8198 | 97.3595 | 747.8198
3828 | 91.7265 | 728.4974 | 91.7265 | 728.4974
3829 | 87.8835 | 714.0618 | 87.8835 | 714.0618
3830 | 86.0291 | 697.591 | 86.0291 | 697.591
3831 | 84.9345 | 687.658 | 84.9345 | 687.658
3832 | 85.1887 | 683.3555 | 85.1887 | 683.3555
3833 | 86.5622 | 683.514 | 86.5622 | 683.514
3834 | 89.3037 | 692.2413 | 89.3037 | 692.2413
3835 | 94.9793 | 689.4017 | 94.9793 | 689.4017
3836 | 102.8094 | 685.4015 | 102.8094 | 685.4015
3837 | 107.0094 | 677.925 | 107.0094 | 677.925
3838 | 110.7378 | 672.1398 | 110.7378 | 672.1398
3839 | 116.6758 | 666.8655 | 116.6758 | 666.8655
3840 | 115.6143 | 662.3854 | 115.6143 | 662.3854
3841 | 111.4555 | 663.1911 | 111.4555 | 663.1911
3842 | 113.7523 | 659.3846 | 113.7523 | 659.3846
3843 | 119.4095 | 662.9551 | 119.4095 | 662.9551
3844 | 122.8192 | 668.5334 | 122.8192 | 668.5334
3845 | 124.9644 | 677.4128 | 124.9644 | 677.4128
3846 | 122.4175 | 682.3263 | 122.4175 | 682.3263
3847 | 117.1492 | 683.7249 | 117.1492 | 683.7249
3848 | 113.8924 | 685.9792 | 113.8924 | 685.9792
3849 | 109.7807 | 684.0508 | 109.7807 | 684.0508
3850 | 104.4001 | 679.7509 | 104.4001 | 679.7509
3851 | 97.5652 | 670.2664 | 97.5652 | 670.2664
3852 | 92.2656 | 662.9135 | 92.2656 | 662.9135
3853 | 87.9241 | 663.1874 | 87.9241 | 663.1874
3854 | 85.3278 | 663.9098 | 85.3278 | 663.9098
3855 | 84.5203 | 671.5064 | 84.5203 | 671.5064
3856 | 84.3256 | 683.5157 | 84.3256 | 683.5157
3857 | 85.7407 | 697.4704 | 85.7407 | 697.4704
3858 | 89.6192 | 723.6151 | 89.6192 | 723.6151
3859 | 96.1321 | 742.6636 | 96.1321 | 742.6636
3860 | 103.7153 | 759.8464 | 103.7153 | 759.8464
3861 | 108.2258 | 765.3809 | 108.2258 | 765.3809
3862 | 111.1294 | 767.8958 | 111.1294 | 767.8958
3863 | 117.2998 | 767.2363 | 117.2998 | 767.2363
3864 | 116.195 | 764.7912 | 116.195 | 764.7912
3865 | 112.2803 | 766.6063 | 112.2803 | 766.6063
3866 | 113.0355 | 764.1459 | 113.0355 | 764.1459
3867 | 117.7836 | 770.9851 | 117.7836 | 770.9851
3868 | 121.866 | 779.9444 | 121.866 | 779.9444
3869 | 123.3957 | 788.7597 | 123.3957 | 788.7597
3870 | 120.8499 | 790.2761 | 120.8499 | 790.2761
3871 | 115.6182 | 786.8197 | 115.6182 | 786.8197
3872 | 112.3178 | 785.4206 | 112.3178 | 785.4206
3873 | 108.5571 | 781.3611 | 108.5571 | 781.3611
3874 | 103.1014 | 778.4874 | 103.1014 | 778.4874
3875 | 96.1899 | 774.3386 | 96.1899 | 774.3386
3876 | 90.7793 | 770.655 | 90.7793 | 770.655
3877 | 86.7049 | 769.7112 | 86.7049 | 769.7112
3878 | 84.3746 | 764.8414 | 84.3746 | 764.8414
3879 | 82.9594 | 766.7176 | 82.9594 | 766.7176
3880 | 83.1191 | 772.7662 | 83.1191 | 772.7662
3881 | 84.5791 | 782.9715 | 84.5791 | 782.9715
3882 | 87.7263 | 802.13 | 87.7263 | 802.13
3883 | 93.7735 | 808.6962 | 93.7735 | 808.6962
3884 | 101.313 | 812.4032 | 101.313 | 812.4032
3885 | 105.3652 | 811.3201 | 105.3652 | 811.3201
3886 | 108.7554 | 811.4315 | 108.7554 | 811.4315
3887 | 115.0286 | 810.4675 | 115.0286 | 810.4675
3888 | 114.2337 | 806.8367 | 114.2337 | 806.8367
3889 | 110.2977 | 805.2068 | 110.2977 | 805.2068
3890 | 112.4702 | 798.42 | 112.4702 | 798.42
3891 | 117.5239 | 798.8499 | 117.5239 | 798.8499
3892 | 121.2033 | 802.4092 | 121.2033 | 802.4092
3893 | 121.4144 | 809.7824 | 121.4144 | 809.7824
3894 | 118.5755 | 810.0971 | 118.5755 | 810.0971
3895 | 113.3926 | 804.7659 | 113.3926 | 804.7659
3896 | 110.5016 | 802.085 | 110.5016 | 802.085
3897 | 106.891 | 798.362 | 106.891 | 798.362
3898 | 101.877 | 792.2515 | 101.877 | 792.2515
3899 | 96.0676 | 781.9818 | 96.0676 | 781.9818
3900 | 90.6632 | 774.02 | 90.6632 | 774.02
3901 | 86.6821 | 771.634 | 86.6821 | 771.634
3902 | 84.0587 | 768.5909 | 84.0587 | 768.5909
3903 | 82.8495 | 772.5021 | 82.8495 | 772.5021
3904 | 82.7822 | 779.0795 | 82.7822 | 779.0795
3905 | 84.1082 | 789.5411 | 84.1082 | 789.5411
3906 | 88.16 | 809.9815 | 88.16 | 809.9815
3907 | 93.7036 | 818.182 | 93.7036 | 818.182
3908 | 99.7682 | 823.2511 | 99.7682 | 823.2511
3909 | 103.4901 | 822.4083 | 103.4901 | 822.4083
3910 | 106.3974 | 819.7317 | 106.3974 | 819.7317
3911 | 112.7082 | 818.287 | 112.7082 | 818.287
3912 | 112.6737 | 819.9279 | 112.6737 | 819.9279
3913 | 109.2276 | 824.0664 | 109.2276 | 824.0664
3914 | 110.8082 | 823.9774 | 110.8082 | 823.9774
3915 | 116.5334 | 834.3258 | 116.5334 | 834.3258
3916 | 120.5548 | 846.8102 | 120.5548 | 846.8102
3917 | 121.3076 | 859.7916 | 121.3076 | 859.7916
3918 | 117.5963 | 867.1886 | 117.5963 | 867.1886
3919 | 112.4843 | 869.1641 | 112.4843 | 869.1641
3920 | 108.7102 | 870.3128 | 108.7102 | 870.3128
3921 | 104.9881 | 867.1506 | 104.9881 | 867.1506
3922 | 101.3494 | 863.0911 | 101.3494 | 863.0911
3923 | 96.3909 | 855.3371 | 96.3909 | 855.3371
3924 | 91.387 | 847.6476 | 91.387 | 847.6476
3925 | 87.639 | 845.0213 | 87.639 | 845.0213
3926 | 84.9926 | 841.6417 | 84.9926 | 841.6417
3927 | 83.5258 | 845.4568 | 83.5258 | 845.4568
3928 | 82.928 | 852.2585 | 82.928 | 852.2585
3929 | 84.5303 | 862.64 | 84.5303 | 862.64
3930 | 87.4728 | 885.1794 | 87.4728 | 885.1794
3931 | 91.9962 | 897.7865 | 91.9962 | 897.7865
3932 | 96.5867 | 907.1819 | 96.5867 | 907.1819
3933 | 98.9786 | 908.1017 | 98.9786 | 908.1017
3934 | 102.9813 | 905.7615 | 102.9813 | 905.7615
3935 | 108.4068 | 898.6124 | 108.4068 | 898.6124
3936 | 108.6204 | 884.3421 | 108.6204 | 884.3421
3937 | 106.2938 | 870.6144 | 106.2938 | 870.6144
3938 | 108.1709 | 854.2777 | 108.1709 | 854.2777
3939 | 114.1054 | 849.9326 | 114.1054 | 849.9326
3940 | 118.4545 | 850.5917 | 118.4545 | 850.5917
3941 | 116.8507 | 854.5038 | 116.8507 | 854.5038
3942 | 112.4256 | 855.3473 | 112.4256 | 855.3473
3943 | 108.4046 | 852.8843 | 108.4046 | 852.8843
3944 | 105.7896 | 850.0271 | 105.7896 | 850.0271
3945 | 104.1202 | 839.8787 | 104.1202 | 839.8787
3946 | 99.8564 | 827.455 | 99.8564 | 827.455
3947 | 95.5024 | 815.9996 | 95.5024 | 815.9996
3948 | 90.6505 | 803.0865 | 90.6505 | 803.0865
3949 | 86.6768 | 789.9327 | 86.6768 | 789.9327
3950 | 84.6295 | 775.6893 | 84.6295 | 775.6893
3951 | 83.3743 | 767.647 | 83.3743 | 767.647
3952 | 83.4035 | 761.4857 | 83.4035 | 761.4857
3953 | 84.1288 | 757.6545 | 84.1288 | 757.6545
3954 | 86.3862 | 764.6672 | 86.3862 | 764.6672
3955 | 91.4864 | 763.2537 | 91.4864 | 763.2537
3956 | 95.9959 | 761.2725 | 95.9959 | 761.2725
3957 | 99.5021 | 755.847 | 99.5021 | 755.847
3958 | 103.4208 | 751.1514 | 103.4208 | 751.1514
3959 | 110.1278 | 742.7044 | 110.1278 | 742.7044
3960 | 109.5479 | 727.729 | 109.5479 | 727.729
3961 | 106.9526 | 710.4602 | 106.9526 | 710.4602
3962 | 109.2509 | 685.9515 | 109.2509 | 685.9515
3963 | 115.7837 | 669.9734 | 115.7837 | 669.9734
3964 | 118.6911 | 664.5596 | 118.6911 | 664.5596
3965 | 120.1278 | 667.6706 | 120.1278 | 667.6706
3966 | 116.5704 | 666.7835 | 116.5704 | 666.7835
3967 | 112.1356 | 660.2025 | 112.1356 | 660.2025
3968 | 108.5583 | 650.6315 | 108.5583 | 650.6315
3969 | 105.5452 | 641.2522 | 105.5452 | 641.2522
3970 | 101.6454 | 635.1417 | 101.6454 | 635.1417
3971 | 96.3937 | 628.0447 | 96.3937 | 628.0447
3972 | 91.6189 | 626.8287 | 91.6189 | 626.8287
3973 | 87.5239 | 634.0087 | 87.5239 | 634.0087
3974 | 85.1013 | 639.426 | 85.1013 | 639.426
3975 | 83.7413 | 643.1609 | 83.7413 | 643.1609
3976 | 83.5848 | 644.5948 | 83.5848 | 644.5948
3977 | 84.7613 | 648.7111 | 84.7613 | 648.7111
3978 | 87.553 | 662.3896 | 87.553 | 662.3896
3979 | 92.7323 | 665.8793 | 92.7323 | 665.8793
3980 | 98.6425 | 667.8238 | 98.6425 | 667.8238
3981 | 102.2953 | 669.3685 | 102.2953 | 669.3685
3982 | 105.8347 | 675.6329 | 105.8347 | 675.6329
3983 | 112.3023 | 680.5655 | 112.3023 | 680.5655
3984 | 111.4638 | 684.0972 | 111.4638 | 684.0972
3985 | 107.9468 | 691.0879 | 107.9468 | 691.0879
3986 | 108.6726 | 694.3478 | 108.6726 | 694.3478
3987 | 115.284 | 700.6583 | 115.284 | 700.6583
3988 | 119.8555 | 706.1404 | 119.8555 | 706.1404
3989 | 121.2945 | 714.5552 | 121.2945 | 714.5552
3990 | 117.7037 | 719.6769 | 117.7037 | 719.6769
3991 | 112.7948 | 721.6203 | 112.7948 | 721.6203
3992 | 109.4601 | 723.458 | 109.4601 | 723.458
3993 | 107.026 | 722.9237 | 107.026 | 722.9237
3994 | 102.1745 | 722.838 | 102.1745 | 722.838
3995 | 96.9524 | 720.2916 | 96.9524 | 720.2916
3996 | 91.3047 | 719.1076 | 91.3047 | 719.1076
3997 | 87.8797 | 722.1376 | 87.8797 | 722.1376
3998 | 85.0562 | 722.2351 | 85.0562 | 722.2351
3999 | 84.093 | 724.9445 | 84.093 | 724.9445
4000 | 83.9815 | 730.4804 | 83.9815 | 730.4804
4001 | 85.226 | 741.0542 | 85.226 | 741.0542
4002 | 88.6704 | 761.0459 | 88.6704 | 761.0459
4003 | 94.7282 | 769.5028 | 94.7282 | 769.5028
4004 | 102.3831 | 774.5559 | 102.3831 | 774.5559
4005 | 106.573 | 774.7066 | 106.573 | 774.7066
4006 | 108.6132 | 775.2186 | 108.6132 | 775.2186
4007 | 114.7868 | 773.5816 | 114.7868 | 773.5816
4008 | 113.6406 | 771.1846 | 113.6406 | 771.1846
4009 | 109.6452 | 772.8715 | 109.6452 | 772.8715
4010 | 110.129 | 770.5552 | 110.129 | 770.5552
4011 | 116.7141 | 775.5839 | 116.7141 | 775.5839
4012 | 120.1197 | 782.9408 | 120.1197 | 782.9408
4013 | 120.6358 | 793.8391 | 120.6358 | 793.8391
4014 | 117.8067 | 801.5566 | 117.8067 | 801.5566
4015 | 111.7423 | 806.2881 | 111.7423 | 806.2881
4016 | 109.3609 | 810.3851 | 109.3609 | 810.3851
4017 | 108.0068 | 808.1683 | 108.0068 | 808.1683
4018 | 103.4426 | 806.8488 | 103.4426 | 806.8488
4019 | 97.2821 | 811.2085 | 97.2821 | 811.2085
4020 | 91.9465 | 822.571 | 91.9465 | 822.571
4021 | 87.9252 | 836.5449 | 87.9252 | 836.5449
4022 | 85.6058 | 845.4393 | 85.6058 | 845.4393
4023 | 84.6152 | 857.3462 | 84.6152 | 857.3462
4024 | 84.5607 | 866.4553 | 84.5607 | 866.4553
4025 | 85.9878 | 873.3276 | 85.9878 | 873.3276
4026 | 89.5496 | 892.8386 | 89.5496 | 892.8386
4027 | 95.0842 | 905.9424 | 95.0842 | 905.9424
4028 | 102.5339 | 916.5235 | 102.5339 | 916.5235
4029 | 105.8716 | 919.4463 | 105.8716 | 919.4463
4030 | 109.5505 | 923.7238 | 109.5505 | 923.7238
4031 | 116.1064 | 927.054 | 116.1064 | 927.054
4032 | 115.1836 | 927.397 | 115.1836 | 927.397
4033 | 109.9043 | 929.116 | 109.9043 | 929.116
4034 | 112.3429 | 921.8806 | 112.3429 | 921.8806
4035 | 118.5392 | 921.0606 | 118.5392 | 921.0606
4036 | 123.0465 | 924.0752 | 123.0465 | 924.0752
4037 | 122.7048 | 931.3843 | 122.7048 | 931.3843
4038 | 118.8807 | 936.9707 | 118.8807 | 936.9707
4039 | 114.3058 | 941.3657 | 114.3058 | 941.3657
4040 | 111.7644 | 946.6324 | 111.7644 | 946.6324
4041 | 109.2913 | 949.479 | 109.2913 | 949.479
4042 | 104.5243 | 953.8158 | 104.5243 | 953.8158
4043 | 97.8045 | 955.131 | 97.8045 | 955.131
4044 | 92.6588 | 957.5364 | 92.6588 | 957.5364
4045 | 88.3389 | 964.4921 | 88.3389 | 964.4921
4046 | 85.6627 | 969.8292 | 85.6627 | 969.8292
4047 | 84.1016 | 976.5445 | 84.1016 | 976.5445
4048 | 83.9809 | 983.907 | 83.9809 | 983.907
4049 | 85.6065 | 995.1378 | 85.6065 | 995.1378
4050 | 88.9546 | 1015.0814 | 88.9546 | 1015.0814
4051 | 94.4541 | 1021.9841 | 94.4541 | 1021.9841
4052 | 102.5502 | 1024.906 | 102.5502 | 1024.906
4053 | 105.9581 | 1017.6539 | 105.9581 | 1017.6539
4054 | 108.0768 | 1007.302 | 108.0768 | 1007.302
4055 | 114.2806 | 996.0029 | 114.2806 | 996.0029
4056 | 114.4438 | 985.7864 | 114.4438 | 985.7864
4057 | 109.2668 | 982.2337 | 109.2668 | 982.2337
4058 | 110.0892 | 977.3377 | 110.0892 | 977.3377
4059 | 115.5938 | 985.9075 | 115.5938 | 985.9075
4060 | 119.1891 | 997.7509 | 119.1891 | 997.7509
4061 | 119.0721 | 1008.6653 | 119.0721 | 1008.6653
4062 | 116.3645 | 1012.8256 | 116.3645 | 1012.8256
4063 | 111.2991 | 1012.7341 | 111.2991 | 1012.7341
4064 | 107.9101 | 1012.5849 | 107.9101 | 1012.5849
4065 | 105.5787 | 1011.1051 | 105.5787 | 1011.1051
4066 | 101.738 | 1011.2758 | 101.738 | 1011.2758
4067 | 96.4686 | 1008.0565 | 96.4686 | 1008.0565
4068 | 90.7347 | 1004.7254 | 90.7347 | 1004.7254
4069 | 86.8642 | 1004.6468 | 86.8642 | 1004.6468
4070 | 84.0634 | 1001.4274 | 84.0634 | 1001.4274
4071 | 82.8453 | 1001.0764 | 82.8453 | 1001.0764
4072 | 82.2496 | 1001.9815 | 82.2496 | 1001.9815
4073 | 83.2559 | 1004.9121 | 83.2559 | 1004.9121
4074 | 86.4842 | 1017.9016 | 86.4842 | 1017.9016
4075 | 91.0165 | 1021.6156 | 91.0165 | 1021.6156
4076 | 97.9799 | 1025.5951 | 97.9799 | 1025.5951
4077 | 101.0527 | 1026.2585 | 101.0527 | 1026.2585
4078 | 104.5132 | 1028.6933 | 104.5132 | 1028.6933
4079 | 109.4877 | 1027.9857 | 109.4877 | 1027.9857
4080 | 109.587 | 1022.1116 | 109.587 | 1022.1116
4081 | 106.0681 | 1016.9725 | 106.0681 | 1016.9725
4082 | 107.9565 | 1008.6795 | 107.9565 | 1008.6795
4083 | 113.8279 | 1009.7824 | 113.8279 | 1009.7824
4084 | 117.7887 | 1013.2616 | 117.7887 | 1013.2616
4085 | 118.315 | 1018.2794 | 118.315 | 1018.2794
4086 | 113.9392 | 1017.0238 | 113.9392 | 1017.0238
4087 | 109.4502 | 1011.6445 | 109.4502 | 1011.6445
4088 | 106.0169 | 1007.1529 | 106.0169 | 1007.1529
4089 | 103.9655 | 1001.9077 | 103.9655 | 1001.9077
4090 | 100.9365 | 996.6304 | 100.9365 | 996.6304
4091 | 95.888 | 987.1779 | 95.888 | 987.1779
4092 | 91.0811 | 976.6683 | 91.0811 | 976.6683
4093 | 87.0961 | 967.4884 | 87.0961 | 967.4884
4094 | 84.45 | 948.9667 | 84.45 | 948.9667
4095 | 83.53 | 927.609 | 83.53 | 927.609
4096 | 82.9752 | 907.0426 | 82.9752 | 907.0426
4097 | 84.3456 | 890.4247 | 84.3456 | 890.4247
4098 | 86.5984 | 880.5487 | 86.5984 | 880.5487
4099 | 90.3947 | 863.288 | 90.3947 | 863.288
4100 | 94.3322 | 848.1836 | 94.3322 | 848.1836
4101 | 96.6678 | 838.4959 | 96.6678 | 838.4959
4102 | 100.1966 | 834.986 | 100.1966 | 834.986
4103 | 105.3044 | 830.3206 | 105.3044 | 830.3206
4104 | 106.6342 | 825.0874 | 106.6342 | 825.0874
4105 | 104.7725 | 824.1625 | 104.7725 | 824.1625
4106 | 106.4931 | 818.4333 | 106.4931 | 818.4333
4107 | 111.9177 | 812.5499 | 111.9177 | 812.5499
4108 | 115.4025 | 801.4158 | 115.4025 | 801.4158
4109 | 114.1135 | 795.137 | 114.1135 | 795.137
4110 | 112.0042 | 790.5165 | 112.0042 | 790.5165
4111 | 108.2933 | 787.076 | 108.2933 | 787.076
4112 | 106.6083 | 787.3594 | 106.6083 | 787.3594
4113 | 103.2987 | 797.3044 | 103.2987 | 797.3044
4114 | 100.3879 | 813.787 | 100.3879 | 813.787
4115 | 95.759 | 819.5247 | 95.759 | 819.5247
4116 | 91.5469 | 820.552 | 91.5469 | 820.552
4117 | 87.7322 | 824.271 | 87.7322 | 824.271
4118 | 85.6638 | 825.3299 | 85.6638 | 825.3299
4119 | 84.304 | 826.7895 | 84.304 | 826.7895
4120 | 83.4924 | 831.8446 | 83.4924 | 831.8446
4121 | 83.9058 | 844.5015 | 83.9058 | 844.5015
4122 | 85.9014 | 868.8516 | 85.9014 | 868.8516
4123 | 89.1549 | 878.302 | 89.1549 | 878.302
4124 | 93.3299 | 881.3361 | 93.3299 | 881.3361
4125 | 96.1662 | 879.8043 | 96.1662 | 879.8043
4126 | 99.9192 | 881.0373 | 99.9192 | 881.0373
4127 | 105.183 | 879.9612 | 105.183 | 879.9612
4128 | 105.8427 | 871.283 | 105.8427 | 871.283
4129 | 103.7696 | 860.4396 | 103.7696 | 860.4396
4130 | 104.9195 | 845.2885 | 104.9195 | 845.2885
4131 | 110.3233 | 841.4722 | 110.3233 | 841.4722
4132 | 114.0939 | 839.7599 | 114.0939 | 839.7599
4133 | 115.1901 | 845.0981 | 115.1901 | 845.0981
4134 | 111.8347 | 847.3516 | 111.8347 | 847.3516
4135 | 108.5263 | 842.9337 | 108.5263 | 842.9337
4136 | 106.1735 | 837.2564 | 106.1735 | 837.2564
4137 | 104.1696 | 832.1554 | 104.1696 | 832.1554
4138 | 101.3167 | 830.1629 | 101.3167 | 830.1629
4139 | 96.7218 | 826.2546 | 96.7218 | 826.2546
4140 | 92.3566 | 824.1092 | 92.3566 | 824.1092
4141 | 88.7086 | 825.5689 | 88.7086 | 825.5689
4142 | 86.1541 | 821.1477 | 86.1541 | 821.1477
4143 | 85.2895 | 819.9315 | 85.2895 | 819.9315
4144 | 84.2904 | 819.9072 | 84.2904 | 819.9072
4145 | 84.6282 | 822.1328 | 84.6282 | 822.1328
4146 | 86.356 | 834.1128 | 86.356 | 834.1128
4147 | 89.5225 | 836.2244 | 89.5225 | 836.2244
4148 | 94.2511 | 836.4064 | 94.2511 | 836.4064
4149 | 97.6431 | 833.4805 | 97.6431 | 833.4805
4150 | 101.3167 | 835.675 | 101.3167 | 835.675
4151 | 108.1426 | 843.0912 | 108.1426 | 843.0912
4152 | 107.2541 | 845.8057 | 107.2541 | 845.8057
4153 | 104.3475 | 848.7104 | 104.3475 | 848.7104
4154 | 106.1463 | 846.6666 | 106.1463 | 846.6666
4155 | 112.4993 | 847.6733 | 112.4993 | 847.6733
4156 | 116.2321 | 843.7978 | 116.2321 | 843.7978
4157 | 117.1084 | 842.2619 | 117.1084 | 842.2619
4158 | 114.0845 | 840.9422 | 114.0845 | 840.9422
4159 | 109.6974 | 840.0655 | 109.6974 | 840.0655
4160 | 106.3344 | 839.2273 | 106.3344 | 839.2273
4161 | 104.1807 | 835.0076 | 104.1807 | 835.0076
4162 | 101.5646 | 832.3421 | 101.5646 | 832.3421
4163 | 97.843 | 827.6646 | 97.843 | 827.6646
4164 | 93.1121 | 826.016 | 93.1121 | 826.016
4165 | 89.7064 | 831.0649 | 89.7064 | 831.0649
4166 | 87.0888 | 834.8478 | 87.0888 | 834.8478
4167 | 85.3639 | 838.2783 | 85.3639 | 838.2783
4168 | 84.5291 | 837.4208 | 84.5291 | 837.4208
4169 | 85.1603 | 839.5182 | 85.1603 | 839.5182
4170 | 88.1909 | 854.6067 | 88.1909 | 854.6067
4171 | 92.0794 | 858.4329 | 92.0794 | 858.4329
4172 | 97.0441 | 859.384 | 97.0441 | 859.384
4173 | 100.8289 | 859.791 | 100.8289 | 859.791
4174 | 104.2263 | 866.8245 | 104.2263 | 866.8245
4175 | 109.8967 | 873.8242 | 109.8967 | 873.8242
4176 | 111.5528 | 877.9167 | 111.5528 | 877.9167
4177 | 107.9731 | 881.8308 | 107.9731 | 881.8308
4178 | 108.4859 | 880.7164 | 108.4859 | 880.7164
4179 | 114.2503 | 877.4609 | 114.2503 | 877.4609
4180 | 118.2041 | 868.9866 | 118.2041 | 868.9866
4181 | 118.0292 | 864.4223 | 118.0292 | 864.4223
4182 | 116.3538 | 861.5163 | 116.3538 | 861.5163
4183 | 111.4901 | 857.8676 | 111.4901 | 857.8676
4184 | 107.179 | 851.6134 | 107.179 | 851.6134
4185 | 104.4669 | 841.6253 | 104.4669 | 841.6253
4186 | 102.633 | 833.9925 | 102.633 | 833.9925
4187 | 98.4287 | 826.6712 | 98.4287 | 826.6712
4188 | 94.4948 | 822.7472 | 94.4948 | 822.7472
4189 | 90.5565 | 825.5048 | 90.5565 | 825.5048
4190 | 87.3504 | 826.2752 | 87.3504 | 826.2752
4191 | 85.4274 | 826.2767 | 85.4274 | 826.2767
4192 | 84.4274 | 824.6982 | 84.4274 | 824.6982
4193 | 85.257 | 826.363 | 85.257 | 826.363
4194 | 88.2761 | 836.9169 | 88.2761 | 836.9169
4195 | 91.4378 | 831.0168 | 91.4378 | 831.0168
4196 | 96.1276 | 821.8891 | 96.1276 | 821.8891
4197 | 100.1774 | 812.4418 | 100.1774 | 812.4418
4198 | 103.3811 | 806.1278 | 103.3811 | 806.1278
4199 | 108.0331 | 798.2577 | 108.0331 | 798.2577
4200 | 109.5036 | 789.4513 | 109.5036 | 789.4513
4201 | 106.5971 | 784.5205 | 106.5971 | 784.5205
4202 | 107.2852 | 776.3076 | 107.2852 | 776.3076
4203 | 112.9311 | 773.1483 | 112.9311 | 773.1483
4204 | 116.7749 | 769.3369 | 116.7749 | 769.3369
4205 | 116.4443 | 769.0028 | 116.4443 | 769.0028
4206 | 113.7093 | 766.7537 | 113.7093 | 766.7537
4207 | 109.7961 | 762.448 | 109.7961 | 762.448
4208 | 105.8337 | 759.0941 | 105.8337 | 759.0941
4209 | 103.271 | 754.9705 | 103.271 | 754.9705
4210 | 99.8408 | 752.241 | 99.8408 | 752.241
4211 | 97.3727 | 746.8905 | 97.3727 | 746.8905
4212 | 94.3765 | 743.0947 | 94.3765 | 743.0947
4213 | 91.8066 | 743.9936 | 91.8066 | 743.9936
4214 | 89.114 | 743.7546 | 89.114 | 743.7546
4215 | 86.5415 | 750.1494 | 86.5415 | 750.1494
4216 | 85.2259 | 762.7836 | 85.2259 | 762.7836
4217 | 85.2586 | 779.9431 | 85.2586 | 779.9431
4218 | 87.4536 | 805.1744 | 87.4536 | 805.1744
4219 | 90.392 | 814.4486 | 90.392 | 814.4486
4220 | 93.2085 | 813.8454 | 93.2085 | 813.8454
4221 | 94.9763 | 804.9428 | 94.9763 | 804.9428
4222 | 97.9036 | 800.5035 | 97.9036 | 800.5035
4223 | 101.8521 | 799.4274 | 101.8521 | 799.4274
4224 | 102.3475 | 796.758 | 102.3475 | 796.758
4225 | 100.7596 | 794.3108 | 100.7596 | 794.3108
4226 | 102.3758 | 778.0382 | 102.3758 | 778.0382
4227 | 106.6863 | 769.0463 | 106.6863 | 769.0463
4228 | 110.008 | 769.8496 | 110.008 | 769.8496
4229 | 109.4509 | 773.1849 | 109.4509 | 773.1849
4230 | 106.5165 | 773.2753 | 106.5165 | 773.2753
4231 | 104.026 | 769.8989 | 104.026 | 769.8989
4232 | 101.2357 | 766.6091 | 101.2357 | 766.6091
4233 | 99.4563 | 759.9378 | 99.4563 | 759.9378
4234 | 96.9007 | 752.978 | 96.9007 | 752.978
4235 | 95.0792 | 744.3107 | 95.0792 | 744.3107
4236 | 92.877 | 742.6461 | 92.877 | 742.6461
4237 | 90.5874 | 751.1721 | 90.5874 | 751.1721
4238 | 88.0868 | 755.2754 | 88.0868 | 755.2754
4239 | 85.7408 | 759.6032 | 85.7408 | 759.6032
4240 | 84.7724 | 765.796 | 84.7724 | 765.796
4241 | 84.9619 | 776.0494 | 84.9619 | 776.0494
4242 | 86.7241 | 795.993 | 86.7241 | 795.993
4243 | 89.0531 | 805.4915 | 89.0531 | 805.4915
4244 | 92.046 | 814.8869 | 92.046 | 814.8869
4245 | 94.6862 | 817.9218 | 94.6862 | 817.9218
4246 | 98.7112 | 812.8736 | 98.7112 | 812.8736
4247 | 104.5049 | 801.19 | 104.5049 | 801.19
4248 | 106.9256 | 789.6756 | 106.9256 | 789.6756
4249 | 105.9377 | 785.1935 | 105.9377 | 785.1935
4250 | 107.9025 | 778.3106 | 107.9025 | 778.3106
4251 | 113.0215 | 775.1032 | 113.0215 | 775.1032
4252 | 117.0083 | 769.2728 | 117.0083 | 769.2728
4253 | 118.0314 | 765.8942 | 118.0314 | 765.8942
4254 | 113.6412 | 759.2387 | 113.6412 | 759.2387
4255 | 108.8206 | 750.0459 | 108.8206 | 750.0459
4256 | 104.8897 | 742.1573 | 104.8897 | 742.1573
4257 | 101.7431 | 737.505 | 101.7431 | 737.505
4258 | 99.6075 | 737.8679 | 99.6075 | 737.8679
4259 | 97.4162 | 736.0747 | 97.4162 | 736.0747
4260 | 95.1181 | 735.8682 | 95.1181 | 735.8682
4261 | 92.6956 | 740.1159 | 92.6956 | 740.1159
4262 | 89.9458 | 741.8798 | 89.9458 | 741.8798
4263 | 86.9651 | 743.0991 | 86.9651 | 743.0991
4264 | 85.3299 | 742.1454 | 85.3299 | 742.1454
4265 | 85.2734 | 744.1788 | 85.2734 | 744.1788
4266 | 86.8091 | 755.8703 | 86.8091 | 755.8703
4267 | 89.5796 | 756.8123 | 89.5796 | 756.8123
4268 | 92.2584 | 756.2411 | 92.2584 | 756.2411
4269 | 95.0187 | 756.3918 | 95.0187 | 756.3918
4270 | 99.0177 | 764.8995 | 99.0177 | 764.8995
4271 | 105.3054 | 781.4491 | 105.3054 | 781.4491
4272 | 107.2716 | 799.8986 | 107.2716 | 799.8986
4273 | 106.427 | 814.7087 | 106.427 | 814.7087
4274 | 107.472 | 820.8848 | 107.472 | 820.8848
4275 | 113.1386 | 832.6273 | 113.1386 | 832.6273
4276 | 116.9164 | 842.8684 | 116.9164 | 842.8684
4277 | 116.6516 | 842.6946 | 116.6516 | 842.6946
4278 | 113.6223 | 828.8285 | 113.6223 | 828.8285
4279 | 109.0769 | 815.9663 | 109.0769 | 815.9663
4280 | 105.5375 | 807.597 | 105.5375 | 807.597
4281 | 101.8553 | 803.0729 | 101.8553 | 803.0729
4282 | 99.254 | 802.8109 | 99.254 | 802.8109
4283 | 96.6334 | 798.3097 | 96.6334 | 798.3097
4284 | 94.7497 | 795.6035 | 94.7497 | 795.6035
4285 | 91.7983 | 797.4157 | 91.7983 | 797.4157
4286 | 88.8682 | 797.0165 | 88.8682 | 797.0165
4287 | 86.9633 | 798.9888 | 86.9633 | 798.9888
4288 | 85.5228 | 806.3193 | 85.5228 | 806.3193
4289 | 85.3399 | 820.931 | 85.3399 | 820.931
4290 | 86.6645 | 843.6787 | 86.6645 | 843.6787
4291 | 89.5042 | 853.3375 | 89.5042 | 853.3375
4292 | 92.0159 | 868.2129 | 92.0159 | 868.2129
4293 | 93.8056 | 880.4132 | 93.8056 | 880.4132
4294 | 97.725 | 886.6776 | 97.725 | 886.6776
4295 | 103.2415 | 881.3873 | 103.2415 | 881.3873
4296 | 106.1018 | 870.642 | 106.1018 | 870.642
4297 | 105.2853 | 865.1985 | 105.2853 | 865.1985
4298 | 107.301 | 859.982 | 107.301 | 859.982
4299 | 112.8151 | 847.481 | 112.8151 | 847.481
4300 | 115.8665 | 843.4613 | 115.8665 | 843.4613
4301 | 117.752 | 845.9954 | 117.752 | 845.9954
4302 | 114.1659 | 845.3006 | 114.1659 | 845.3006
4303 | 109.4035 | 841.732 | 109.4035 | 841.732
4304 | 106.0618 | 837.6089 | 106.0618 | 837.6089
4305 | 103.4851 | 831.883 | 103.4851 | 831.883
4306 | 101.0254 | 826.6378 | 101.0254 | 826.6378
4307 | 98.408 | 818.4672 | 98.408 | 818.4672
4308 | 95.8328 | 813.2293 | 95.8328 | 813.2293
4309 | 92.9248 | 813.7436 | 92.9248 | 813.7436
4310 | 90.4484 | 811.053 | 90.4484 | 811.053
4311 | 88.5097 | 808.3145 | 88.5097 | 808.3145
4312 | 87.4879 | 804.9894 | 87.4879 | 804.9894
4313 | 87.686 | 806.558 | 87.686 | 806.558
4314 | 88.936 | 820.3967 | 88.936 | 820.3967
4315 | 91.7732 | 825.7451 | 91.7732 | 825.7451
4316 | 95.0741 | 828.1383 | 95.0741 | 828.1383
4317 | 97.1618 | 826.3501 | 97.1618 | 826.3501
4318 | 101.5766 | 831.605 | 101.5766 | 831.605
4319 | 106.9075 | 842.3542 | 106.9075 | 842.3542
4320 | 109.4366 | 853.2726 | 109.4366 | 853.2726
4321 | 108.6258 | 865.7914 | 108.6258 | 865.7914
4322 | 109.1511 | 875.5087 | 109.1511 | 875.5087
4323 | 114.0121 | 890.8244 | 114.0121 | 890.8244
4324 | 118.8271 | 899.1908 | 118.8271 | 899.1908
4325 | 119.5348 | 904.2566 | 119.5348 | 904.2566
4326 | 116.4187 | 900.0046 | 116.4187 | 900.0046
4327 | 111.821 | 877.3521 | 111.821 | 877.3521
4328 | 107.245 | 850.5879 | 107.245 | 850.5879
4329 | 103.4505 | 833.0207 | 103.4505 | 833.0207
4330 | 101.7523 | 817.216 | 101.7523 | 817.216
4331 | 98.5644 | 800.601 | 98.5644 | 800.601
4332 | 96.1044 | 788.7936 | 96.1044 | 788.7936
4333 | 93.472 | 784.4688 | 93.472 | 784.4688
4334 | 90.9307 | 774.4074 | 90.9307 | 774.4074
4335 | 89.2504 | 767.6951 | 89.2504 | 767.6951
4336 | 87.646 | 766.0204 | 87.646 | 766.0204
4337 | 88.1412 | 768.2139 | 88.1412 | 768.2139
4338 | 89.9959 | 782.3731 | 89.9959 | 782.3731
4339 | 92.9499 | 787.6894 | 92.9499 | 787.6894
4340 | 96.7669 | 791.4446 | 96.7669 | 791.4446
4341 | 99.3867 | 789.5603 | 99.3867 | 789.5603
4342 | 102.701 | 785.81 | 102.701 | 785.81
4343 | 108.2247 | 779.7827 | 108.2247 | 779.7827
4344 | 110.3251 | 773.6201 | 110.3251 | 773.6201
4345 | 109.1036 | 771.7498 | 109.1036 | 771.7498
4346 | 110.7875 | 765.1233 | 110.7875 | 765.1233
4347 | 114.9708 | 762.7651 | 114.9708 | 762.7651
4348 | 119.5993 | 760.6522 | 119.5993 | 760.6522
4349 | 120.8879 | 762.305 | 120.8879 | 762.305
4350 | 117.8393 | 761.1135 | 117.8393 | 761.1135
4351 | 112.421 | 756.8238 | 112.421 | 756.8238
4352 | 107.9472 | 753.6301 | 107.9472 | 753.6301
4353 | 103.7556 | 751.3973 | 103.7556 | 751.3973
4354 | 101.2098 | 751.4879 | 101.2098 | 751.4879
4355 | 98.4982 | 745.5766 | 98.4982 | 745.5766
4356 | 92.6196 | 736.8135 | 92.6196 | 736.8135
4357 | 90.7095 | 732.5528 | 90.7095 | 732.5528
4358 | 88.7276 | 726.994 | 88.7276 | 726.994
4359 | 86.8231 | 724.9606 | 86.8231 | 724.9606
4360 | 85.3079 | 724.2633 | 85.3079 | 724.2633
4361 | 85.4783 | 725.7678 | 85.4783 | 725.7678
4362 | 87.4584 | 736.7383 | 87.4584 | 736.7383
4363 | 89.867 | 737.9046 | 89.867 | 737.9046
4364 | 93.3136 | 737.1091 | 93.3136 | 737.1091
4365 | 95.7699 | 734.3435 | 95.7699 | 734.3435
4366 | 99.5932 | 733.2051 | 99.5932 | 733.2051
4367 | 105.3552 | 729.7094 | 105.3552 | 729.7094
4368 | 107.0748 | 725.1653 | 107.0748 | 725.1653
4369 | 105.3525 | 724.5288 | 105.3525 | 724.5288
4370 | 107.3795 | 718.8636 | 107.3795 | 718.8636
4371 | 111.5241 | 718.1559 | 111.5241 | 718.1559
4372 | 115.026 | 717.9016 | 115.026 | 717.9016
4373 | 116.0858 | 720.5159 | 116.0858 | 720.5159
4374 | 112.0749 | 720.1736 | 112.0749 | 720.1736
4375 | 106.8043 | 718.3515 | 106.8043 | 718.3515
4376 | 103.2522 | 716.1353 | 103.2522 | 716.1353
4377 | 99.3625 | 713.1974 | 99.3625 | 713.1974
4378 | 96.1928 | 711.3972 | 96.1928 | 711.3972
4379 | 93.8261 | 703.1465 | 93.8261 | 703.1465
4380 | 92.5239 | 510.9986 | 92.5239 | 510.9986
4381 | 92.4414 | 510.868 | 92.4414 | 510.868
4382 | 90.574 | 511.7536 | 90.574 | 511.7536
4383 | 87.3721 | 517.6101 | 87.3721 | 517.6101
4384 | 85.7366 | 525.7246 | 85.7366 | 525.7246
4385 | 85.4846 | 534.0595 | 85.4846 | 534.0595
4386 | 86.1424 | 544.9597 | 86.1424 | 544.9597
4387 | 87.016 | 536.7486 | 87.016 | 536.7486
4388 | 87.658 | 523.5304 | 87.658 | 523.5304
4389 | 87.6198 | 506.9791 | 87.6198 | 506.9791
4390 | 88.6731 | 500.4259 | 88.6731 | 500.4259
4391 | 93.1268 | 499.1397 | 93.1268 | 499.1397
4392 | 95.3615 | 496.7323 | 95.3615 | 496.7323
4393 | 94.958 | 497.0702 | 94.958 | 497.0702
4394 | 97.4596 | 500.1794 | 97.4596 | 500.1794
4395 | 103.6794 | 505.0687 | 103.6794 | 505.0687
4396 | 107.4757 | 518.3347 | 107.4757 | 518.3347
4397 | 108.4171 | 541.862 | 108.4171 | 541.862
4398 | 106.1795 | 560.4348 | 106.1795 | 560.4348
4399 | 103.6882 | 553.5779 | 103.6882 | 553.5779
4400 | 101.6893 | 549.3477 | 101.6893 | 549.3477
4401 | 98.6515 | 576.7479 | 98.6515 | 576.7479
4402 | 96.3389 | 587.7627 | 96.3389 | 587.7627
4403 | 95.1232 | 555.1671 | 95.1232 | 555.1671
4404 | 93.4207 | 529.0504 | 93.4207 | 529.0504
4405 | 91.5261 | 514.4783 | 91.5261 | 514.4783
4406 | 89.5875 | 501.6937 | 89.5875 | 501.6937
4407 | 87.1485 | 492.2676 | 87.1485 | 492.2676
4408 | 85.4069 | 482.1725 | 85.4069 | 482.1725
4409 | 85.4853 | 479.9217 | 85.4853 | 479.9217
4410 | 86.4241 | 494.0993 | 86.4241 | 494.0993
4411 | 88.4063 | 493.6347 | 88.4063 | 493.6347
4412 | 90.8357 | 492.1589 | 90.8357 | 492.1589
4413 | 92.7307 | 496.516 | 92.7307 | 496.516
4414 | 95.3582 | 503.1073 | 95.3582 | 503.1073
4415 | 100.7959 | 508.078 | 100.7959 | 508.078
4416 | 103.293 | 512.348 | 103.293 | 512.348
4417 | 103.4671 | 513.825 | 103.4671 | 513.825
4418 | 106.0894 | 514.9363 | 106.0894 | 514.9363
4419 | 110.8911 | 517.074 | 110.8911 | 517.074
4420 | 115.3014 | 518.6677 | 115.3014 | 518.6677
4421 | 116.3466 | 523.0741 | 116.3466 | 523.0741
4422 | 113.4596 | 524.787 | 113.4596 | 524.787
4423 | 108.8149 | 522.1362 | 108.8149 | 522.1362
4424 | 105.9587 | 519.3082 | 105.9587 | 519.3082
4425 | 103.4007 | 516.7214 | 103.4007 | 516.7214
4426 | 100.4464 | 516.2216 | 100.4464 | 516.2216
4427 | 97.8207 | 514.0862 | 97.8207 | 514.0862
4428 | 95.6915 | 513.8203 | 95.6915 | 513.8203
4429 | 93.0315 | 515.4948 | 93.0315 | 515.4948
4430 | 90.6052 | 517.5372 | 90.6052 | 517.5372
4431 | 88.0668 | 519.0122 | 88.0668 | 519.0122
4432 | 86.4413 | 521.0276 | 86.4413 | 521.0276
4433 | 86.0501 | 528.9945 | 86.0501 | 528.9945
4434 | 87.2062 | 542.436 | 87.2062 | 542.436
4435 | 89.1849 | 537.7826 | 89.1849 | 537.7826
4436 | 91.4664 | 534.1161 | 91.4664 | 534.1161
4437 | 93.3746 | 531.9536 | 93.3746 | 531.9536
4438 | 96.6258 | 533.55 | 96.6258 | 533.55
4439 | 101.8422 | 535.8917 | 101.8422 | 535.8917
4440 | 104.2274 | 539.2328 | 104.2274 | 539.2328
4441 | 103.2866 | 541.1305 | 103.2866 | 541.1305
4442 | 106.2541 | 543.4686 | 106.2541 | 543.4686
4443 | 111.3615 | 544.3444 | 111.3615 | 544.3444
4444 | 115.9856 | 541.6267 | 115.9856 | 541.6267
4445 | 116.6175 | 542.5104 | 116.6175 | 542.5104
4446 | 114.6112 | 544.0656 | 114.6112 | 544.0656
4447 | 110.686 | 542.7643 | 110.686 | 542.7643
4448 | 107.3202 | 541.5662 | 107.3202 | 541.5662
4449 | 103.8984 | 540.1186 | 103.8984 | 540.1186
4450 | 100.1807 | 539.7766 | 100.1807 | 539.7766
4451 | 98.5204 | 537.5885 | 98.5204 | 537.5885
4452 | 95.3106 | 538.2515 | 95.3106 | 538.2515
4453 | 92.5495 | 541.7137 | 92.5495 | 541.7137
4454 | 89.5771 | 544.9303 | 89.5771 | 544.9303
4455 | 87.407 | 547.6321 | 87.407 | 547.6321
4456 | 85.8322 | 551.7156 | 85.8322 | 551.7156
4457 | 86.0325 | 560.4186 | 86.0325 | 560.4186
4458 | 86.7159 | 577.7508 | 86.7159 | 577.7508
4459 | 88.5395 | 581.3347 | 88.5395 | 581.3347
4460 | 90.3943 | 584.6961 | 90.3943 | 584.6961
4461 | 92.1733 | 585.2501 | 92.1733 | 585.2501
4462 | 95.4546 | 586.7764 | 95.4546 | 586.7764
4463 | 101.1642 | 590.7305 | 101.1642 | 590.7305
4464 | 103.1786 | 599.1366 | 103.1786 | 599.1366
4465 | 102.3983 | 609.6396 | 102.3983 | 609.6396
4466 | 103.5619 | 619.8819 | 103.5619 | 619.8819
4467 | 108.9283 | 630.4321 | 108.9283 | 630.4321
4468 | 113.6736 | 640.2455 | 113.6736 | 640.2455
4469 | 115.843 | 651.2066 | 115.843 | 651.2066
4470 | 113.51 | 659.667 | 113.51 | 659.667
4471 | 109.5129 | 664.1493 | 109.5129 | 664.1493
4472 | 107.2016 | 668.7523 | 107.2016 | 668.7523
4473 | 105.4483 | 672.7728 | 105.4483 | 672.7728
4474 | 102.5147 | 675.9184 | 102.5147 | 675.9184
4475 | 99.1261 | 673.9758 | 99.1261 | 673.9758
4476 | 95.3626 | 671.5191 | 95.3626 | 671.5191
4477 | 91.436 | 670.0916 | 91.436 | 670.0916
4478 | 88.8633 | 669.172 | 88.8633 | 669.172
4479 | 86.772 | 671.611 | 86.772 | 671.611
4480 | 85.0611 | 676.08 | 85.0611 | 676.08
4481 | 85.3515 | 684.1871 | 85.3515 | 684.1871
4482 | 86.0895 | 704.0256 | 86.0895 | 704.0256
4483 | 88.6476 | 711.9559 | 88.6476 | 711.9559
4484 | 91.297 | 719.2606 | 91.297 | 719.2606
4485 | 93.6473 | 721.3569 | 93.6473 | 721.3569
4486 | 97.0507 | 725.7224 | 97.0507 | 725.7224
4487 | 102.6471 | 734.1983 | 102.6471 | 734.1983
4488 | 104.0601 | 743.4631 | 104.0601 | 743.4631
4489 | 103.4813 | 751.197 | 103.4813 | 751.197
4490 | 104.334 | 756.7248 | 104.334 | 756.7248
4491 | 109.7356 | 763.4719 | 109.7356 | 763.4719
4492 | 114.3612 | 771.0068 | 114.3612 | 771.0068
4493 | 115.7738 | 775.6236 | 115.7738 | 775.6236
4494 | 113.7091 | 773.0075 | 113.7091 | 773.0075
4495 | 110.0153 | 767.3949 | 110.0153 | 767.3949
4496 | 108.2033 | 763.5328 | 108.2033 | 763.5328
4497 | 106.6316 | 757.1779 | 106.6316 | 757.1779
4498 | 102.9625 | 750.474 | 102.9625 | 750.474
4499 | 99.1968 | 744.4828 | 99.1968 | 744.4828
4500 | 95.2687 | 743.4283 | 95.2687 | 743.4283
4501 | 91.6167 | 744.1914 | 91.6167 | 744.1914
4502 | 88.7741 | 744.3935 | 88.7741 | 744.3935
4503 | 86.9119 | 747.9016 | 86.9119 | 747.9016
4504 | 85.5849 | 753.4046 | 85.5849 | 753.4046
4505 | 85.5958 | 761.9148 | 85.5958 | 761.9148
4506 | 87.2018 | 780.3688 | 87.2018 | 780.3688
4507 | 90.5815 | 782.9887 | 90.5815 | 782.9887
4508 | 95.1952 | 784.4398 | 95.1952 | 784.4398
4509 | 96.7787 | 779.8236 | 96.7787 | 779.8236
4510 | 100.2575 | 774.8478 | 100.2575 | 774.8478
4511 | 107.3326 | 768.8822 | 107.3326 | 768.8822
4512 | 107.3389 | 763.6706 | 107.3389 | 763.6706
4513 | 104.9281 | 758.33 | 104.9281 | 758.33
4514 | 107.3271 | 753.7278 | 107.3271 | 753.7278
4515 | 112.7831 | 753.9552 | 112.7831 | 753.9552
4516 | 117.7617 | 756.916 | 117.7617 | 756.916
4517 | 118.2855 | 762.5843 | 118.2855 | 762.5843
4518 | 115.3936 | 766.4703 | 115.3936 | 766.4703
4519 | 111.4328 | 765.5021 | 111.4328 | 765.5021
4520 | 109.3184 | 764.6545 | 109.3184 | 764.6545
4521 | 106.5957 | 761.612 | 106.5957 | 761.612
4522 | 103.2458 | 755.1008 | 103.2458 | 755.1008
4523 | 99.2654 | 746.9715 | 99.2654 | 746.9715
4524 | 94.7144 | 742.9726 | 94.7144 | 742.9726
4525 | 90.5343 | 741.545 | 90.5343 | 741.545
4526 | 88.5819 | 740.8357 | 88.5819 | 740.8357
4527 | 86.698 | 743.45 | 86.698 | 743.45
4528 | 85.2829 | 747.9015 | 85.2829 | 747.9015
4529 | 85.8268 | 757.2704 | 85.8268 | 757.2704
4530 | 87.6868 | 776.7409 | 87.6868 | 776.7409
4531 | 91.6516 | 782.9361 | 91.6516 | 782.9361
4532 | 97.9354 | 787.314 | 97.9354 | 787.314
4533 | 101.5836 | 784.7134 | 101.5836 | 784.7134
4534 | 105.4741 | 781.9633 | 105.4741 | 781.9633
4535 | 112.2774 | 779.1524 | 112.2774 | 779.1524
4536 | 112.0758 | 780.5657 | 112.0758 | 780.5657
4537 | 108.8487 | 782.1128 | 108.8487 | 782.1128
4538 | 110.5025 | 787.4654 | 110.5025 | 787.4654
4539 | 115.3693 | 794.4403 | 115.3693 | 794.4403
4540 | 120.4716 | 799.5567 | 120.4716 | 799.5567
4541 | 121.6562 | 806.592 | 121.6562 | 806.592
4542 | 119.1471 | 811.5997 | 119.1471 | 811.5997
4543 | 113.733 | 812.6119 | 113.733 | 812.6119
4544 | 111.0825 | 814.3231 | 111.0825 | 814.3231
4545 | 108.5675 | 814.3126 | 108.5675 | 814.3126
4546 | 105.5618 | 815.4253 | 105.5618 | 815.4253
4547 | 99.6096 | 818.3724 | 99.6096 | 818.3724
4548 | 94.472 | 827.8159 | 94.472 | 827.8159
4549 | 90.7003 | 842.5122 | 90.7003 | 842.5122
4550 | 88.4595 | 857.0681 | 88.4595 | 857.0681
4551 | 86.5565 | 870.4608 | 86.5565 | 870.4608
4552 | 85.0692 | 882.133 | 85.0692 | 882.133
4553 | 85.7913 | 897.4608 | 85.7913 | 897.4608
4554 | 87.959 | 922.82 | 87.959 | 922.82
4555 | 92.453 | 935.0267 | 92.453 | 935.0267
4556 | 99.116 | 948.448 | 99.116 | 948.448
4557 | 101.7969 | 957.6248 | 101.7969 | 957.6248
4558 | 105.4142 | 965.6707 | 105.4142 | 965.6707
4559 | 112.5831 | 971.0795 | 112.5831 | 971.0795
4560 | 111.3042 | 975.2268 | 111.3042 | 975.2268
4561 | 108.0129 | 977.4925 | 108.0129 | 977.4925
4562 | 109.8313 | 978.7965 | 109.8313 | 978.7965
4563 | 114.8148 | 981.3023 | 114.8148 | 981.3023
4564 | 119.531 | 985.2445 | 119.531 | 985.2445
4565 | 120.588 | 993.6819 | 120.588 | 993.6819
4566 | 119.1141 | 1000.2845 | 119.1141 | 1000.2845
4567 | 113.3454 | 1002.2957 | 113.3454 | 1002.2957
4568 | 110.7152 | 1004.077 | 110.7152 | 1004.077
4569 | 108.5716 | 1002.5417 | 108.5716 | 1002.5417
4570 | 105.0787 | 1000.5873 | 105.0787 | 1000.5873
4571 | 99.7414 | 996.5941 | 99.7414 | 996.5941
4572 | 94.6419 | 993.6468 | 94.6419 | 993.6468
4573 | 90.7474 | 992.0965 | 90.7474 | 992.0965
4574 | 88.0909 | 990.7563 | 88.0909 | 990.7563
4575 | 86.5053 | 992.8623 | 86.5053 | 992.8623
4576 | 85.358 | 996.3499 | 85.358 | 996.3499
4577 | 86.3366 | 1003.9662 | 86.3366 | 1003.9662
4578 | 88.425 | 1022.3501 | 88.425 | 1022.3501
4579 | 93.0759 | 1028.2299 | 93.0759 | 1028.2299
4580 | 99.6667 | 1033.0284 | 99.6667 | 1033.0284
4581 | 103.4136 | 1032.5133 | 103.4136 | 1032.5133
4582 | 106.3012 | 1030.955 | 106.3012 | 1030.955
4583 | 113.7978 | 1027.5132 | 113.7978 | 1027.5132
4584 | 113.0974 | 1023.5459 | 113.0974 | 1023.5459
4585 | 109.6356 | 1017.3466 | 109.6356 | 1017.3466
4586 | 110.8717 | 1011.1145 | 110.8717 | 1011.1145
4587 | 115.8096 | 1009.4491 | 115.8096 | 1009.4491
4588 | 121.0075 | 1011.9716 | 121.0075 | 1011.9716
4589 | 121.9861 | 1018.5338 | 121.9861 | 1018.5338
4590 | 119.5028 | 1022.2095 | 119.5028 | 1022.2095
4591 | 114.4678 | 1020.2423 | 114.4678 | 1020.2423
4592 | 111.3318 | 1018.4483 | 111.3318 | 1018.4483
4593 | 108.0901 | 1018.3677 | 108.0901 | 1018.3677
4594 | 104.5891 | 1019.6381 | 104.5891 | 1019.6381
4595 | 99.3389 | 1015.8552 | 99.3389 | 1015.8552
4596 | 94.6553 | 1013.4862 | 94.6553 | 1013.4862
4597 | 90.7241 | 1013.8638 | 90.7241 | 1013.8638
4598 | 88.2811 | 1015.4329 | 88.2811 | 1015.4329
4599 | 86.594 | 1015.4533 | 86.594 | 1015.4533
4600 | 85.279 | 1014.5944 | 85.279 | 1014.5944
4601 | 85.7882 | 1018.6179 | 85.7882 | 1018.6179
4602 | 87.4786 | 1031.0605 | 87.4786 | 1031.0605
4603 | 91.6375 | 1030.7185 | 91.6375 | 1030.7185
4604 | 97.0611 | 1031.416 | 97.0611 | 1031.416
4605 | 100.9832 | 1032.0401 | 100.9832 | 1032.0401
4606 | 104.5195 | 1032.988 | 104.5195 | 1032.988
4607 | 110.934 | 1029.0029 | 110.934 | 1029.0029
4608 | 111.6241 | 1024.282 | 111.6241 | 1024.282
4609 | 109.27 | 1019.2394 | 109.27 | 1019.2394
4610 | 110.6163 | 1013.9362 | 110.6163 | 1013.9362
4611 | 115.4183 | 1008.713 | 115.4183 | 1008.713
4612 | 120.9069 | 1003.2963 | 120.9069 | 1003.2963
4613 | 122.5662 | 1002.4624 | 122.5662 | 1002.4624
4614 | 120.2988 | 999.8288 | 120.2988 | 999.8288
4615 | 115.5026 | 991.0615 | 115.5026 | 991.0615
4616 | 112.3894 | 980.7849 | 112.3894 | 980.7849
4617 | 109.2566 | 959.7082 | 109.2566 | 959.7082
4618 | 105.5421 | 936.1092 | 105.5421 | 936.1092
4619 | 100.8858 | 910.2436 | 100.8858 | 910.2436
4620 | 96.8429 | 891.9785 | 96.8429 | 891.9785
4621 | 92.7194 | 878.1951 | 92.7194 | 878.1951
4622 | 89.7142 | 868.1971 | 89.7142 | 868.1971
4623 | 87.6681 | 865.4484 | 87.6681 | 865.4484
4624 | 86.4746 | 868.7081 | 86.4746 | 868.7081
4625 | 86.9947 | 876.8152 | 86.9947 | 876.8152
4626 | 88.2187 | 894.0248 | 88.2187 | 894.0248
4627 | 91.288 | 897.5561 | 91.288 | 897.5561
4628 | 95.8697 | 901.4783 | 95.8697 | 901.4783
4629 | 98.7633 | 902.7158 | 98.7633 | 902.7158
4630 | 101.932 | 904.6978 | 101.932 | 904.6978
4631 | 108.1924 | 906.1282 | 108.1924 | 906.1282
4632 | 108.1658 | 910.4332 | 108.1658 | 910.4332
4633 | 106.471 | 915.6959 | 106.471 | 915.6959
4634 | 108.0756 | 922.6433 | 108.0756 | 922.6433
4635 | 112.71 | 931.6162 | 112.71 | 931.6162
4636 | 117.567 | 937.4161 | 117.567 | 937.4161
4637 | 119.1261 | 940.8586 | 119.1261 | 940.8586
4638 | 116.4062 | 938.7508 | 116.4062 | 938.7508
4639 | 111.9686 | 931.5959 | 111.9686 | 931.5959
4640 | 109.2982 | 926.0863 | 109.2982 | 926.0863
4641 | 106.6962 | 920.0469 | 106.6962 | 920.0469
4642 | 103.5342 | 914.342 | 103.5342 | 914.342
4643 | 98.8363 | 905.3013 | 98.8363 | 905.3013
4644 | 94.6899 | 897.7621 | 94.6899 | 897.7621
4645 | 90.8179 | 893.0747 | 90.8179 | 893.0747
4646 | 88.5032 | 888.1066 | 88.5032 | 888.1066
4647 | 86.8228 | 880.4156 | 86.8228 | 880.4156
4648 | 85.5043 | 872.2133 | 85.5043 | 872.2133
4649 | 85.5724 | 870.979 | 85.5724 | 870.979
4650 | 86.6632 | 882.0721 | 86.6632 | 882.0721
4651 | 90.022 | 885.025 | 90.022 | 885.025
4652 | 93.8136 | 893.0483 | 93.8136 | 893.0483
4653 | 96.3144 | 903.6272 | 96.3144 | 903.6272
4654 | 101.1009 | 919.1743 | 101.1009 | 919.1743
4655 | 107.2208 | 928.1759 | 107.2208 | 928.1759
4656 | 107.4946 | 926.1014 | 107.4946 | 926.1014
4657 | 105.5782 | 916.0289 | 105.5782 | 916.0289
4658 | 107.2934 | 903.908 | 107.2934 | 903.908
4659 | 111.6857 | 892.1477 | 111.6857 | 892.1477
4660 | 116.6487 | 884.6453 | 116.6487 | 884.6453
4661 | 118.9607 | 887.0363 | 118.9607 | 887.0363
4662 | 116.1014 | 894.1471 | 116.1014 | 894.1471
4663 | 110.8617 | 898.279 | 110.8617 | 898.279
4664 | 108.8855 | 900.0778 | 108.8855 | 900.0778
4665 | 106.3843 | 904.7467 | 106.3843 | 904.7467
4666 | 102.083 | 916.8306 | 102.083 | 916.8306
4667 | 97.0874 | 926.4726 | 97.0874 | 926.4726
4668 | 92.8222 | 933.2873 | 92.8222 | 933.2873
4669 | 88.765 | 937.5206 | 88.765 | 937.5206
4670 | 86.2177 | 941.1052 | 86.2177 | 941.1052
4671 | 84.6325 | 941.2483 | 84.6325 | 941.2483
4672 | 83.4541 | 944.1049 | 83.4541 | 944.1049
4673 | 83.6012 | 958.7842 | 83.6012 | 958.7842
4674 | 85.4794 | 990.5053 | 85.4794 | 990.5053
4675 | 89.3354 | 1011.9307 | 89.3354 | 1011.9307
4676 | 94.3367 | 1029.8912 | 94.3367 | 1029.8912
4677 | 96.1931 | 1038.4721 | 96.1931 | 1038.4721
4678 | 99.3515 | 1040.2087 | 99.3515 | 1040.2087
4679 | 105.9503 | 1036.4689 | 105.9503 | 1036.4689
4680 | 106.7002 | 1031.0821 | 106.7002 | 1031.0821
4681 | 103.6524 | 1024.2694 | 103.6524 | 1024.2694
4682 | 104.5582 | 1015.7063 | 104.5582 | 1015.7063
4683 | 109.5421 | 1004.1037 | 109.5421 | 1004.1037
4684 | 114.1739 | 986.6641 | 114.1739 | 986.6641
4685 | 116.7861 | 972.7384 | 116.7861 | 972.7384
4686 | 114.0173 | 963.2872 | 114.0173 | 963.2872
4687 | 108.9888 | 949.7002 | 108.9888 | 949.7002
4688 | 106.9843 | 938.337 | 106.9843 | 938.337
4689 | 104.5772 | 927.3553 | 104.5772 | 927.3553
4690 | 101.0755 | 918.776 | 101.0755 | 918.776
4691 | 96.4129 | 909.4374 | 96.4129 | 909.4374
4692 | 91.6701 | 903.1251 | 91.6701 | 903.1251
4693 | 87.4221 | 901.9428 | 87.4221 | 901.9428
4694 | 84.9616 | 901.4965 | 84.9616 | 901.4965
4695 | 82.8569 | 895.523 | 82.8569 | 895.523
4696 | 82.0565 | 885.5506 | 82.0565 | 885.5506
4697 | 82.6031 | 883.8606 | 82.6031 | 883.8606
4698 | 85.0255 | 899.7207 | 85.0255 | 899.7207
4699 | 90.5848 | 906.284 | 90.5848 | 906.284
4700 | 98.1968 | 914.3599 | 98.1968 | 914.3599
4701 | 101.6178 | 920.4171 | 101.6178 | 920.4171
4702 | 104.5655 | 918.1052 | 104.5655 | 918.1052
4703 | 111.6765 | 903.9024 | 111.6765 | 903.9024
4704 | 110.9745 | 894.2918 | 110.9745 | 894.2918
4705 | 106.9372 | 887.777 | 106.9372 | 887.777
4706 | 109.2446 | 882.0882 | 109.2446 | 882.0882
4707 | 112.5877 | 879.4063 | 112.5877 | 879.4063
4708 | 118.7051 | 878.669 | 118.7051 | 878.669
4709 | 121.4278 | 881.13 | 121.4278 | 881.13
4710 | 119.8186 | 881.581 | 119.8186 | 881.581
4711 | 113.3453 | 877.6158 | 113.3453 | 877.6158
4712 | 111.1255 | 872.7547 | 111.1255 | 872.7547
4713 | 109.3246 | 865.0329 | 109.3246 | 865.0329
4714 | 103.4787 | 856.4536 | 103.4787 | 856.4536
4715 | 98.1309 | 846.0809 | 98.1309 | 846.0809
4716 | 93.0712 | 838.5243 | 93.0712 | 838.5243
4717 | 88.787 | 833.3461 | 88.787 | 833.3461
4718 | 86.7121 | 830.2884 | 86.7121 | 830.2884
4719 | 85.4548 | 832.2191 | 85.4548 | 832.2191
4720 | 84.044 | 835.4613 | 84.044 | 835.4613
4721 | 84.8999 | 842.1137 | 84.8999 | 842.1137
4722 | 87.8842 | 859.1656 | 87.8842 | 859.1656
4723 | 93.0202 | 862.9423 | 93.0202 | 862.9423
4724 | 101.9758 | 867.0573 | 101.9758 | 867.0573
4725 | 104.1276 | 864.4917 | 104.1276 | 864.4917
4726 | 107.0454 | 856.6415 | 107.0454 | 856.6415
4727 | 114.1769 | 843.0171 | 114.1769 | 843.0171
4728 | 113.6654 | 828.1662 | 113.6654 | 828.1662
4729 | 109.5339 | 815.2194 | 109.5339 | 815.2194
4730 | 110.6954 | 804.7986 | 110.6954 | 804.7986
4731 | 114.7538 | 801.03 | 114.7538 | 801.03
4732 | 121.4609 | 802.7639 | 121.4609 | 802.7639
4733 | 124.5299 | 809.2034 | 124.5299 | 809.2034
4734 | 122.7004 | 814.1936 | 122.7004 | 814.1936
4735 | 116.7064 | 815.4687 | 116.7064 | 815.4687
4736 | 113.3897 | 817.2324 | 113.3897 | 817.2324
4737 | 110.6422 | 814.0322 | 110.6422 | 814.0322
4738 | 106.3081 | 810.0098 | 106.3081 | 810.0098
4739 | 100.9381 | 806.297 | 100.9381 | 806.297
4740 | 94.845 | 806.4868 | 94.845 | 806.4868
4741 | 90.5962 | 809.8263 | 90.5962 | 809.8263
4742 | 88.9944 | 811.6407 | 88.9944 | 811.6407
4743 | 87.4956 | 816.621 | 87.4956 | 816.621
4744 | 87.0393 | 824.1395 | 87.0393 | 824.1395
4745 | 87.7425 | 832.3868 | 87.7425 | 832.3868
4746 | 90.6484 | 849.8943 | 90.6484 | 849.8943
4747 | 95.9257 | 854.7401 | 95.9257 | 854.7401
4748 | 102.913 | 860.7304 | 102.913 | 860.7304
4749 | 105.9866 | 865.5958 | 105.9866 | 865.5958
4750 | 109.1011 | 873.6943 | 109.1011 | 873.6943
4751 | 114.6065 | 886.1135 | 114.6065 | 886.1135
4752 | 113.1373 | 899.129 | 113.1373 | 899.129
4753 | 109.8719 | 906.6875 | 109.8719 | 906.6875
4754 | 111.6767 | 909.4462 | 111.6767 | 909.4462
4755 | 115.2431 | 908.8674 | 115.2431 | 908.8674
4756 | 121.2871 | 903.8538 | 121.2871 | 903.8538
4757 | 123.9078 | 896.991 | 123.9078 | 896.991
4758 | 121.0023 | 884.5429 | 121.0023 | 884.5429
4759 | 115.1162 | 863.6301 | 115.1162 | 863.6301
4760 | 112.7509 | 837.7553 | 112.7509 | 837.7553
4761 | 110.9833 | 806.6012 | 110.9833 | 806.6012
4762 | 105.7421 | 778.3403 | 105.7421 | 778.3403
4763 | 100.2355 | 754.8932 | 100.2355 | 754.8932
4764 | 95.1004 | 738.1705 | 95.1004 | 738.1705
4765 | 91.4799 | 727.7521 | 91.4799 | 727.7521
4766 | 89.3623 | 723.6428 | 89.3623 | 723.6428
4767 | 87.8528 | 725.0828 | 87.8528 | 725.0828
4768 | 86.8762 | 724.1363 | 86.8762 | 724.1363
4769 | 87.5038 | 726.0391 | 87.5038 | 726.0391
4770 | 89.8713 | 741.4961 | 89.8713 | 741.4961
4771 | 94.316 | 747.4986 | 94.316 | 747.4986
4772 | 99.9729 | 753.594 | 99.9729 | 753.594
4773 | 103.3198 | 753.412 | 103.3198 | 753.412
4774 | 106.8978 | 749.7856 | 106.8978 | 749.7856
4775 | 113.4803 | 741.1561 | 113.4803 | 741.1561
4776 | 113.742 | 729.4949 | 113.742 | 729.4949
4777 | 110.7666 | 717.3192 | 110.7666 | 717.3192
4778 | 112.291 | 706.8108 | 112.291 | 706.8108
4779 | 116.0647 | 702.6216 | 116.0647 | 702.6216
4780 | 122.202 | 704.6359 | 122.202 | 704.6359
4781 | 125.3062 | 715.6321 | 125.3062 | 715.6321
4782 | 122.6641 | 728.2286 | 122.6641 | 728.2286
4783 | 118.0745 | 733.7625 | 118.0745 | 733.7625
4784 | 114.2917 | 738.8211 | 114.2917 | 738.8211
4785 | 111.8592 | 742.8592 | 111.8592 | 742.8592
4786 | 108.3771 | 748.4585 | 108.3771 | 748.4585
4787 | 101.9847 | 756.4355 | 101.9847 | 756.4355
4788 | 96.7093 | 767.0533 | 96.7093 | 767.0533
4789 | 92.9862 | 778.7877 | 92.9862 | 778.7877
4790 | 90.5485 | 788.7693 | 90.5485 | 788.7693
4791 | 88.9304 | 798.6393 | 88.9304 | 798.6393
4792 | 87.9445 | 809.295 | 87.9445 | 809.295
4793 | 88.5966 | 824.1321 | 88.5966 | 824.1321
4794 | 90.5778 | 847.1252 | 90.5778 | 847.1252
4795 | 94.0489 | 855.2308 | 94.0489 | 855.2308
4796 | 98.211 | 861.8696 | 98.211 | 861.8696
4797 | 100.9843 | 863.2123 | 100.9843 | 863.2123
4798 | 104.3004 | 863.4066 | 104.3004 | 863.4066
4799 | 111.1316 | 862.9266 | 111.1316 | 862.9266
4800 | 112.1014 | 861.7986 | 112.1014 | 861.7986
4801 | 109.5013 | 856.3529 | 109.5013 | 856.3529
4802 | 109.1608 | 847.0011 | 109.1608 | 847.0011
4803 | 112.3966 | 838.115 | 112.3966 | 838.115
4804 | 119.034 | 830.2797 | 119.034 | 830.2797
4805 | 121.7397 | 824.2407 | 121.7397 | 824.2407
4806 | 119.5551 | 815.2276 | 119.5551 | 815.2276
4807 | 115.0402 | 801.8159 | 115.0402 | 801.8159
4808 | 111.5307 | 783.6176 | 111.5307 | 783.6176
4809 | 109.3453 | 762.5234 | 109.3453 | 762.5234
4810 | 105.9551 | 743.5337 | 105.9551 | 743.5337
4811 | 100.948 | 725.8176 | 100.948 | 725.8176
4812 | 96.3726 | 713.0557 | 96.3726 | 713.0557
4813 | 92.3091 | 706.1425 | 92.3091 | 706.1425
4814 | 90.1124 | 702.0683 | 90.1124 | 702.0683
4815 | 88.61 | 699.7752 | 88.61 | 699.7752
4816 | 87.4644 | 700.4061 | 87.4644 | 700.4061
4817 | 87.746 | 710.2307 | 87.746 | 710.2307
4818 | 89.3226 | 737.2022 | 89.3226 | 737.2022
4819 | 92.4524 | 757.7162 | 92.4524 | 757.7162
4820 | 96.3123 | 776.0624 | 96.3123 | 776.0624
4821 | 99.0016 | 782.7505 | 99.0016 | 782.7505
4822 | 103.072 | 774.5323 | 103.072 | 774.5323
4823 | 109.2117 | 756.5088 | 109.2117 | 756.5088
4824 | 109.6136 | 744.7601 | 109.6136 | 744.7601
4825 | 106.1917 | 740.3659 | 106.1917 | 740.3659
4826 | 108.3809 | 739.8472 | 108.3809 | 739.8472
4827 | 112.0663 | 744.7191 | 112.0663 | 744.7191
4828 | 118.5777 | 755.8293 | 118.5777 | 755.8293
4829 | 121.0259 | 774.9401 | 121.0259 | 774.9401
4830 | 117.872 | 792.7768 | 117.872 | 792.7768
4831 | 113.3166 | 800.0984 | 113.3166 | 800.0984
4832 | 110.7418 | 799.9868 | 110.7418 | 799.9868
4833 | 108.5856 | 796.7341 | 108.5856 | 796.7341
4834 | 105.0089 | 795.9539 | 105.0089 | 795.9539
4835 | 100.0047 | 794.9927 | 100.0047 | 794.9927
4836 | 94.7968 | 791.2917 | 94.7968 | 791.2917
4837 | 90.7525 | 784.8517 | 90.7525 | 784.8517
4838 | 88.7163 | 779.13 | 88.7163 | 779.13
4839 | 86.9923 | 776.6267 | 86.9923 | 776.6267
4840 | 86.2882 | 775.207 | 86.2882 | 775.207
4841 | 86.9615 | 778.7748 | 86.9615 | 778.7748
4842 | 88.7 | 794.67 | 88.7 | 794.67
4843 | 93.5648 | 797.1672 | 93.5648 | 797.1672
4844 | 98.7563 | 798.3729 | 98.7563 | 798.3729
4845 | 100.8689 | 798.997 | 100.8689 | 798.997
4846 | 103.8586 | 806.4646 | 103.8586 | 806.4646
4847 | 110.895 | 808.6311 | 110.895 | 808.6311
4848 | 110.2751 | 807.6608 | 110.2751 | 807.6608
4849 | 105.9861 | 807.0172 | 105.9861 | 807.0172
4850 | 107.0434 | 806.9017 | 107.0434 | 806.9017
4851 | 111.179 | 809.3198 | 111.179 | 809.3198
4852 | 117.6772 | 811.7197 | 117.6772 | 811.7197
4853 | 120.1815 | 815.2849 | 120.1815 | 815.2849
4854 | 118.6334 | 812.8616 | 118.6334 | 812.8616
4855 | 113.8178 | 803.6036 | 113.8178 | 803.6036
4856 | 111.2445 | 791.5568 | 111.2445 | 791.5568
4857 | 108.6603 | 782.2927 | 108.6603 | 782.2927
4858 | 105.0165 | 777.7795 | 105.0165 | 777.7795
4859 | 99.8283 | 770.9295 | 99.8283 | 770.9295
4860 | 94.5507 | 768.0172 | 94.5507 | 768.0172
4861 | 90.8246 | 770.6557 | 90.8246 | 770.6557
4862 | 88.5735 | 776.7991 | 88.5735 | 776.7991
4863 | 86.4392 | 786.7041 | 86.4392 | 786.7041
4864 | 86.0481 | 798.1485 | 86.0481 | 798.1485
4865 | 86.693 | 811.6711 | 86.693 | 811.6711
4866 | 89.4915 | 829.7395 | 89.4915 | 829.7395
4867 | 95.4761 | 830.8171 | 95.4761 | 830.8171
4868 | 102.6102 | 830.6733 | 102.6102 | 830.6733
4869 | 105.9612 | 827.3891 | 105.9612 | 827.3891
4870 | 108.6772 | 826.1113 | 108.6772 | 826.1113
4871 | 114.729 | 826.753 | 114.729 | 826.753
4872 | 113.4042 | 827.2198 | 113.4042 | 827.2198
4873 | 109.5421 | 827.6278 | 109.5421 | 827.6278
4874 | 110.9673 | 828.5813 | 110.9673 | 828.5813
4875 | 114.2045 | 833.8913 | 114.2045 | 833.8913
4876 | 121.4464 | 838.7623 | 121.4464 | 838.7623
4877 | 124.1626 | 844.3956 | 124.1626 | 844.3956
4878 | 121.7589 | 844.9517 | 121.7589 | 844.9517
4879 | 117.0636 | 838.3576 | 117.0636 | 838.3576
4880 | 114.1607 | 828.5016 | 114.1607 | 828.5016
4881 | 111.8996 | 819.8859 | 111.8996 | 819.8859
4882 | 107.3347 | 815.0923 | 107.3347 | 815.0923
4883 | 100.2652 | 812.028 | 100.2652 | 812.028
4884 | 95.117 | 814.8291 | 95.117 | 814.8291
4885 | 91.1476 | 821.4986 | 91.1476 | 821.4986
4886 | 88.8884 | 829.9028 | 88.8884 | 829.9028
4887 | 86.904 | 833.4985 | 86.904 | 833.4985
4888 | 86.2337 | 832.4118 | 86.2337 | 832.4118
4889 | 86.7278 | 834.9456 | 86.7278 | 834.9456
4890 | 88.9089 | 846.95 | 88.9089 | 846.95
4891 | 94.9631 | 844.4173 | 94.9631 | 844.4173
4892 | 101.6833 | 839.7518 | 101.6833 | 839.7518
4893 | 104.9068 | 833.4006 | 104.9068 | 833.4006
4894 | 107.3716 | 829.3711 | 107.3716 | 829.3711
4895 | 113.6773 | 826.0169 | 113.6773 | 826.0169
4896 | 113.0716 | 826.0281 | 113.0716 | 826.0281
4897 | 108.5845 | 824.9638 | 108.5845 | 824.9638
4898 | 110.0389 | 823.2885 | 110.0389 | 823.2885
4899 | 113.3079 | 820.8695 | 113.3079 | 820.8695
4900 | 120.4502 | 817.7837 | 120.4502 | 817.7837
4901 | 123.9617 | 820.4025 | 123.9617 | 820.4025
4902 | 122.1825 | 828.4247 | 122.1825 | 828.4247
4903 | 116.8922 | 837.7092 | 116.8922 | 837.7092
4904 | 113.4915 | 842.7327 | 113.4915 | 842.7327
4905 | 109.8667 | 841.3027 | 109.8667 | 841.3027
4906 | 105.7859 | 843.3091 | 105.7859 | 843.3091
4907 | 99.5105 | 848.0789 | 99.5105 | 848.0789
4908 | 94.6817 | 851.8616 | 94.6817 | 851.8616
4909 | 90.4162 | 859.3196 | 90.4162 | 859.3196
4910 | 88.754 | 873.5776 | 88.754 | 873.5776
4911 | 87.1936 | 894.8044 | 87.1936 | 894.8044
4912 | 86.1258 | 915.7303 | 86.1258 | 915.7303
4913 | 87.1408 | 927.4478 | 87.1408 | 927.4478
4914 | 89.6401 | 942.6243 | 89.6401 | 942.6243
4915 | 94.8609 | 943.5969 | 94.8609 | 943.5969
4916 | 101.4464 | 944.8551 | 101.4464 | 944.8551
4917 | 104.7995 | 945.0761 | 104.7995 | 945.0761
4918 | 107.339 | 947.0055 | 107.339 | 947.0055
4919 | 113.5677 | 948.2607 | 113.5677 | 948.2607
4920 | 113.5933 | 948.5698 | 113.5933 | 948.5698
4921 | 109.2339 | 946.9272 | 109.2339 | 946.9272
4922 | 110.4535 | 944.9363 | 110.4535 | 944.9363
4923 | 113.962 | 945.4442 | 113.962 | 945.4442
4924 | 119.9576 | 946.477 | 119.9576 | 946.477
4925 | 122.7909 | 948.868 | 122.7909 | 948.868
4926 | 120.4108 | 947.3385 | 120.4108 | 947.3385
4927 | 114.8936 | 933.9444 | 114.8936 | 933.9444
4928 | 111.8761 | 910.4531 | 111.8761 | 910.4531
4929 | 109.1601 | 888.062 | 109.1601 | 888.062
4930 | 104.3638 | 874.8734 | 104.3638 | 874.8734
4931 | 99.5061 | 864.343 | 99.5061 | 864.343
4932 | 95.0381 | 848.479 | 95.0381 | 848.479
4933 | 91.2771 | 827.0543 | 91.2771 | 827.0543
4934 | 88.6895 | 807.3819 | 88.6895 | 807.3819
4935 | 86.9881 | 785.7227 | 86.9881 | 785.7227
4936 | 86.0869 | 761.6419 | 86.0869 | 761.6419
4937 | 86.6815 | 742.1806 | 86.6815 | 742.1806
4938 | 88.4119 | 735.9754 | 88.4119 | 735.9754
4939 | 92.7668 | 718.0199 | 92.7668 | 718.0199
4940 | 98.2958 | 694.4789 | 98.2958 | 694.4789
4941 | 101.9285 | 660.7521 | 101.9285 | 660.7521
4942 | 104.9851 | 627.2965 | 104.9851 | 627.2965
4943 | 110.8857 | 596.6543 | 110.8857 | 596.6543
4944 | 110.6571 | 572.427 | 110.6571 | 572.427
4945 | 107.5851 | 554.9585 | 107.5851 | 554.9585
4946 | 108.2754 | 540.6995 | 108.2754 | 540.6995
4947 | 111.8165 | 528.536 | 111.8165 | 528.536
4948 | 117.632 | 524.5739 | 117.632 | 524.5739
4949 | 120.1408 | 533.5722 | 120.1408 | 533.5722
4950 | 119.4921 | 551.3038 | 119.4921 | 551.3038
4951 | 113.6048 | 569.176 | 113.6048 | 569.176
4952 | 110.2292 | 582.9976 | 110.2292 | 582.9976
4953 | 107.298 | 588.0872 | 107.298 | 588.0872
4954 | 103.6428 | 599.6979 | 103.6428 | 599.6979
4955 | 98.6859 | 613.7389 | 98.6859 | 613.7389
4956 | 93.5722 | 618.3278 | 93.5722 | 618.3278
4957 | 89.463 | 610.2754 | 89.463 | 610.2754
4958 | 86.9885 | 601.4691 | 86.9885 | 601.4691
4959 | 85.4005 | 595.8111 | 85.4005 | 595.8111
4960 | 84.4237 | 589.5893 | 84.4237 | 589.5893
4961 | 85.284 | 590.6684 | 85.284 | 590.6684
4962 | 86.7885 | 604.0573 | 86.7885 | 604.0573
4963 | 90.9154 | 603.803 | 90.9154 | 603.803
4964 | 94.3258 | 607.2696 | 94.3258 | 607.2696
4965 | 97.6898 | 614.1329 | 97.6898 | 614.1329
4966 | 101.1834 | 618.218 | 101.1834 | 618.218
4967 | 106.6428 | 615.1092 | 106.6428 | 615.1092
4968 | 107.1595 | 612.3337 | 107.1595 | 612.3337
4969 | 104.7191 | 609.5519 | 104.7191 | 609.5519
4970 | 106.5558 | 614.8519 | 106.5558 | 614.8519
4971 | 109.334 | 625.6124 | 109.334 | 625.6124
4972 | 114.9894 | 628.836 | 114.9894 | 628.836
4973 | 118.2569 | 633.0146 | 118.2569 | 633.0146
4974 | 116.223 | 636.5677 | 116.223 | 636.5677
4975 | 112.2455 | 634.4603 | 112.2455 | 634.4603
4976 | 109.4277 | 629.5817 | 109.4277 | 629.5817
4977 | 107.0588 | 629.3259 | 107.0588 | 629.3259
4978 | 103.7217 | 629.3344 | 103.7217 | 629.3344
4979 | 98.4428 | 625.1834 | 98.4428 | 625.1834
4980 | 93.291 | 622.4113 | 93.291 | 622.4113
4981 | 90.0526 | 621.8075 | 90.0526 | 621.8075
4982 | 87.9012 | 621.8168 | 87.9012 | 621.8168
4983 | 85.8899 | 620.733 | 85.8899 | 620.733
4984 | 85.4158 | 617.07 | 85.4158 | 617.07
4985 | 85.5947 | 620.2347 | 85.5947 | 620.2347
4986 | 87.0064 | 638.7062 | 87.0064 | 638.7062
4987 | 91.1859 | 638.3643 | 91.1859 | 638.3643
4988 | 94.2794 | 608.3562 | 94.2794 | 608.3562
4989 | 97.3146 | 556.2797 | 97.3146 | 556.2797
4990 | 101.6374 | 505.4558 | 101.6374 | 505.4558
4991 | 107.5542 | 467.4177 | 107.5542 | 467.4177
4992 | 107.2856 | 450.6915 | 107.2856 | 450.6915
4993 | 105.8498 | 452.3789 | 105.8498 | 452.3789
4994 | 106.6739 | 470.8409 | 106.6739 | 470.8409
4995 | 109.6229 | 503.8769 | 109.6229 | 503.8769
4996 | 115.4681 | 532.373 | 115.4681 | 532.373
4997 | 119.806 | 554.9188 | 119.806 | 554.9188
4998 | 117.5706 | 571.3009 | 117.5706 | 571.3009
4999 | 111.8922 | 583.039 | 111.8922 | 583.039
5000 | 108.818 | 593.8988 | 108.818 | 593.8988
5001 | 107.5607 | 602.073 | 107.5607 | 602.073
5002 | 104.2254 | 610.0032 | 104.2254 | 610.0032
5003 | 99.2458 | 614.9307 | 99.2458 | 614.9307
5004 | 94.0734 | 622.7093 | 94.0734 | 622.7093
5005 | 90.0378 | 633.1293 | 90.0378 | 633.1293
5006 | 87.4823 | 643.5315 | 87.4823 | 643.5315
5007 | 86.1739 | 653.9798 | 86.1739 | 653.9798
5008 | 85.368 | 663.0582 | 85.368 | 663.0582
5009 | 85.8991 | 677.0189 | 85.8991 | 677.0189
5010 | 87.7302 | 704.972 | 87.7302 | 704.972
5011 | 91.4372 | 730.9891 | 91.4372 | 730.9891
5012 | 95.8145 | 747.2672 | 95.8145 | 747.2672
5013 | 98.8278 | 744.7366 | 98.8278 | 744.7366
5014 | 101.9249 | 750.9774 | 101.9249 | 750.9774
5015 | 107.2859 | 761.6264 | 107.2859 | 761.6264
5016 | 106.9515 | 772.3109 | 106.9515 | 772.3109
5017 | 104.2203 | 774.454 | 104.2203 | 774.454
5018 | 104.6687 | 760.7207 | 104.6687 | 760.7207
5019 | 107.4093 | 736.8324 | 107.4093 | 736.8324
5020 | 114.0347 | 713.469 | 114.0347 | 713.469
5021 | 118.6797 | 707.0795 | 118.6797 | 707.0795
5022 | 116.8245 | 709.3707 | 116.8245 | 709.3707
5023 | 111.2436 | 707.0705 | 111.2436 | 707.0705
5024 | 109.0223 | 699.0021 | 109.0223 | 699.0021
5025 | 106.9536 | 688.6864 | 106.9536 | 688.6864
5026 | 103.3867 | 685.768 | 103.3867 | 685.768
5027 | 98.7901 | 686.7347 | 98.7901 | 686.7347
5028 | 93.463 | 688.975 | 93.463 | 688.975
5029 | 89.724 | 689.7557 | 89.724 | 689.7557
5030 | 87.9538 | 684.9629 | 87.9538 | 684.9629
5031 | 85.8613 | 678.5688 | 85.8613 | 678.5688
5032 | 84.8819 | 667.1067 | 84.8819 | 667.1067
5033 | 86.0489 | 667.5724 | 86.0489 | 667.5724
5034 | 88.3213 | 684.5367 | 88.3213 | 684.5367
5035 | 93.441 | 688.7515 | 93.441 | 688.7515
5036 | 99.5611 | 685.0324 | 99.5611 | 685.0324
5037 | 102.6116 | 668.9542 | 102.6116 | 668.9542
5038 | 105.3424 | 652.7267 | 105.3424 | 652.7267
5039 | 111.9715 | 637.7528 | 111.9715 | 637.7528
5040 | 111.2383 | 622.674 | 111.2383 | 622.674
5041 | 107.4275 | 607.4488 | 107.4275 | 607.4488
5042 | 107.6387 | 593.6805 | 107.6387 | 593.6805
5043 | 111.6653 | 585.6006 | 111.6653 | 585.6006
5044 | 117.9253 | 579.5354 | 117.9253 | 579.5354
5045 | 122.6383 | 575.1088 | 122.6383 | 575.1088
5046 | 121.6447 | 564.3256 | 121.6447 | 564.3256
5047 | 114.7779 | 544.3241 | 114.7779 | 544.3241
5048 | 112.1428 | 523.3567 | 112.1428 | 523.3567
5049 | 109.2137 | 504.6109 | 109.2137 | 504.6109
5050 | 105.4757 | 492.176 | 105.4757 | 492.176
5051 | 99.1902 | 487.324 | 99.1902 | 487.324
5052 | 94.2524 | 491.5798 | 94.2524 | 491.5798
5053 | 89.6711 | 499.5462 | 89.6711 | 499.5462
5054 | 87.7623 | 508.3185 | 87.7623 | 508.3185
5055 | 86.3574 | 520.8524 | 86.3574 | 520.8524
5056 | 85.5225 | 534.3473 | 85.5225 | 534.3473
5057 | 86.2913 | 550.7968 | 86.2913 | 550.7968
5058 | 89.0768 | 574.4034 | 89.0768 | 574.4034
5059 | 93.8962 | 575.7089 | 93.8962 | 575.7089
5060 | 100.794 | 564.6113 | 100.794 | 564.6113
5061 | 103.6672 | 550.1806 | 103.6672 | 550.1806
5062 | 106.4106 | 540.1923 | 106.4106 | 540.1923
5063 | 112.6745 | 533.2102 | 112.6745 | 533.2102
5064 | 111.412 | 532.2049 | 111.412 | 532.2049
5065 | 107.3388 | 534.5232 | 107.3388 | 534.5232
5066 | 107.9852 | 539.8933 | 107.9852 | 539.8933
5067 | 110.9065 | 547.1837 | 110.9065 | 547.1837
5068 | 117.0559 | 549.198 | 117.0559 | 549.198
5069 | 122.0928 | 554.7436 | 122.0928 | 554.7436
5070 | 119.617 | 556.176 | 119.617 | 556.176
5071 | 114.1524 | 552.7717 | 114.1524 | 552.7717
5072 | 111.4285 | 552.7828 | 111.4285 | 552.7828
5073 | 108.3236 | 553.0703 | 108.3236 | 553.0703
5074 | 104.1968 | 551.6241 | 104.1968 | 551.6241
5075 | 98.3509 | 547.1928 | 98.3509 | 547.1928
5076 | 92.8129 | 545.5949 | 92.8129 | 545.5949
5077 | 89.1383 | 546.6385 | 89.1383 | 546.6385
5078 | 86.6863 | 548.6283 | 86.6863 | 548.6283
5079 | 85.4773 | 552.627 | 85.4773 | 552.627
5080 | 84.3684 | 558.6208 | 84.3684 | 558.6208
5081 | 85.2194 | 570.8465 | 85.2194 | 570.8465
5082 | 87.6101 | 593.9273 | 87.6101 | 593.9273
5083 | 92.7903 | 601.8401 | 92.7903 | 601.8401
5084 | 99.2563 | 605.7623 | 99.2563 | 605.7623
5085 | 102.5414 | 606.1586 | 102.5414 | 606.1586
5086 | 105.5751 | 608.1581 | 105.5751 | 608.1581
5087 | 112.1774 | 608.2215 | 112.1774 | 608.2215
5088 | 111.4185 | 609.144 | 111.4185 | 609.144
5089 | 107.9767 | 611.7076 | 107.9767 | 611.7076
5090 | 108.7783 | 616.3416 | 108.7783 | 616.3416
5091 | 111.8752 | 620.6526 | 111.8752 | 620.6526
5092 | 117.1544 | 624.4896 | 117.1544 | 624.4896
5093 | 120.9133 | 634.0837 | 120.9133 | 634.0837
5094 | 119.6443 | 641.1946 | 119.6443 | 641.1946
5095 | 114.5064 | 641.7862 | 114.5064 | 641.7862
5096 | 111.7184 | 639.1684 | 111.7184 | 639.1684
5097 | 108.214 | 641.1734 | 108.214 | 641.1734
5098 | 104.7075 | 650.5408 | 104.7075 | 650.5408
5099 | 99.0922 | 659.3591 | 99.0922 | 659.3591
5100 | 94.3864 | 666.7521 | 94.3864 | 666.7521
5101 | 90.1426 | 672.4926 | 90.1426 | 672.4926
5102 | 88.2909 | 680.1783 | 88.2909 | 680.1783
5103 | 86.3222 | 686.1225 | 86.3222 | 686.1225
5104 | 85.1813 | 688.2781 | 85.1813 | 688.2781
5105 | 85.8001 | 694.3171 | 85.8001 | 694.3171
5106 | 88.1541 | 710.703 | 88.1541 | 710.703
5107 | 91.9264 | 712.9899 | 91.9264 | 712.9899
5108 | 96.8538 | 713.0564 | 96.8538 | 713.0564
5109 | 101.0385 | 711.4022 | 101.0385 | 711.4022
5110 | 103.8129 | 715.4872 | 103.8129 | 715.4872
5111 | 109.7439 | 722.5259 | 109.7439 | 722.5259
5112 | 110.4566 | 730.6516 | 110.4566 | 730.6516
5113 | 107.1626 | 739.3845 | 107.1626 | 739.3845
5114 | 108.2011 | 748.0144 | 108.2011 | 748.0144
5115 | 110.3845 | 755.445 | 110.3845 | 755.445
5116 | 115.7914 | 756.4077 | 115.7914 | 756.4077
5117 | 120.1361 | 754.2244 | 120.1361 | 754.2244
5118 | 119.0964 | 751.6258 | 119.0964 | 751.6258
5119 | 114.7757 | 742.6307 | 114.7757 | 742.6307
5120 | 111.8716 | 732.6169 | 111.8716 | 732.6169
5121 | 109.3945 | 726.525 | 109.3945 | 726.525
5122 | 105.7689 | 725.552 | 105.7689 | 725.552
5123 | 100.1793 | 725.5197 | 100.1793 | 725.5197
5124 | 94.9858 | 700.9381 | 94.9858 | 700.9381
5125 | 90.968 | 701.1313 | 90.968 | 701.1313
5126 | 88.9982 | 704.3268 | 88.9982 | 704.3268
5127 | 87.198 | 709.1096 | 87.198 | 709.1096
5128 | 86.1217 | 713.0481 | 86.1217 | 713.0481
5129 | 86.564 | 724.6285 | 86.564 | 724.6285
5130 | 88.3922 | 749.2211 | 88.3922 | 749.2211
5131 | 91.1513 | 762.4892 | 91.1513 | 762.4892
5132 | 95.0708 | 776.2795 | 95.0708 | 776.2795
5133 | 98.3917 | 789.0283 | 98.3917 | 789.0283
5134 | 102.2519 | 798.1862 | 102.2519 | 798.1862
5135 | 108.3918 | 800.6706 | 108.3918 | 800.6706
5136 | 109.2729 | 804.0321 | 109.2729 | 804.0321
5137 | 106.8741 | 806.963 | 106.8741 | 806.963
5138 | 106.6538 | 812.1564 | 106.6538 | 812.1564
5139 | 109.6648 | 813.6286 | 109.6648 | 813.6286
5140 | 115.1025 | 809.6381 | 115.1025 | 809.6381
5141 | 119.4393 | 813.7123 | 119.4393 | 813.7123
5142 | 117.8936 | 824.2193 | 117.8936 | 824.2193
5143 | 113.7406 | 830.2835 | 113.7406 | 830.2835
5144 | 111.1786 | 831.9168 | 111.1786 | 831.9168
5145 | 108.5775 | 826.9134 | 108.5775 | 826.9134
5146 | 105.7537 | 827.9807 | 105.7537 | 827.9807
5147 | 101.065 | 836.6134 | 101.065 | 836.6134
5148 | 96.2592 | 852.4419 | 96.2592 | 852.4419
5149 | 92.2316 | 869.926 | 92.2316 | 869.926
5150 | 89.8785 | 887.0763 | 89.8785 | 887.0763
5151 | 88.0541 | 907.0501 | 88.0541 | 907.0501
5152 | 87.5128 | 923.216 | 87.5128 | 923.216
5153 | 87.3717 | 937.8955 | 87.3717 | 937.8955
5154 | 88.8596 | 956.5269 | 88.8596 | 956.5269
5155 | 92.0891 | 959.3798 | 92.0891 | 959.3798
5156 | 96.1652 | 961.8402 | 96.1652 | 961.8402
5157 | 99.2381 | 960.4649 | 99.2381 | 960.4649
5158 | 102.5225 | 958.5471 | 102.5225 | 958.5471
5159 | 108.6706 | 956.476 | 108.6706 | 956.476
5160 | 108.6647 | 954.0794 | 108.6647 | 954.0794
5161 | 107.2681 | 948.5426 | 107.2681 | 948.5426
5162 | 107.2466 | 944.1675 | 107.2466 | 944.1675
5163 | 108.9759 | 942.1342 | 108.9759 | 942.1342
5164 | 114.6564 | 940.7686 | 114.6564 | 940.7686
5165 | 120.2933 | 944.9952 | 120.2933 | 944.9952
5166 | 118.3095 | 948.1353 | 118.3095 | 948.1353
5167 | 114.2505 | 935.2488 | 114.2505 | 935.2488
5168 | 110.7733 | 916.2718 | 110.7733 | 916.2718
5169 | 108.7278 | 897.212 | 108.7278 | 897.212
5170 | 105.3529 | 887.0343 | 105.3529 | 887.0343
5171 | 100.1746 | 883.3381 | 100.1746 | 883.3381
5172 | 95.7165 | 883.2981 | 95.7165 | 883.2981
5173 | 92.0186 | 879.105 | 92.0186 | 879.105
5174 | 89.4818 | 874.7135 | 89.4818 | 874.7135
5175 | 87.8129 | 875.0423 | 87.8129 | 875.0423
5176 | 87.1591 | 875.797 | 87.1591 | 875.797
5177 | 87.518 | 883.2451 | 87.518 | 883.2451
5178 | 89.4327 | 900.4031 | 89.4327 | 900.4031
5179 | 92.964 | 899.9028 | 92.964 | 899.9028
5180 | 97.6909 | 896.7407 | 97.6909 | 896.7407
5181 | 101.767 | 890.1832 | 101.767 | 890.1832
5182 | 105.2881 | 884.2347 | 105.2881 | 884.2347
5183 | 110.9495 | 877.0152 | 110.9495 | 877.0152
5184 | 110.7528 | 871.2824 | 110.7528 | 871.2824
5185 | 106.7714 | 865.4916 | 106.7714 | 865.4916
5186 | 107.0058 | 861.1165 | 107.0058 | 861.1165
5187 | 109.445 | 851.5808 | 109.445 | 851.5808
5188 | 115.0862 | 833.9404 | 115.0862 | 833.9404
5189 | 121.1873 | 816.93 | 121.1873 | 816.93
5190 | 119.7849 | 798.2235 | 119.7849 | 798.2235
5191 | 115.1924 | 772.3645 | 115.1924 | 772.3645
5192 | 112.5677 | 747.5109 | 112.5677 | 747.5109
5193 | 109.901 | 720.2036 | 109.901 | 720.2036
5194 | 106.1771 | 696.376 | 106.1771 | 696.376
5195 | 100.0519 | 674.3726 | 100.0519 | 674.3726
5196 | 94.8207 | 658.6675 | 94.8207 | 658.6675
5197 | 91.2353 | 645.397 | 91.2353 | 645.397
5198 | 88.9447 | 632.3684 | 88.9447 | 632.3684
5199 | 87.5537 | 626.5158 | 87.5537 | 626.5158
5200 | 86.6855 | 625.9326 | 86.6855 | 625.9326
5201 | 87.7941 | 634.6001 | 87.7941 | 634.6001
5202 | 90.679 | 656.3137 | 90.679 | 656.3137
5203 | 95.6367 | 667.8036 | 95.6367 | 667.8036
5204 | 101.9677 | 680.2898 | 101.9677 | 680.2898
5205 | 105.7137 | 684.2661 | 105.7137 | 684.2661
5206 | 108.7271 | 681.0104 | 108.7271 | 681.0104
5207 | 115.4043 | 675.4844 | 115.4043 | 675.4844
5208 | 114.0888 | 675.1709 | 114.0888 | 675.1709
5209 | 109.7886 | 671.1075 | 109.7886 | 671.1075
5210 | 109.9907 | 667.1558 | 109.9907 | 667.1558
5211 | 112.941 | 663.3104 | 112.941 | 663.3104
5212 | 118.4806 | 656.0005 | 118.4806 | 656.0005
5213 | 124.4584 | 650.5909 | 124.4584 | 650.5909
5214 | 123.4683 | 641.673 | 123.4683 | 641.673
5215 | 117.7699 | 624.6712 | 117.7699 | 624.6712
5216 | 114.3141 | 612.2482 | 114.3141 | 612.2482
5217 | 111.0196 | 606.0254 | 111.0196 | 606.0254
5218 | 106.8678 | 610.446 | 106.8678 | 610.446
5219 | 100.9675 | 621.1617 | 100.9675 | 621.1617
5220 | 95.8949 | 635.8555 | 95.8949 | 635.8555
5221 | 91.4613 | 648.3607 | 91.4613 | 648.3607
5222 | 89.3218 | 657.4328 | 89.3218 | 657.4328
5223 | 88.1101 | 666.6357 | 88.1101 | 666.6357
5224 | 87.2355 | 663.292 | 87.2355 | 663.292
5225 | 87.7662 | 652.2637 | 87.7662 | 652.2637
5226 | 90.3775 | 647.1517 | 90.3775 | 647.1517
5227 | 95.6223 | 629.97 | 95.6223 | 629.97
5228 | 101.6888 | 615.3766 | 101.6888 | 615.3766
5229 | 105.5555 | 603.9756 | 105.5555 | 603.9756
5230 | 108.1476 | 600.94 | 108.1476 | 600.94
5231 | 115.7633 | 602.5777 | 115.7633 | 602.5777
5232 | 114.4697 | 606.8198 | 114.4697 | 606.8198
5233 | 110.5434 | 608.5652 | 110.5434 | 608.5652
5234 | 110.6368 | 611.557 | 110.6368 | 611.557
5235 | 112.9183 | 615.2309 | 112.9183 | 615.2309
5236 | 118.3846 | 619.1661 | 118.3846 | 619.1661
5237 | 123.9324 | 627.5419 | 123.9324 | 627.5419
5238 | 122.5748 | 632.1554 | 122.5748 | 632.1554
5239 | 117.106 | 627.7365 | 117.106 | 627.7365
5240 | 113.8594 | 621.2578 | 113.8594 | 621.2578
5241 | 110.9126 | 610.327 | 110.9126 | 610.327
5242 | 107.2195 | 608.0411 | 107.2195 | 608.0411
5243 | 101.2177 | 614.7771 | 101.2177 | 614.7771
5244 | 95.5983 | 628.5395 | 95.5983 | 628.5395
5245 | 92.2604 | 645.5156 | 92.2604 | 645.5156
5246 | 89.6174 | 664.4271 | 89.6174 | 664.4271
5247 | 88.51 | 684.4178 | 88.51 | 684.4178
5248 | 87.4462 | 702.2772 | 87.4462 | 702.2772
5249 | 88.185 | 728.9301 | 88.185 | 728.9301
5250 | 91.3976 | 767.3081 | 91.3976 | 767.3081
5251 | 95.5747 | 789.3657 | 95.5747 | 789.3657
5252 | 101.9428 | 806.3567 | 101.9428 | 806.3567
5253 | 105.8004 | 813.1781 | 105.8004 | 813.1781
5254 | 108.8708 | 818.2038 | 108.8708 | 818.2038
5255 | 114.985 | 825.8874 | 114.985 | 825.8874
5256 | 114.1153 | 833.7028 | 114.1153 | 833.7028
5257 | 110.3018 | 837.0402 | 110.3018 | 837.0402
5258 | 110.7495 | 840.8279 | 110.7495 | 840.8279
5259 | 112.9523 | 848.2784 | 112.9523 | 848.2784
5260 | 118.4866 | 858.9031 | 118.4866 | 858.9031
5261 | 123.6607 | 874.1038 | 123.6607 | 874.1038
5262 | 123.8257 | 884.9326 | 123.8257 | 884.9326
5263 | 117.4003 | 883.9516 | 117.4003 | 883.9516
5264 | 112.9842 | 878.2689 | 112.9842 | 878.2689
5265 | 110.2205 | 865.5429 | 110.2205 | 865.5429
5266 | 106.5711 | 856.0934 | 106.5711 | 856.0934
5267 | 100.8465 | 850.2294 | 100.8465 | 850.2294
5268 | 95.7299 | 849.8338 | 95.7299 | 849.8338
5269 | 92.0083 | 850.1286 | 92.0083 | 850.1286
5270 | 89.5145 | 851.7661 | 89.5145 | 851.7661
5271 | 88.3565 | 855.0247 | 88.3565 | 855.0247
5272 | 87.6305 | 857.3374 | 87.6305 | 857.3374
5273 | 88.0552 | 865.7339 | 88.0552 | 865.7339
5274 | 90.0345 | 882.079 | 90.0345 | 882.079
5275 | 93.8633 | 879.7158 | 93.8633 | 879.7158
5276 | 98.6553 | 871.7102 | 98.6553 | 871.7102
5277 | 102.8281 | 856.8036 | 102.8281 | 856.8036
5278 | 106.9534 | 839.6101 | 106.9534 | 839.6101
5279 | 112.6777 | 828.4108 | 112.6777 | 828.4108
5280 | 112.6945 | 822.0852 | 112.6945 | 822.0852
5281 | 108.8484 | 813.246 | 108.8484 | 813.246
5282 | 109.494 | 807.9056 | 109.494 | 807.9056
5283 | 110.7774 | 808.3448 | 110.7774 | 808.3448
5284 | 117.1302 | 813.601 | 117.1302 | 813.601
5285 | 122.8514 | 823.9921 | 122.8514 | 823.9921
5286 | 121.2834 | 830.4007 | 121.2834 | 830.4007
5287 | 116.1603 | 827.9294 | 116.1603 | 827.9294
5288 | 113.0591 | 822.8056 | 113.0591 | 822.8056
5289 | 110.7434 | 809.5885 | 110.7434 | 809.5885
5290 | 107.1411 | 796.2438 | 107.1411 | 796.2438
5291 | 101.6477 | 787.975 | 101.6477 | 787.975
5292 | 96.3338 | 793.4052 | 96.3338 | 793.4052
5293 | 92.5198 | 798.0354 | 92.5198 | 798.0354
5294 | 89.9482 | 799.6221 | 89.9482 | 799.6221
5295 | 88.1817 | 799.7815 | 88.1817 | 799.7815
5296 | 87.3789 | 794.7104 | 87.3789 | 794.7104
5297 | 87.4309 | 795.2489 | 87.4309 | 795.2489
5298 | 89.5299 | 805.9715 | 89.5299 | 805.9715
5299 | 92.2068 | 799.6793 | 92.2068 | 799.6793
5300 | 95.3839 | 791.3011 | 95.3839 | 791.3011
5301 | 100.5684 | 772.2792 | 100.5684 | 772.2792
5302 | 103.4869 | 745.4495 | 103.4869 | 745.4495
5303 | 110.0841 | 708.6947 | 110.0841 | 708.6947
5304 | 109.0946 | 679.2523 | 109.0946 | 679.2523
5305 | 106.1323 | 650.6665 | 106.1323 | 650.6665
5306 | 106.6772 | 627.9335 | 106.6772 | 627.9335
5307 | 108.8842 | 609.0833 | 108.8842 | 609.0833
5308 | 112.6725 | 590.4437 | 112.6725 | 590.4437
5309 | 118.992 | 570.6052 | 118.992 | 570.6052
5310 | 118.2355 | 534.5738 | 118.2355 | 534.5738
5311 | 114.0851 | 479.1287 | 114.0851 | 479.1287
5312 | 111.1928 | 432.9705 | 111.1928 | 432.9705
5313 | 108.7308 | 404.0204 | 108.7308 | 404.0204
5314 | 105.5168 | 391.3362 | 105.5168 | 391.3362
5315 | 100.4256 | 384.7271 | 100.4256 | 384.7271
5316 | 95.23 | 385.4662 | 95.23 | 385.4662
5317 | 91.6359 | 388.64 | 91.6359 | 388.64
5318 | 89.5349 | 390.8194 | 89.5349 | 390.8194
5319 | 87.6506 | 391.2837 | 87.6506 | 391.2837
5320 | 86.8049 | 387.2626 | 86.8049 | 387.2626
5321 | 86.9877 | 389.7317 | 86.9877 | 389.7317
5322 | 88.4567 | 404.1462 | 88.4567 | 404.1462
5323 | 90.9715 | 404.0523 | 90.9715 | 404.0523
5324 | 93.8211 | 399.366 | 93.8211 | 399.366
5325 | 98.5991 | 394.0279 | 98.5991 | 394.0279
5326 | 102.0862 | 393.2278 | 102.0862 | 393.2278
5327 | 108.592 | 391.7325 | 108.592 | 391.7325
5328 | 108.6346 | 396.0253 | 108.6346 | 396.0253
5329 | 106.2132 | 409.5917 | 106.2132 | 409.5917
5330 | 106.158 | 434.5994 | 106.158 | 434.5994
5331 | 107.1631 | 450.0941 | 107.1631 | 450.0941
5332 | 111.1052 | 452.1665 | 111.1052 | 452.1665
5333 | 117.1162 | 459.6447 | 117.1162 | 459.6447
5334 | 116.5036 | 466.2904 | 116.5036 | 466.2904
5335 | 111.9314 | 471.5417 | 111.9314 | 471.5417
5336 | 108.7385 | 482.3032 | 108.7385 | 482.3032
5337 | 105.6077 | 493.0496 | 105.6077 | 493.0496
5338 | 102.3417 | 501.9072 | 102.3417 | 501.9072
5339 | 97.2699 | 519.7528 | 97.2699 | 519.7528
5340 | 92.1002 | 553.9053 | 92.1002 | 553.9053
5341 | 88.5383 | 585.3273 | 88.5383 | 585.3273
5342 | 86.4867 | 610.7759 | 86.4867 | 610.7759
5343 | 84.9071 | 627.261 | 84.9071 | 627.261
5344 | 84.2602 | 641.5809 | 84.2602 | 641.5809
5345 | 84.7994 | 669.3515 | 84.7994 | 669.3515
5346 | 86.745 | 698.5167 | 86.745 | 698.5167
5347 | 90.0482 | 703.0122 | 90.0482 | 703.0122
5348 | 94.1423 | 706.6412 | 94.1423 | 706.6412
5349 | 99.134 | 706.8748 | 99.134 | 706.8748
5350 | 102.2949 | 704.7876 | 102.2949 | 704.7876
5351 | 108.6528 | 698.127 | 108.6528 | 698.127
5352 | 107.5242 | 688.0587 | 107.5242 | 688.0587
5353 | 104.2843 | 674.664 | 104.2843 | 674.664
5354 | 104.9694 | 664.5477 | 104.9694 | 664.5477
5355 | 106.5615 | 658.433 | 106.5615 | 658.433
5356 | 111.3853 | 651.2586 | 111.3853 | 651.2586
5357 | 118.0185 | 650.6587 | 118.0185 | 650.6587
5358 | 118.3955 | 653.7988 | 118.3955 | 653.7988
5359 | 113.6469 | 645.3493 | 113.6469 | 645.3493
5360 | 110.8177 | 627.49 | 110.8177 | 627.49
5361 | 108.231 | 608.7859 | 108.231 | 608.7859
5362 | 105.14 | 602.063 | 105.14 | 602.063
5363 | 98.6972 | 606.2925 | 98.6972 | 606.2925
5364 | 93.3146 | 620.9863 | 93.3146 | 620.9863
5365 | 89.2576 | 631.6116 | 89.2576 | 631.6116
5366 | 87.822 | 631.2676 | 87.822 | 631.2676
5367 | 85.8937 | 630.8174 | 85.8937 | 630.8174
5368 | 85.1874 | 628.5407 | 85.1874 | 628.5407
5369 | 86.3767 | 634.4477 | 86.3767 | 634.4477
5370 | 89.305 | 658.1766 | 89.305 | 658.1766
5371 | 93.9361 | 676.356 | 93.9361 | 676.356
5372 | 100.0386 | 686.6067 | 100.0386 | 686.6067
5373 | 103.6375 | 677.5428 | 103.6375 | 677.5428
5374 | 106.1723 | 663.1097 | 106.1723 | 663.1097
5375 | 112.8794 | 650.183 | 112.8794 | 650.183
5376 | 111.9748 | 635.4236 | 111.9748 | 635.4236
5377 | 107.6806 | 613.3241 | 107.6806 | 613.3241
5378 | 107.6718 | 587.983 | 107.6718 | 587.983
5379 | 110.4849 | 563.1038 | 110.4849 | 563.1038
5380 | 115.0166 | 541.6529 | 115.0166 | 541.6529
5381 | 122.5868 | 530.045 | 122.5868 | 530.045
5382 | 122.5428 | 520.1787 | 122.5428 | 520.1787
5383 | 117.5286 | 508.4269 | 117.5286 | 508.4269
5384 | 114.9253 | 499.7466 | 114.9253 | 499.7466
5385 | 111.1847 | 483.5658 | 111.1847 | 483.5658
5386 | 107.0877 | 468.1212 | 107.0877 | 468.1212
5387 | 100.8814 | 465.1024 | 100.8814 | 465.1024
5388 | 95.2017 | 479.2881 | 95.2017 | 479.2881
5389 | 90.9257 | 495.4852 | 90.9257 | 495.4852
5390 | 88.8175 | 512.9403 | 88.8175 | 512.9403
5391 | 87.3769 | 544.735 | 87.3769 | 544.735
5392 | 86.6954 | 579.6483 | 86.6954 | 579.6483
5393 | 87.0037 | 611.2632 | 87.0037 | 611.2632
5394 | 90.2998 | 645.6953 | 90.2998 | 645.6953
5395 | 94.9731 | 662.7738 | 94.9731 | 662.7738
5396 | 101.8732 | 662.3891 | 101.8732 | 662.3891
5397 | 105.7227 | 630.8858 | 105.7227 | 630.8858
5398 | 107.7342 | 589.5594 | 107.7342 | 589.5594
5399 | 114.0184 | 566.3022 | 114.0184 | 566.3022
5400 | 112.2446 | 549.7476 | 112.2446 | 549.7476
5401 | 108.0029 | 530.5948 | 108.0029 | 530.5948
5402 | 107.644 | 513.5012 | 107.644 | 513.5012
5403 | 109.5072 | 497.4454 | 109.5072 | 497.4454
5404 | 113.847 | 479.026 | 113.847 | 479.026
5405 | 121.1871 | 468.739 | 121.1871 | 468.739
5406 | 122.1534 | 476.5194 | 122.1534 | 476.5194
5407 | 116.6953 | 485.3271 | 116.6953 | 485.3271
5408 | 112.748 | 486.4523 | 112.748 | 486.4523
5409 | 110.2848 | 478.8409 | 110.2848 | 478.8409
5410 | 106.1676 | 470.9324 | 106.1676 | 470.9324
5411 | 100.1238 | 466.8128 | 100.1238 | 466.8128
5412 | 94.3308 | 472.5648 | 94.3308 | 472.5648
5413 | 90.535 | 475.874 | 90.535 | 475.874
5414 | 87.7486 | 470.9406 | 87.7486 | 470.9406
5415 | 86.1522 | 464.8001 | 86.1522 | 464.8001
5416 | 85.3265 | 458.8145 | 85.3265 | 458.8145
5417 | 86.2999 | 457.0328 | 86.2999 | 457.0328
5418 | 89.1721 | 453.4112 | 89.1721 | 453.4112
5419 | 92.7656 | 438.3295 | 92.7656 | 438.3295
5420 | 99.4439 | 433.965 | 99.4439 | 433.965
5421 | 103.6948 | 436.1292 | 103.6948 | 436.1292
5422 | 106.5068 | 448.0645 | 106.5068 | 448.0645
5423 | 112.9612 | 460.2529 | 112.9612 | 460.2529
5424 | 111.026 | 472.1329 | 111.026 | 472.1329
5425 | 106.7039 | 477.2992 | 106.7039 | 477.2992
5426 | 107.0836 | 483.0176 | 107.0836 | 483.0176
5427 | 109.4541 | 490.5866 | 109.4541 | 490.5866
5428 | 112.7267 | 501.2282 | 112.7267 | 501.2282
5429 | 119.396 | 522.5426 | 119.396 | 522.5426
5430 | 120.8969 | 545.5987 | 120.8969 | 545.5987
5431 | 115.0795 | 564.0765 | 115.0795 | 564.0765
5432 | 111.7153 | 580.0541 | 111.7153 | 580.0541
5433 | 109.0895 | 587.803 | 109.0895 | 587.803
5434 | 105.2508 | 591.8848 | 105.2508 | 591.8848
5435 | 99.1339 | 592.9305 | 99.1339 | 592.9305
5436 | 93.9749 | 597.4292 | 93.9749 | 597.4292
5437 | 90.2204 | 605.3449 | 90.2204 | 605.3449
5438 | 88.3704 | 615.0097 | 88.3704 | 615.0097
5439 | 86.5746 | 626.9053 | 86.5746 | 626.9053
5440 | 85.332 | 637.7535 | 85.332 | 637.7535
5441 | 85.9066 | 653.6354 | 85.9066 | 653.6354
5442 | 87.7133 | 677.2628 | 87.7133 | 677.2628
5443 | 90.3461 | 684.7051 | 90.3461 | 684.7051
5444 | 95.7568 | 691.1623 | 95.7568 | 691.1623
5445 | 99.9993 | 696.6967 | 99.9993 | 696.6967
5446 | 103.4485 | 703.9748 | 103.4485 | 703.9748
5447 | 109.399 | 713.1995 | 109.399 | 713.1995
5448 | 109.2312 | 727.3488 | 109.2312 | 727.3488
5449 | 105.9673 | 742.4223 | 105.9673 | 742.4223
5450 | 106.813 | 758.8608 | 106.813 | 758.8608
5451 | 107.4271 | 768.733 | 107.4271 | 768.733
5452 | 110.5522 | 768.9932 | 110.5522 | 768.9932
5453 | 116.8276 | 770.7642 | 116.8276 | 770.7642
5454 | 118.0787 | 771.0931 | 118.0787 | 771.0931
5455 | 113.2858 | 765.0823 | 113.2858 | 765.0823
5456 | 109.5938 | 756.8593 | 109.5938 | 756.8593
5457 | 106.6732 | 745.6575 | 106.6732 | 745.6575
5458 | 103.8636 | 746.5047 | 103.8636 | 746.5047
5459 | 98.7963 | 757.4236 | 98.7963 | 757.4236
5460 | 93.8823 | 778.0956 | 93.8823 | 778.0956
5461 | 89.9465 | 801.1854 | 89.9465 | 801.1854
5462 | 87.5372 | 817.3534 | 87.5372 | 817.3534
5463 | 85.8771 | 827.6741 | 85.8771 | 827.6741
5464 | 85.2004 | 833.1029 | 85.2004 | 833.1029
5465 | 85.3906 | 842.2276 | 85.3906 | 842.2276
5466 | 87.3795 | 858.9792 | 87.3795 | 858.9792
5467 | 88.7323 | 860.2571 | 88.7323 | 860.2571
5468 | 92.6261 | 860.499 | 92.6261 | 860.499
5469 | 96.6717 | 857.6673 | 96.6717 | 857.6673
5470 | 99.9803 | 859.9325 | 99.9803 | 859.9325
5471 | 106.5008 | 867.1927 | 106.5008 | 867.1927
5472 | 107.0961 | 874.263 | 107.0961 | 874.263
5473 | 103.8374 | 877.3633 | 103.8374 | 877.3633
5474 | 104.0583 | 880.2534 | 104.0583 | 880.2534
5475 | 105.3116 | 887.4499 | 105.3116 | 887.4499
5476 | 108.7527 | 895.8899 | 108.7527 | 895.8899
5477 | 115.8592 | 903.0802 | 115.8592 | 903.0802
5478 | 115.6095 | 895.4325 | 115.6095 | 895.4325
5479 | 111.1468 | 868.1171 | 111.1468 | 868.1171
5480 | 108.7383 | 843.8393 | 108.7383 | 843.8393
5481 | 106.2688 | 824.1021 | 106.2688 | 824.1021
5482 | 102.9431 | 809.809 | 102.9431 | 809.809
5483 | 97.63 | 808.0434 | 97.63 | 808.0434
5484 | 92.9783 | 822.3647 | 92.9783 | 822.3647
5485 | 89.6211 | 838.3585 | 89.6211 | 838.3585
5486 | 87.2188 | 847.9725 | 87.2188 | 847.9725
5487 | 85.8349 | 856.6166 | 85.8349 | 856.6166
5488 | 84.8102 | 857.6253 | 84.8102 | 857.6253
5489 | 85.3464 | 855.1493 | 85.3464 | 855.1493
5490 | 86.7373 | 859.047 | 86.7373 | 859.047
5491 | 88.4774 | 852.3483 | 88.4774 | 852.3483
5492 | 91.9311 | 850.3378 | 91.9311 | 850.3378
5493 | 96.1054 | 847.6415 | 96.1054 | 847.6415
5494 | 99.8901 | 849.7882 | 99.8901 | 849.7882
5495 | 105.1683 | 859.4025 | 105.1683 | 859.4025
5496 | 105.6128 | 871.13 | 105.6128 | 871.13
5497 | 102.8584 | 876.0254 | 102.8584 | 876.0254
5498 | 102.8697 | 880.7276 | 102.8697 | 880.7276
5499 | 104.325 | 888.3982 | 104.325 | 888.3982
5500 | 108.0151 | 893.502 | 108.0151 | 893.502
5501 | 115.5318 | 895.7641 | 115.5318 | 895.7641
5502 | 115.9528 | 882.8156 | 115.9528 | 882.8156
5503 | 111.2682 | 861.6986 | 111.2682 | 861.6986
5504 | 107.9349 | 840.8079 | 107.9349 | 840.8079
5505 | 106.5569 | 814.178 | 106.5569 | 814.178
5506 | 102.6216 | 792.264 | 102.6216 | 792.264
5507 | 97.7494 | 777.1872 | 97.7494 | 777.1872
5508 | 92.6502 | 775.6908 | 92.6502 | 775.6908
5509 | 89.3461 | 777.4251 | 89.3461 | 777.4251
5510 | 87.0099 | 771.2215 | 87.0099 | 771.2215
5511 | 85.6105 | 768.1293 | 85.6105 | 768.1293
5512 | 84.6962 | 764.9889 | 84.6962 | 764.9889
5513 | 85.2652 | 758.7532 | 85.2652 | 758.7532
5514 | 87.4971 | 744.8857 | 87.4971 | 744.8857
5515 | 89.8583 | 706.3146 | 89.8583 | 706.3146
5516 | 95.116 | 668.0625 | 95.116 | 668.0625
5517 | 98.8616 | 634.6116 | 98.8616 | 634.6116
5518 | 101.5129 | 630.6277 | 101.5129 | 630.6277
5519 | 107.2495 | 635.0259 | 107.2495 | 635.0259
5520 | 107.0503 | 653.8154 | 107.0503 | 653.8154
5521 | 104.1786 | 678.2881 | 104.1786 | 678.2881
5522 | 104.0133 | 698.1644 | 104.0133 | 698.1644
5523 | 105.6725 | 714.0148 | 105.6725 | 714.0148
5524 | 109.1075 | 720.4057 | 109.1075 | 720.4057
5525 | 116.6515 | 717.8074 | 116.6515 | 717.8074
5526 | 117.7483 | 698.8468 | 117.7483 | 698.8468
5527 | 112.2658 | 672.3104 | 112.2658 | 672.3104
5528 | 109.8357 | 648.2189 | 109.8357 | 648.2189
5529 | 106.6938 | 622.3172 | 106.6938 | 622.3172
5530 | 103.4959 | 614.6798 | 103.4959 | 614.6798
5531 | 97.4556 | 626.2593 | 97.4556 | 626.2593
5532 | 91.6584 | 652.4691 | 91.6584 | 652.4691
5533 | 88.0277 | 673.7976 | 88.0277 | 673.7976
5534 | 86.3652 | 681.1762 | 86.3652 | 681.1762
5535 | 85.1434 | 685.2138 | 85.1434 | 685.2138
5536 | 84.0672 | 683.2927 | 84.0672 | 683.2927
5537 | 85.0021 | 676.9046 | 85.0021 | 676.9046
5538 | 87.7152 | 665.5096 | 87.7152 | 665.5096
5539 | 91.5897 | 646.3465 | 91.5897 | 646.3465
5540 | 98.3712 | 643.0151 | 98.3712 | 643.0151
5541 | 102.0073 | 639.1164 | 102.0073 | 639.1164
5542 | 105.1911 | 631.5422 | 105.1911 | 631.5422
5543 | 111.1532 | 622.8324 | 111.1532 | 622.8324
5544 | 109.5186 | 615.5246 | 109.5186 | 615.5246
5545 | 105.6895 | 605.0766 | 105.6895 | 605.0766
5546 | 106.4921 | 595.5361 | 106.4921 | 595.5361
5547 | 108.0515 | 590.0818 | 108.0515 | 590.0818
5548 | 111.1358 | 586.7857 | 111.1358 | 586.7857
5549 | 118.8048 | 586.626 | 118.8048 | 586.626
5550 | 120.982 | 580.4009 | 120.982 | 580.4009
5551 | 115.1706 | 561.7394 | 115.1706 | 561.7394
5552 | 111.6184 | 536.31 | 111.6184 | 536.31
5553 | 108.7643 | 506.4794 | 108.7643 | 506.4794
5554 | 104.4176 | 484.938 | 104.4176 | 484.938
5555 | 98.4171 | 478.9216 | 98.4171 | 478.9216
5556 | 92.6227 | 493.3783 | 92.6227 | 493.3783
5557 | 88.6083 | 507.1706 | 88.6083 | 507.1706
5558 | 86.802 | 507.0806 | 86.802 | 507.0806
5559 | 85.4231 | 500.6522 | 85.4231 | 500.6522
5560 | 84.5475 | 486.2836 | 84.5475 | 486.2836
5561 | 85.5722 | 481.5891 | 85.5722 | 481.5891
5562 | 88.2791 | 495.1568 | 88.2791 | 495.1568
5563 | 92.5031 | 501.1089 | 92.5031 | 501.1089
5564 | 98.8534 | 512.6636 | 98.8534 | 512.6636
5565 | 102.7642 | 527.7156 | 102.7642 | 527.7156
5566 | 105.5492 | 548.813 | 105.5492 | 548.813
5567 | 111.87 | 567.0643 | 111.87 | 567.0643
5568 | 111.0086 | 577.2168 | 111.0086 | 577.2168
5569 | 106.4397 | 580.3001 | 106.4397 | 580.3001
5570 | 106.6507 | 583.2241 | 106.6507 | 583.2241
5571 | 108.1582 | 589.9125 | 108.1582 | 589.9125
5572 | 111.3719 | 599.4872 | 111.3719 | 599.4872
5573 | 119.0479 | 611.2331 | 119.0479 | 611.2331
5574 | 120.4016 | 612.8829 | 120.4016 | 612.8829
5575 | 114.7643 | 601.673 | 114.7643 | 601.673
5576 | 110.8268 | 585.2024 | 110.8268 | 585.2024
5577 | 107.8826 | 565.4144 | 107.8826 | 565.4144
5578 | 103.9788 | 556.1173 | 103.9788 | 556.1173
5579 | 97.8192 | 546.8493 | 97.8192 | 546.8493
5580 | 93.0352 | 543.5748 | 93.0352 | 543.5748
5581 | 89.0249 | 547.8493 | 89.0249 | 547.8493
5582 | 87.5478 | 546.7602 | 87.5478 | 546.7602
5583 | 85.456 | 539.214 | 85.456 | 539.214
5584 | 84.4622 | 528.1986 | 84.4622 | 528.1986
5585 | 85.5679 | 525.4009 | 85.5679 | 525.4009
5586 | 88.0325 | 539.0025 | 88.0325 | 539.0025
5587 | 91.524 | 542.4819 | 91.524 | 542.4819
5588 | 98.2659 | 548.3295 | 98.2659 | 548.3295
5589 | 101.6533 | 555.642 | 101.6533 | 555.642
5590 | 104.4323 | 566.5782 | 104.4323 | 566.5782
5591 | 111.791 | 578.1569 | 111.791 | 578.1569
5592 | 111.4094 | 590.003 | 111.4094 | 590.003
5593 | 106.929 | 599.0814 | 106.929 | 599.0814
5594 | 106.0527 | 610.6425 | 106.0527 | 610.6425
5595 | 107.9334 | 623.326 | 107.9334 | 623.326
5596 | 110.7726 | 633.0192 | 110.7726 | 633.0192
5597 | 117.3758 | 637.3136 | 117.3758 | 637.3136
5598 | 119.3149 | 630.7328 | 119.3149 | 630.7328
5599 | 114.7868 | 617.1689 | 114.7868 | 617.1689
5600 | 110.5171 | 607.6757 | 110.5171 | 607.6757
5601 | 107.8046 | 599.2682 | 107.8046 | 599.2682
5602 | 103.7161 | 596.7791 | 103.7161 | 596.7791
5603 | 97.9909 | 595.4708 | 97.9909 | 595.4708
5604 | 93.3286 | 602.5267 | 93.3286 | 602.5267
5605 | 89.6899 | 618.1649 | 89.6899 | 618.1649
5606 | 87.4243 | 631.3523 | 87.4243 | 631.3523
5607 | 85.7092 | 641.927 | 85.7092 | 641.927
5608 | 85.0417 | 657.2969 | 85.0417 | 657.2969
5609 | 85.2666 | 681.8328 | 85.2666 | 681.8328
5610 | 87.7129 | 708.4916 | 87.7129 | 708.4916
5611 | 90.1455 | 710.2945 | 90.1455 | 710.2945
5612 | 95.6971 | 708.8598 | 95.6971 | 708.8598
5613 | 99.9103 | 707.2474 | 99.9103 | 707.2474
5614 | 103.1472 | 707.1417 | 103.1472 | 707.1417
5615 | 108.9441 | 705.9681 | 108.9441 | 705.9681
5616 | 108.387 | 701.861 | 108.387 | 701.861
5617 | 105.8756 | 695.2235 | 105.8756 | 695.2235
5618 | 106.3712 | 695.1161 | 106.3712 | 695.1161
5619 | 107.8311 | 700.2125 | 107.8311 | 700.2125
5620 | 109.9299 | 707.23 | 109.9299 | 707.23
5621 | 116.2247 | 713.5735 | 116.2247 | 713.5735
5622 | 118.1003 | 705.604 | 118.1003 | 705.604
5623 | 113.2664 | 690.6006 | 113.2664 | 690.6006
5624 | 108.6557 | 677.009 | 108.6557 | 677.009
5625 | 105.4561 | 661.8783 | 105.4561 | 661.8783
5626 | 102.5335 | 653.2077 | 102.5335 | 653.2077
5627 | 97.8721 | 656.0147 | 97.8721 | 656.0147
5628 | 92.9341 | 673.6045 | 92.9341 | 673.6045
5629 | 89.4204 | 694.1031 | 89.4204 | 694.1031
5630 | 87.3044 | 708.9671 | 87.3044 | 708.9671
5631 | 85.706 | 715.5112 | 85.706 | 715.5112
5632 | 84.5468 | 714.1659 | 84.5468 | 714.1659
5633 | 84.8324 | 724.7132 | 84.8324 | 724.7132
5634 | 86.2969 | 736.7906 | 86.2969 | 736.7906
5635 | 87.8018 | 729.1943 | 87.8018 | 729.1943
5636 | 92.071 | 717.8525 | 92.071 | 717.8525
5637 | 95.8856 | 702.0821 | 95.8856 | 702.0821
5638 | 98.4747 | 694.203 | 98.4747 | 694.203
5639 | 104.8287 | 689.5577 | 104.8287 | 689.5577
5640 | 103.9098 | 688.2789 | 103.9098 | 688.2789
5641 | 101.4955 | 685.4348 | 101.4955 | 685.4348
5642 | 101.4156 | 683.092 | 101.4156 | 683.092
5643 | 102.5226 | 684.8013 | 102.5226 | 684.8013
5644 | 105.0229 | 689.668 | 105.0229 | 689.668
5645 | 110.8293 | 698.0438 | 110.8293 | 698.0438
5646 | 112.375 | 697.8984 | 112.375 | 697.8984
5647 | 108.3756 | 687.0272 | 108.3756 | 687.0272
5648 | 106.2351 | 676.8227 | 106.2351 | 676.8227
5649 | 103.2796 | 664.029 | 103.2796 | 664.029
5650 | 100.1429 | 653.4279 | 100.1429 | 653.4279
5651 | 95.0161 | 647.3607 | 95.0161 | 647.3607
5652 | 90.5267 | 662.732 | 90.5267 | 662.732
5653 | 87.1536 | 698.2523 | 87.1536 | 698.2523
5654 | 85.1473 | 735.454 | 85.1473 | 735.454
5655 | 83.7377 | 766.2834 | 83.7377 | 766.2834
5656 | 82.0907 | 783.9565 | 82.0907 | 783.9565
5657 | 82.7229 | 799.7537 | 82.7229 | 799.7537
5658 | 83.9104 | 820.6376 | 83.9104 | 820.6376
5659 | 85.3931 | 825.0315 | 85.3931 | 825.0315
5660 | 89.4038 | 824.3081 | 89.4038 | 824.3081
5661 | 92.5384 | 813.8894 | 92.5384 | 813.8894
5662 | 96.7169 | 808.8385 | 96.7169 | 808.8385
5663 | 101.9421 | 806.7504 | 101.9421 | 806.7504
5664 | 100.7669 | 797.4104 | 100.7669 | 797.4104
5665 | 98.6617 | 779.0535 | 98.6617 | 779.0535
5666 | 98.7313 | 759.7414 | 98.7313 | 759.7414
5667 | 100.3793 | 740.6542 | 100.3793 | 740.6542
5668 | 103.3673 | 734.6145 | 103.3673 | 734.6145
5669 | 110.4523 | 729.9331 | 110.4523 | 729.9331
5670 | 112.0477 | 708.5508 | 112.0477 | 708.5508
5671 | 108.2702 | 677.2047 | 108.2702 | 677.2047
5672 | 104.9623 | 645.306 | 104.9623 | 645.306
5673 | 102.3007 | 614.2052 | 102.3007 | 614.2052
5674 | 98.9689 | 585.8219 | 98.9689 | 585.8219
5675 | 94.1593 | 558.721 | 94.1593 | 558.721
5676 | 90.0245 | 540.5941 | 90.0245 | 540.5941
5677 | 86.3809 | 541.3461 | 86.3809 | 541.3461
5678 | 84.322 | 550.2827 | 84.322 | 550.2827
5679 | 83.0133 | 560.3324 | 83.0133 | 560.3324
5680 | 82.0481 | 566.6081 | 82.0481 | 566.6081
5681 | 82.5919 | 581.5755 | 82.5919 | 581.5755
5682 | 84.3945 | 610.4697 | 84.3945 | 610.4697
5683 | 86.342 | 628.395 | 86.342 | 628.395
5684 | 91.8225 | 643.4723 | 91.8225 | 643.4723
5685 | 94.8572 | 654.0534 | 94.8572 | 654.0534
5686 | 98.3186 | 667.5807 | 98.3186 | 667.5807
5687 | 104.7968 | 683.7997 | 104.7968 | 683.7997
5688 | 103.9161 | 696.6449 | 103.9161 | 696.6449
5689 | 100.1903 | 695.5283 | 100.1903 | 695.5283
5690 | 100.5228 | 683.6678 | 100.5228 | 683.6678
5691 | 102.3499 | 669.4579 | 102.3499 | 669.4579
5692 | 104.9905 | 659.015 | 104.9905 | 659.015
5693 | 112.4189 | 649.6425 | 112.4189 | 649.6425
5694 | 115.0187 | 631.9521 | 115.0187 | 631.9521
5695 | 110.8491 | 606.0254 | 110.8491 | 606.0254
5696 | 107.189 | 578.9872 | 107.189 | 578.9872
5697 | 104.0677 | 557.1161 | 104.0677 | 557.1161
5698 | 100.3306 | 538.9618 | 100.3306 | 538.9618
5699 | 94.2598 | 527.56 | 94.2598 | 527.56
5700 | 89.68 | 533.1087 | 89.68 | 533.1087
5701 | 86.0382 | 544.0389 | 86.0382 | 544.0389
5702 | 84.1267 | 542.1876 | 84.1267 | 542.1876
5703 | 83.4582 | 542.9737 | 83.4582 | 542.9737
5704 | 81.9742 | 550.8582 | 81.9742 | 550.8582
5705 | 83.1872 | 563.6917 | 83.1872 | 563.6917
5706 | 86.089 | 585.7949 | 86.089 | 585.7949
5707 | 88.8204 | 590.9171 | 88.8204 | 590.9171
5708 | 96.0538 | 593.4284 | 96.0538 | 593.4284
5709 | 99.5299 | 585.262 | 99.5299 | 585.262
5710 | 103.0526 | 578.4329 | 103.0526 | 578.4329
5711 | 109.0605 | 568.0465 | 109.0605 | 568.0465
5712 | 107.5601 | 544.9888 | 107.5601 | 544.9888
5713 | 103.6461 | 506.6821 | 103.6461 | 506.6821
5714 | 103.5548 | 485.6256 | 103.5548 | 485.6256
5715 | 105.6698 | 474.6674 | 105.6698 | 474.6674
5716 | 107.3668 | 471.4728 | 107.3668 | 471.4728
5717 | 115.5105 | 477.1051 | 115.5105 | 477.1051
5718 | 118.7193 | 472.0993 | 118.7193 | 472.0993
5719 | 113.6308 | 457.7732 | 113.6308 | 457.7732
5720 | 109.7855 | 445.7397 | 109.7855 | 445.7397
5721 | 107.1485 | 434.267 | 107.1485 | 434.267
5722 | 102.8855 | 428.2384 | 102.8855 | 428.2384
5723 | 96.8171 | 431.7397 | 96.8171 | 431.7397
5724 | 90.9943 | 454.7657 | 90.9943 | 454.7657
5725 | 87.5872 | 485.6796 | 87.5872 | 485.6796
5726 | 85.9138 | 506.471 | 85.9138 | 506.471
5727 | 84.4021 | 522.5496 | 84.4021 | 522.5496
5728 | 83.1466 | 537.5808 | 83.1466 | 537.5808
5729 | 83.9487 | 556.9176 | 83.9487 | 556.9176
5730 | 86.4265 | 579.8336 | 86.4265 | 579.8336
5731 | 89.6104 | 585.3623 | 89.6104 | 585.3623
5732 | 97.7759 | 589.5502 | 97.7759 | 589.5502
5733 | 101.0859 | 588.5644 | 101.0859 | 588.5644
5734 | 103.5591 | 589.0345 | 103.5591 | 589.0345
5735 | 110.2817 | 586.3706 | 110.2817 | 586.3706
5736 | 109.5261 | 575.574 | 109.5261 | 575.574
5737 | 104.6016 | 561.6712 | 104.6016 | 561.6712
5738 | 103.7088 | 554.9251 | 103.7088 | 554.9251
5739 | 105.0458 | 548.3701 | 105.0458 | 548.3701
5740 | 107.6925 | 536.5046 | 107.6925 | 536.5046
5741 | 114.1594 | 525.2184 | 114.1594 | 525.2184
5742 | 117.592 | 505.97 | 117.592 | 505.97
5743 | 112.7102 | 480.1279 | 112.7102 | 480.1279
5744 | 109.279 | 459.9485 | 109.279 | 459.9485
5745 | 106.3994 | 440.9903 | 106.3994 | 440.9903
5746 | 102.7981 | 431.0327 | 102.7981 | 431.0327
5747 | 96.4762 | 430.0123 | 96.4762 | 430.0123
5748 | 91.1926 | 439.8457 | 91.1926 | 439.8457
5749 | 87.8036 | 454.4169 | 87.8036 | 454.4169
5750 | 85.5941 | 465.6229 | 85.5941 | 465.6229
5751 | 84.2251 | 474.9613 | 84.2251 | 474.9613
5752 | 83.5577 | 487.1812 | 83.5577 | 487.1812
5753 | 84.4881 | 508.7365 | 84.4881 | 508.7365
5754 | 86.7119 | 542.796 | 86.7119 | 542.796
5755 | 89.2253 | 560.9923 | 89.2253 | 560.9923
5756 | 96.2796 | 570.2269 | 96.2796 | 570.2269
5757 | 100.1712 | 569.8508 | 100.1712 | 569.8508
5758 | 102.7477 | 570.558 | 102.7477 | 570.558
5759 | 110.4706 | 572.5174 | 110.4706 | 572.5174
5760 | 109.1692 | 574.0499 | 109.1692 | 574.0499
5761 | 104.6202 | 572.2558 | 104.6202 | 572.2558
5762 | 105.4056 | 575.9927 | 105.4056 | 575.9927
5763 | 106.2207 | 589.2012 | 106.2207 | 589.2012
5764 | 108.1326 | 602.2985 | 108.1326 | 602.2985
5765 | 114.4993 | 609.421 | 114.4993 | 609.421
5766 | 119.2888 | 600.4862 | 119.2888 | 600.4862
5767 | 113.6255 | 575.22 | 113.6255 | 575.22
5768 | 109.9893 | 552.2293 | 109.9893 | 552.2293
5769 | 107.2381 | 524.7696 | 107.2381 | 524.7696
5770 | 103.1314 | 505.4467 | 103.1314 | 505.4467
5771 | 97.9873 | 500.1247 | 97.9873 | 500.1247
5772 | 92.608 | 515.7161 | 92.608 | 515.7161
5773 | 88.8915 | 545.2751 | 88.8915 | 545.2751
5774 | 87.0915 | 570.385 | 87.0915 | 570.385
5775 | 85.4107 | 588.6822 | 85.4107 | 588.6822
5776 | 85.6429 | 600.2417 | 85.6429 | 600.2417
5777 | 86.6649 | 613.9728 | 86.6649 | 613.9728
5778 | 88.3941 | 639.6324 | 88.3941 | 639.6324
5779 | 89.9654 | 651.6812 | 89.9654 | 651.6812
5780 | 95.5836 | 661.2037 | 95.5836 | 661.2037
5781 | 99.3132 | 663.8082 | 99.3132 | 663.8082
5782 | 102.8881 | 665.0234 | 102.8881 | 665.0234
5783 | 109.2455 | 664.4765 | 109.2455 | 664.4765
5784 | 109.5767 | 661.8258 | 109.5767 | 661.8258
5785 | 106.0826 | 657.2205 | 106.0826 | 657.2205
5786 | 106.1932 | 657.2317 | 106.1932 | 657.2317
5787 | 107.4072 | 661.0241 | 107.4072 | 661.0241
5788 | 109.5781 | 666.0262 | 109.5781 | 666.0262
5789 | 115.0743 | 670.219 | 115.0743 | 670.219
5790 | 118.1949 | 669.7011 | 118.1949 | 669.7011
5791 | 113.6214 | 658.9653 | 113.6214 | 658.9653
5792 | 109.8626 | 643.9004 | 109.8626 | 643.9004
5793 | 107.1837 | 620.9963 | 107.1837 | 620.9963
5794 | 103.783 | 600.3864 | 103.783 | 600.3864
5795 | 98.9096 | 588.4765 | 98.9096 | 588.4765
5796 | 93.2377 | 584.8093 | 93.2377 | 584.8093
5797 | 89.9284 | 614.7443 | 89.9284 | 614.7443
5798 | 88.3959 | 640.0971 | 88.3959 | 640.0971
5799 | 87.1823 | 658.9556 | 87.1823 | 658.9556
5800 | 86.6858 | 685.7571 | 86.6858 | 685.7571
5801 | 87.3584 | 722.4722 | 87.3584 | 722.4722
5802 | 88.5111 | 748.4974 | 88.5111 | 748.4974
5803 | 88.9276 | 764.0207 | 88.9276 | 764.0207
5804 | 92.7113 | 768.0188 | 92.7113 | 768.0188
5805 | 97.492 | 766.2009 | 97.492 | 766.2009
5806 | 100.1936 | 765.1007 | 100.1936 | 765.1007
5807 | 106.2551 | 768.1509 | 106.2551 | 768.1509
5808 | 105.9253 | 774.6708 | 105.9253 | 774.6708
5809 | 103.6347 | 788.1373 | 103.6347 | 788.1373
5810 | 103.5024 | 802.2871 | 103.5024 | 802.2871
5811 | 103.2813 | 818.975 | 103.2813 | 818.975
5812 | 104.7477 | 834.9487 | 104.7477 | 834.9487
5813 | 109.4751 | 832.5905 | 109.4751 | 832.5905
5814 | 114.2755 | 806.1422 | 114.2755 | 806.1422
5815 | 110.3984 | 777.5782 | 110.3984 | 777.5782
5816 | 107.1799 | 749.9544 | 107.1799 | 749.9544
5817 | 104.8196 | 718.2392 | 104.8196 | 718.2392
5818 | 102.2222 | 688.3632 | 102.2222 | 688.3632
5819 | 96.4653 | 672.6331 | 96.4653 | 672.6331
5820 | 92.5568 | 682.5989 | 92.5568 | 682.5989
5821 | 88.9473 | 711.4573 | 88.9473 | 711.4573
5822 | 86.8755 | 736.8433 | 86.8755 | 736.8433
5823 | 85.5179 | 754.2938 | 85.5179 | 754.2938
5824 | 84.6361 | 774.3376 | 84.6361 | 774.3376
5825 | 85.0287 | 800.1871 | 85.0287 | 800.1871
5826 | 85.9868 | 815.8603 | 85.9868 | 815.8603
5827 | 87.7599 | 825.5202 | 87.7599 | 825.5202
5828 | 93.0775 | 830.1145 | 93.0775 | 830.1145
5829 | 96.9839 | 830.9467 | 96.9839 | 830.9467
5830 | 100.1788 | 828.8693 | 100.1788 | 828.8693
5831 | 105.6208 | 826.1059 | 105.6208 | 826.1059
5832 | 105.3102 | 821.7933 | 105.3102 | 821.7933
5833 | 102.0449 | 816.7089 | 102.0449 | 816.7089
5834 | 102.3056 | 808.4983 | 102.3056 | 808.4983
5835 | 103.0328 | 806.0556 | 103.0328 | 806.0556
5836 | 105.5235 | 806.758 | 105.5235 | 806.758
5837 | 111.8265 | 791.7289 | 111.8265 | 791.7289
5838 | 114.9128 | 762.912 | 114.9128 | 762.912
5839 | 111.1272 | 733.5861 | 111.1272 | 733.5861
5840 | 107.7346 | 697.4985 | 107.7346 | 697.4985
5841 | 105.297 | 663.3154 | 105.297 | 663.3154
5842 | 101.5497 | 635.5263 | 101.5497 | 635.5263
5843 | 96.8071 | 619.4484 | 96.8071 | 619.4484
5844 | 92.161 | 618.8634 | 92.161 | 618.8634
5845 | 88.9254 | 636.2103 | 88.9254 | 636.2103
5846 | 87.0606 | 657.7039 | 87.0606 | 657.7039
5847 | 85.6013 | 665.8625 | 85.6013 | 665.8625
5848 | 85.1376 | 665.2684 | 85.1376 | 665.2684
5849 | 85.8759 | 671.4242 | 85.8759 | 671.4242
5850 | 86.7631 | 678.8323 | 86.7631 | 678.8323
5851 | 89.797 | 688.4425 | 89.797 | 688.4425
5852 | 95.7324 | 693.7159 | 95.7324 | 693.7159
5853 | 99.152 | 693.5543 | 99.152 | 693.5543
5854 | 101.5397 | 690.1684 | 101.5397 | 690.1684
5855 | 108.2363 | 688.6638 | 108.2363 | 688.6638
5856 | 106.839 | 690.049 | 106.839 | 690.049
5857 | 102.8549 | 694.6541 | 102.8549 | 694.6541
5858 | 102.3189 | 696.4146 | 102.3189 | 696.4146
5859 | 103.4274 | 700.5475 | 103.4274 | 700.5475
5860 | 105.4918 | 705.1091 | 105.4918 | 705.1091
5861 | 110.5966 | 692.3492 | 110.5966 | 692.3492
5862 | 116.1843 | 657.9836 | 116.1843 | 657.9836
5863 | 111.68 | 614.5458 | 111.68 | 614.5458
5864 | 107.8841 | 577.0172 | 107.8841 | 577.0172
5865 | 105.0075 | 547.5712 | 105.0075 | 547.5712
5866 | 102.0045 | 525.2812 | 102.0045 | 525.2812
5867 | 95.9308 | 511.8699 | 95.9308 | 511.8699
5868 | 91.519 | 514.6803 | 91.519 | 514.6803
5869 | 87.9912 | 529.46 | 87.9912 | 529.46
5870 | 86.0082 | 539.0943 | 86.0082 | 539.0943
5871 | 84.6599 | 536.1389 | 84.6599 | 536.1389
5872 | 83.9802 | 529.9629 | 83.9802 | 529.9629
5873 | 85.1836 | 526.4458 | 85.1836 | 526.4458
5874 | 86.724 | 514.4749 | 86.724 | 514.4749
5875 | 90.2483 | 505.3686 | 90.2483 | 505.3686
5876 | 97.6286 | 504.613 | 97.6286 | 504.613
5877 | 101.5567 | 510.6626 | 101.5567 | 510.6626
5878 | 104.1956 | 517.1981 | 104.1956 | 517.1981
5879 | 111.0259 | 520.1821 | 111.0259 | 520.1821
5880 | 109.7723 | 516.3499 | 109.7723 | 516.3499
5881 | 104.99 | 508.1351 | 104.99 | 508.1351
5882 | 105.3141 | 496.4958 | 105.3141 | 496.4958
5883 | 105.8731 | 494.0531 | 105.8731 | 494.0531
5884 | 108.054 | 506.1676 | 108.054 | 506.1676
5885 | 113.1858 | 518.1201 | 113.1858 | 518.1201
5886 | 117.7076 | 516.1688 | 117.7076 | 516.1688
5887 | 112.2465 | 489.8906 | 112.2465 | 489.8906
5888 | 109.1088 | 467.3352 | 109.1088 | 467.3352
5889 | 106.5666 | 450.1294 | 106.5666 | 450.1294
5890 | 102.1024 | 432.5268 | 102.1024 | 432.5268
5891 | 96.1853 | 424.7802 | 96.1853 | 424.7802
5892 | 90.9921 | 434.9944 | 90.9921 | 434.9944
5893 | 87.1579 | 458.6188 | 87.1579 | 458.6188
5894 | 85.3137 | 482.7791 | 85.3137 | 482.7791
5895 | 83.9868 | 503.4761 | 83.9868 | 503.4761
5896 | 83.8055 | 524.5136 | 83.8055 | 524.5136
5897 | 84.95 | 547.7296 | 84.95 | 547.7296
5898 | 86.2469 | 561.1667 | 86.2469 | 561.1667
5899 | 90.4228 | 575.0834 | 90.4228 | 575.0834
5900 | 97.1776 | 593.5578 | 97.1776 | 593.5578
5901 | 101.1479 | 615.4584 | 101.1479 | 615.4584
5902 | 104.6824 | 632.9423 | 104.6824 | 632.9423
5903 | 111.8381 | 648.8291 | 111.8381 | 648.8291
5904 | 110.0536 | 662.6368 | 110.0536 | 662.6368
5905 | 105.4153 | 674.5629 | 105.4153 | 674.5629
5906 | 105.5421 | 679.7851 | 105.5421 | 679.7851
5907 | 106.4817 | 686.9657 | 106.4817 | 686.9657
5908 | 108.5957 | 693.5645 | 108.5957 | 693.5645
5909 | 113.6865 | 684.2829 | 113.6865 | 684.2829
5910 | 119.047 | 653.9753 | 119.047 | 653.9753
5911 | 114.638 | 615.5728 | 114.638 | 615.5728
5912 | 110.4917 | 585.4479 | 110.4917 | 585.4479
5913 | 107.59 | 548.0515 | 107.59 | 548.0515
5914 | 102.6498 | 512.6765 | 102.6498 | 512.6765
5915 | 96.7982 | 495.0251 | 96.7982 | 495.0251
5916 | 91.3178 | 501.3469 | 91.3178 | 501.3469
5917 | 87.59 | 528.5656 | 87.59 | 528.5656
5918 | 85.378 | 559.2518 | 85.378 | 559.2518
5919 | 84.1095 | 579.1206 | 84.1095 | 579.1206
5920 | 83.6566 | 596.1001 | 83.6566 | 596.1001
5921 | 84.4309 | 618.256 | 84.4309 | 618.256
5922 | 85.5914 | 630.981 | 85.5914 | 630.981
5923 | 89.727 | 639.6139 | 89.727 | 639.6139
5924 | 96.7237 | 645.5665 | 96.7237 | 645.5665
5925 | 101.2625 | 648.6844 | 101.2625 | 648.6844
5926 | 104.3426 | 649.5387 | 104.3426 | 649.5387
5927 | 111.0804 | 647.1893 | 111.0804 | 647.1893
5928 | 109.1691 | 644.9969 | 109.1691 | 644.9969
5929 | 104.1034 | 649.9167 | 104.1034 | 649.9167
5930 | 104.4128 | 655.1721 | 104.4128 | 655.1721
5931 | 104.2423 | 658.7253 | 104.2423 | 658.7253
5932 | 105.6795 | 654.4752 | 105.6795 | 654.4752
5933 | 110.813 | 633.3177 | 110.813 | 633.3177
5934 | 116.1962 | 601.4035 | 116.1962 | 601.4035
5935 | 112.3133 | 571.7795 | 112.3133 | 571.7795
5936 | 108.3987 | 540.5283 | 108.3987 | 540.5283
5937 | 105.0339 | 507.2562 | 105.0339 | 507.2562
5938 | 101.102 | 477.2973 | 101.102 | 477.2973
5939 | 95.6165 | 461.2526 | 95.6165 | 461.2526
5940 | 90.3612 | 465.0402 | 90.3612 | 465.0402
5941 | 87.1956 | 476.9544 | 87.1956 | 476.9544
5942 | 85.6143 | 488.3941 | 85.6143 | 488.3941
5943 | 84.1586 | 500.71 | 84.1586 | 500.71
5944 | 83.5149 | 512.7206 | 83.5149 | 512.7206
5945 | 84.3916 | 522.3381 | 84.3916 | 522.3381
5946 | 84.9869 | 520.0732 | 84.9869 | 520.0732
5947 | 87.4614 | 515.9856 | 87.4614 | 515.9856
5948 | 93.4704 | 512.5633 | 93.4704 | 512.5633
5949 | 97.6038 | 509.1222 | 97.6038 | 509.1222
5950 | 101.1956 | 503.3346 | 101.1956 | 503.3346
5951 | 106.3228 | 497.5732 | 106.3228 | 497.5732
5952 | 105.1347 | 490.4449 | 105.1347 | 490.4449
5953 | 102.1045 | 485.9237 | 102.1045 | 485.9237
5954 | 101.8268 | 484.1728 | 101.8268 | 484.1728
5955 | 103.2703 | 491.3865 | 103.2703 | 491.3865
5956 | 104.665 | 505.621 | 104.665 | 505.621
5957 | 109.7244 | 509.1428 | 109.7244 | 509.1428
5958 | 114.6497 | 491.9036 | 114.6497 | 491.9036
5959 | 110.0393 | 469.5675 | 110.0393 | 469.5675
5960 | 106.5322 | 452.9251 | 106.5322 | 452.9251
5961 | 103.7163 | 435.2887 | 103.7163 | 435.2887
5962 | 99.9418 | 417.5039 | 99.9418 | 417.5039
5963 | 95.5051 | 407.8691 | 95.5051 | 407.8691
5964 | 90.3759 | 410.7292 | 90.3759 | 410.7292
5965 | 87.1396 | 423.4716 | 87.1396 | 423.4716
5966 | 86.1073 | 435.9547 | 86.1073 | 435.9547
5967 | 83.9107 | 445.4052 | 83.9107 | 445.4052
5968 | 83.0562 | 459.039 | 83.0562 | 459.039
5969 | 83.2946 | 479.2073 | 83.2946 | 479.2073
5970 | 83.4403 | 490.2593 | 83.4403 | 490.2593
5971 | 85.2647 | 503.0166 | 85.2647 | 503.0166
5972 | 89.3204 | 513.9878 | 89.3204 | 513.9878
5973 | 93.8286 | 524.642 | 93.8286 | 524.642
5974 | 97.8021 | 535.1196 | 97.8021 | 535.1196
5975 | 103.0386 | 544.8614 | 103.0386 | 544.8614
5976 | 102.8959 | 553.1204 | 102.8959 | 553.1204
5977 | 100.8008 | 562.4626 | 100.8008 | 562.4626
5978 | 100.5199 | 569.689 | 100.5199 | 569.689
5979 | 100.9809 | 577.2339 | 100.9809 | 577.2339
5980 | 102.7839 | 579.7748 | 102.7839 | 579.7748
5981 | 105.7472 | 572.2985 | 105.7472 | 572.2985
5982 | 109.657 | 557.0304 | 109.657 | 557.0304
5983 | 108.2446 | 539.2326 | 108.2446 | 539.2326
5984 | 105.8487 | 518.8139 | 105.8487 | 518.8139
5985 | 103.4121 | 497.3016 | 103.4121 | 497.3016
5986 | 99.5067 | 474.4816 | 99.5067 | 474.4816
5987 | 95.1852 | 456.4492 | 95.1852 | 456.4492
5988 | 90.6412 | 453.1312 | 90.6412 | 453.1312
5989 | 86.8105 | 464.8466 | 86.8105 | 464.8466
5990 | 85.3918 | 469.3297 | 85.3918 | 469.3297
5991 | 83.815 | 461.7366 | 83.815 | 461.7366
5992 | 83.2309 | 466.6581 | 83.2309 | 466.6581
5993 | 83.2549 | 487.8699 | 83.2549 | 487.8699
5994 | 84.033 | 503.3443 | 84.033 | 503.3443
5995 | 85.8399 | 514.1471 | 85.8399 | 514.1471
5996 | 90.0305 | 522.9982 | 90.0305 | 522.9982
5997 | 93.9612 | 528.054 | 93.9612 | 528.054
5998 | 98.0093 | 525.6785 | 98.0093 | 525.6785
5999 | 102.9359 | 520.8115 | 102.9359 | 520.8115
6000 | 102.1813 | 513.1201 | 102.1813 | 513.1201
6001 | 100.514 | 506.1806 | 100.514 | 506.1806
6002 | 100.6871 | 497.44 | 100.6871 | 497.44
6003 | 101.36 | 491.7343 | 101.36 | 491.7343
6004 | 102.8837 | 486.9542 | 102.8837 | 486.9542
6005 | 105.2257 | 479.9417 | 105.2257 | 479.9417
6006 | 107.2141 | 466.9925 | 107.2141 | 466.9925
6007 | 107.9593 | 451.5135 | 107.9593 | 451.5135
6008 | 105.3061 | 434.4405 | 105.3061 | 434.4405
6009 | 102.9394 | 417.9801 | 102.9394 | 417.9801
6010 | 99.336 | 401.5535 | 99.336 | 401.5535
6011 | 94.0204 | 388.7551 | 94.0204 | 388.7551
6012 | 90.3935 | 388.2528 | 90.3935 | 388.2528
6013 | 86.7669 | 409.8731 | 86.7669 | 409.8731
6014 | 84.9505 | 442.05 | 84.9505 | 442.05
6015 | 83.2007 | 464.6518 | 83.2007 | 464.6518
6016 | 83.0743 | 481.1841 | 83.0743 | 481.1841
6017 | 83.0519 | 500.0439 | 83.0519 | 500.0439
6018 | 85.2997 | 508.3464 | 85.2997 | 508.3464
6019 | 88.0264 | 513.7827 | 88.0264 | 513.7827
6020 | 93.2445 | 519.9506 | 93.2445 | 519.9506
6021 | 96.0719 | 531.0685 | 96.0719 | 531.0685
6022 | 99.3741 | 546.7635 | 99.3741 | 546.7635
6023 | 104.86 | 564.9526 | 104.86 | 564.9526
6024 | 105.2566 | 581.0461 | 105.2566 | 581.0461
6025 | 101.7641 | 598.2559 | 101.7641 | 598.2559
6026 | 101.2826 | 614.2111 | 101.2826 | 614.2111
6027 | 102.1726 | 626.6091 | 102.1726 | 626.6091
6028 | 103.9059 | 624.976 | 103.9059 | 624.976
6029 | 106.8077 | 598.9654 | 106.8077 | 598.9654
6030 | 109.372 | 555.4072 | 109.372 | 555.4072
6031 | 110.3492 | 521.1124 | 110.3492 | 521.1124
6032 | 107.3027 | 489.4306 | 107.3027 | 489.4306
6033 | 104.5838 | 455.645 | 104.5838 | 455.645
6034 | 99.648 | 420.5681 | 99.648 | 420.5681
6035 | 93.998 | 396.838 | 93.998 | 396.838
6036 | 89.3447 | 387.4744 | 89.3447 | 387.4744
6037 | 85.6783 | 390.9744 | 85.6783 | 390.9744
6038 | 83.6571 | 395.6894 | 83.6571 | 395.6894
6039 | 83.1005 | 395.4338 | 83.1005 | 395.4338
6040 | 82.5928 | 394.2103 | 82.5928 | 394.2103
6041 | 83.7963 | 403.9272 | 83.7963 | 403.9272
6042 | 86.4621 | 420.0145 | 86.4621 | 420.0145
6043 | 90.2452 | 429.9394 | 90.2452 | 429.9394
6044 | 97.3807 | 439.9168 | 97.3807 | 439.9168
6045 | 101.6602 | 459.0017 | 101.6602 | 459.0017
6046 | 105.5688 | 481.4214 | 105.5688 | 481.4214
6047 | 110.7421 | 490.6001 | 110.7421 | 490.6001
6048 | 109.8919 | 492.1178 | 109.8919 | 492.1178
6049 | 105.5126 | 498.0811 | 105.5126 | 498.0811
6050 | 104.5314 | 501.1667 | 104.5314 | 501.1667
6051 | 105.4015 | 504.4218 | 105.4015 | 504.4218
6052 | 106.6795 | 505.5713 | 106.6795 | 505.5713
6053 | 109.3425 | 503.4119 | 109.3425 | 503.4119
6054 | 111.2132 | 496.6242 | 111.2132 | 496.6242
6055 | 112.0106 | 488.698 | 112.0106 | 488.698
6056 | 110.0114 | 485.1242 | 110.0114 | 485.1242
6057 | 107.0688 | 491.2892 | 107.0688 | 491.2892
6058 | 101.271 | 502.7882 | 101.271 | 502.7882
6059 | 95.7719 | 518.81 | 95.7719 | 518.81
6060 | 90.6048 | 537.9352 | 90.6048 | 537.9352
6061 | 86.88 | 559.9695 | 86.88 | 559.9695
6062 | 84.7485 | 581.5128 | 84.7485 | 581.5128
6063 | 83.7873 | 598.2843 | 83.7873 | 598.2843
6064 | 83.3793 | 615.8104 | 83.3793 | 615.8104
6065 | 84.1811 | 639.5233 | 84.1811 | 639.5233
6066 | 87.1965 | 653.4573 | 87.1965 | 653.4573
6067 | 91.2145 | 661.6597 | 91.2145 | 661.6597
6068 | 98.2875 | 665.6908 | 98.2875 | 665.6908
6069 | 102.9492 | 669.9185 | 102.9492 | 669.9185
6070 | 105.6285 | 673.7542 | 105.6285 | 673.7542
6071 | 110.9293 | 678.2289 | 110.9293 | 678.2289
6072 | 109.7294 | 680.2436 | 109.7294 | 680.2436
6073 | 104.0669 | 682.0826 | 104.0669 | 682.0826
6074 | 103.5444 | 681.5408 | 103.5444 | 681.5408
6075 | 104.8102 | 684.9946 | 104.8102 | 684.9946
6076 | 105.166 | 686.9889 | 105.166 | 686.9889
6077 | 107.6043 | 682.2787 | 107.6043 | 682.2787
6078 | 110.2544 | 670.9858 | 110.2544 | 670.9858
6079 | 110.9539 | 656.9313 | 110.9539 | 656.9313
6080 | 109.1229 | 644.3138 | 109.1229 | 644.3138
6081 | 106.3237 | 633.3027 | 106.3237 | 633.3027
6082 | 101.2916 | 619.2778 | 101.2916 | 619.2778
6083 | 94.7307 | 608.6823 | 94.7307 | 608.6823
6084 | 89.8836 | 603.2608 | 89.8836 | 603.2608
6085 | 86.448 | 603.15 | 86.448 | 603.15
6086 | 85.0876 | 608.4281 | 85.0876 | 608.4281
6087 | 83.2906 | 614.2347 | 83.2906 | 614.2347
6088 | 83.1967 | 621.2597 | 83.1967 | 621.2597
6089 | 84.2822 | 632.7655 | 84.2822 | 632.7655
6090 | 86.3669 | 635.5524 | 86.3669 | 635.5524
6091 | 90.819 | 636.9141 | 90.819 | 636.9141
6092 | 97.7801 | 637.0364 | 97.7801 | 637.0364
6093 | 101.7534 | 638.4483 | 101.7534 | 638.4483
6094 | 105.8091 | 640.3461 | 105.8091 | 640.3461
6095 | 109.93 | 643.9926 | 109.93 | 643.9926
6096 | 109.2359 | 648.9555 | 109.2359 | 648.9555
6097 | 104.2229 | 655.8298 | 104.2229 | 655.8298
6098 | 103.1903 | 661.6152 | 103.1903 | 661.6152
6099 | 104.119 | 668.9779 | 104.119 | 668.9779
6100 | 104.9419 | 675.1793 | 104.9419 | 675.1793
6101 | 107.3657 | 677.2766 | 107.3657 | 677.2766
6102 | 108.8764 | 672.228 | 108.8764 | 672.228
6103 | 110.097 | 667.0183 | 110.097 | 667.0183
6104 | 107.5271 | 654.5831 | 107.5271 | 654.5831
6105 | 104.4717 | 642.7438 | 104.4717 | 642.7438
6106 | 100.0693 | 631.253 | 100.0693 | 631.253
6107 | 95.1164 | 623.3243 | 95.1164 | 623.3243
6108 | 90.3928 | 621.5797 | 90.3928 | 621.5797
6109 | 86.8326 | 627.9784 | 86.8326 | 627.9784
6110 | 84.7703 | 648.7763 | 84.7703 | 648.7763
6111 | 83.4648 | 667.6182 | 83.4648 | 667.6182
6112 | 83.4405 | 681.931 | 83.4405 | 681.931
6113 | 83.9958 | 699.3498 | 83.9958 | 699.3498
6114 | 86.1599 | 706.2279 | 86.1599 | 706.2279
6115 | 88.6247 | 706.9602 | 88.6247 | 706.9602
6116 | 94.6306 | 702.5276 | 94.6306 | 702.5276
6117 | 99.9063 | 698.0761 | 99.9063 | 698.0761
6118 | 103.3209 | 692.5866 | 103.3209 | 692.5866
6119 | 107.883 | 687.7197 | 107.883 | 687.7197
6120 | 106.6858 | 681.7839 | 106.6858 | 681.7839
6121 | 103.5721 | 672.8734 | 103.5721 | 672.8734
6122 | 102.465 | 660.8864 | 102.465 | 660.8864
6123 | 101.9101 | 651.1558 | 101.9101 | 651.1558
6124 | 103.3777 | 642.4999 | 103.3777 | 642.4999
6125 | 103.9657 | 631.7276 | 103.9657 | 631.7276
6126 | 105.8492 | 617.1386 | 105.8492 | 617.1386
6127 | 107.7187 | 599.9702 | 107.7187 | 599.9702
6128 | 106.9165 | 579.6508 | 106.9165 | 579.6508
6129 | 103.2291 | 560.9709 | 103.2291 | 560.9709
6130 | 98.4772 | 544.5443 | 98.4772 | 544.5443
6131 | 93.7756 | 530.5202 | 93.7756 | 530.5202
6132 | 89.1695 | 522.3823 | 89.1695 | 522.3823
6133 | 86.0193 | 523.9278 | 86.0193 | 523.9278
6134 | 84.2493 | 534.705 | 84.2493 | 534.705
6135 | 83.2354 | 543.9567 | 83.2354 | 543.9567
6136 | 83.2444 | 551.843 | 83.2444 | 551.843
6137 | 83.2971 | 568.7153 | 83.2971 | 568.7153
6138 | 84.7044 | 582.3843 | 84.7044 | 582.3843
6139 | 86.2355 | 595.1747 | 86.2355 | 595.1747
6140 | 90.6316 | 602.6676 | 90.6316 | 602.6676
6141 | 94.4727 | 610.2079 | 94.4727 | 610.2079
6142 | 97.8448 | 612.5694 | 97.8448 | 612.5694
6143 | 102.3897 | 606.3111 | 102.3897 | 606.3111
6144 | 100.2422 | 599.862 | 100.2422 | 599.862
6145 | 97.5339 | 593.4194 | 97.5339 | 593.4194
6146 | 96.883 | 583.5193 | 96.883 | 583.5193
6147 | 96.935 | 576.472 | 96.935 | 576.472
6148 | 97.7818 | 563.5096 | 97.7818 | 563.5096
6149 | 101.2226 | 535.7765 | 101.2226 | 535.7765
6150 | 102.211 | 496.9057 | 102.211 | 496.9057
6151 | 104.5751 | 461.4846 | 104.5751 | 461.4846
6152 | 104.1194 | 426.1258 | 104.1194 | 426.1258
6153 | 100.8829 | 392.6714 | 100.8829 | 392.6714
6154 | 96.9517 | 363.0273 | 96.9517 | 363.0273
6155 | 92.1356 | 345.1937 | 92.1356 | 345.1937
6156 | 87.8139 | 348.4678 | 87.8139 | 348.4678
6157 | 84.6956 | 368.2827 | 84.6956 | 368.2827
6158 | 82.687 | 391.8467 | 82.687 | 391.8467
6159 | 81.4311 | 411.9805 | 81.4311 | 411.9805
6160 | 81.3298 | 430.4011 | 81.3298 | 430.4011
6161 | 81.7337 | 453.617 | 81.7337 | 453.617
6162 | 82.6988 | 470.7147 | 82.6988 | 470.7147
6163 | 85.1182 | 486.6521 | 85.1182 | 486.6521
6164 | 89.3495 | 499.3293 | 89.3495 | 499.3293
6165 | 92.6128 | 509.0063 | 92.6128 | 509.0063
6166 | 96.5977 | 515.5749 | 96.5977 | 515.5749
6167 | 101.2452 | 523.5444 | 101.2452 | 523.5444
6168 | 100.9885 | 532.6316 | 100.9885 | 532.6316
6169 | 98.7983 | 544.3755 | 98.7983 | 544.3755
6170 | 98.4261 | 553.3576 | 98.4261 | 553.3576
6171 | 99.4066 | 563.3042 | 99.4066 | 563.3042
6172 | 100.4091 | 562.4993 | 100.4091 | 562.4993
6173 | 102.5354 | 551.4288 | 102.5354 | 551.4288
6174 | 103.9753 | 534.8025 | 103.9753 | 534.8025
6175 | 105.4046 | 512.8307 | 105.4046 | 512.8307
6176 | 104.7078 | 486.7639 | 104.7078 | 486.7639
6177 | 102.049 | 457.8645 | 102.049 | 457.8645
6178 | 97.3313 | 424.6095 | 97.3313 | 424.6095
6179 | 92.4473 | 399.2231 | 92.4473 | 399.2231
6180 | 87.9249 | 386.4474 | 87.9249 | 386.4474
6181 | 84.5417 | 382.5106 | 84.5417 | 382.5106
6182 | 82.6584 | 382.2234 | 82.6584 | 382.2234
6183 | 81.6713 | 385.5124 | 81.6713 | 385.5124
6184 | 81.6295 | 393.3159 | 81.6295 | 393.3159
6185 | 82.18 | 408.8299 | 82.18 | 408.8299
6186 | 84.244 | 415.9896 | 84.244 | 415.9896
6187 | 87.3021 | 417.0697 | 87.3021 | 417.0697
6188 | 93.7404 | 410.3679 | 93.7404 | 410.3679
6189 | 97.8007 | 400.4505 | 97.8007 | 400.4505
6190 | 101.7044 | 389.0314 | 101.7044 | 389.0314
6191 | 107.0211 | 381.6799 | 107.0211 | 381.6799
6192 | 105.3557 | 379.9513 | 105.3557 | 379.9513
6193 | 101.5514 | 386.9415 | 101.5514 | 386.9415
6194 | 100.8007 | 395.5923 | 100.8007 | 395.5923
6195 | 101.6228 | 402.1435 | 101.6228 | 402.1435
6196 | 102.503 | 388.1045 | 102.503 | 388.1045
6197 | 104.6464 | 360.6695 | 104.6464 | 360.6695
6198 | 106.6484 | 340.8134 | 106.6484 | 340.8134
6199 | 107.5809 | 328.5477 | 107.5809 | 328.5477
6200 | 106.8078 | 318.481 | 106.8078 | 318.481
6201 | 104.3039 | 307.0061 | 104.3039 | 307.0061
6202 | 98.8368 | 294.2731 | 98.8368 | 294.2731
6203 | 93.1223 | 283.7108 | 93.1223 | 283.7108
6204 | 88.4225 | 276.3679 | 88.4225 | 276.3679
6205 | 84.6571 | 272.0832 | 84.6571 | 272.0832
6206 | 83.1026 | 268.2681 | 83.1026 | 268.2681
6207 | 81.8776 | 284.907 | 81.8776 | 284.907
6208 | 81.9467 | 309.5057 | 81.9467 | 309.5057
6209 | 82.8931 | 326.7423 | 82.8931 | 326.7423
6210 | 85.7194 | 324.345 | 85.7194 | 324.345
6211 | 90.0337 | 318.3691 | 90.0337 | 318.3691
6212 | 97.6258 | 314.1849 | 97.6258 | 314.1849
6213 | 101.396 | 304.9467 | 101.396 | 304.9467
6214 | 104.5793 | 295.333 | 104.5793 | 295.333
6215 | 109.8649 | 293.8449 | 109.8649 | 293.8449
6216 | 107.4751 | 291.8512 | 107.4751 | 291.8512
6217 | 102.7983 | 304.4067 | 102.7983 | 304.4067
6218 | 102.2118 | 312.3287 | 102.2118 | 312.3287
6219 | 102.3011 | 315.9151 | 102.3011 | 315.9151
6220 | 103.0021 | 315.7892 | 103.0021 | 315.7892
6221 | 105.5036 | 311.3275 | 105.5036 | 311.3275
6222 | 107.6135 | 306.9912 | 107.6135 | 306.9912
6223 | 107.778 | 304.6469 | 107.778 | 304.6469
6224 | 106.7868 | 300.8411 | 106.7868 | 300.8411
6225 | 104.0446 | 294.8652 | 104.0446 | 294.8652
6226 | 98.9127 | 284.5836 | 98.9127 | 284.5836
6227 | 92.3688 | 276.4064 | 92.3688 | 276.4064
6228 | 87.4289 | 269.08 | 87.4289 | 269.08
6229 | 84.3838 | 266.4682 | 84.3838 | 266.4682
6230 | 82.3855 | 264.3923 | 82.3855 | 264.3923
6231 | 81.4431 | 282.7538 | 81.4431 | 282.7538
6232 | 81.3135 | 320.9344 | 81.3135 | 320.9344
6233 | 82.3252 | 364.4403 | 82.3252 | 364.4403
6234 | 84.8474 | 392.7844 | 84.8474 | 392.7844
6235 | 89.113 | 410.196 | 89.113 | 410.196
6236 | 96.3414 | 421.0512 | 96.3414 | 421.0512
6237 | 99.98 | 426.6702 | 99.98 | 426.6702
6238 | 102.4952 | 425.9179 | 102.4952 | 425.9179
6239 | 108.0537 | 422.2765 | 108.0537 | 422.2765
6240 | 105.484 | 418.229 | 105.484 | 418.229
6241 | 101.4002 | 416.7554 | 101.4002 | 416.7554
6242 | 100.355 | 408.992 | 100.355 | 408.992
6243 | 101.2017 | 417.332 | 101.2017 | 417.332
6244 | 101.4547 | 424.4278 | 101.4547 | 424.4278
6245 | 103.6076 | 415.1958 | 103.6076 | 415.1958
6246 | 105.3769 | 393.2859 | 105.3769 | 393.2859
6247 | 105.9941 | 367.8027 | 105.9941 | 367.8027
6248 | 105.9073 | 335.3756 | 105.9073 | 335.3756
6249 | 102.8341 | 305.6645 | 102.8341 | 305.6645
6250 | 98.3737 | 287.0018 | 98.3737 | 287.0018
6251 | 92.5148 | 275.8929 | 92.5148 | 275.8929
6252 | 87.0698 | 268.3016 | 87.0698 | 268.3016
6253 | 83.197 | 265.6235 | 83.197 | 265.6235
6254 | 81.2667 | 265.883 | 81.2667 | 265.883
6255 | 80.4649 | 271.7392 | 80.4649 | 271.7392
6256 | 80.7777 | 285.3233 | 80.7777 | 285.3233
6257 | 81.5676 | 325.9473 | 81.5676 | 325.9473
6258 | 83.7032 | 378.3413 | 83.7032 | 378.3413
6259 | 87.6538 | 422.0056 | 87.6538 | 422.0056
6260 | 95.1492 | 457.5401 | 95.1492 | 457.5401
6261 | 98.5932 | 485.1054 | 98.5932 | 485.1054
6262 | 102.193 | 498.6141 | 102.193 | 498.6141
6263 | 107.9067 | 501.4325 | 107.9067 | 501.4325
6264 | 105.9849 | 506.3788 | 105.9849 | 506.3788
6265 | 101.8796 | 505.8493 | 101.8796 | 505.8493
6266 | 101.6087 | 504.529 | 101.6087 | 504.529
6267 | 101.4753 | 516.8608 | 101.4753 | 516.8608
6268 | 102.0896 | 534.0104 | 102.0896 | 534.0104
6269 | 103.8468 | 538.3107 | 103.8468 | 538.3107
6270 | 104.7176 | 504.9058 | 104.7176 | 504.9058
6271 | 104.6041 | 480.4661 | 104.6041 | 480.4661
6272 | 104.1208 | 460.4283 | 104.1208 | 460.4283
6273 | 100.9723 | 446.088 | 100.9723 | 446.088
6274 | 96.8771 | 429.6613 | 96.8771 | 429.6613
6275 | 91.6201 | 418.7678 | 91.6201 | 418.7678
6276 | 86.0581 | 414.1247 | 86.0581 | 414.1247
6277 | 82.9545 | 415.8524 | 82.9545 | 415.8524
6278 | 80.7871 | 425.7186 | 80.7871 | 425.7186
6279 | 79.7094 | 442.5398 | 79.7094 | 442.5398
6280 | 79.2996 | 461.1094 | 79.2996 | 461.1094
6281 | 79.9738 | 479.7705 | 79.9738 | 479.7705
6282 | 82.0179 | 484.015 | 82.0179 | 484.015
6283 | 85.0946 | 483.8197 | 85.0946 | 483.8197
6284 | 91.3668 | 479.9668 | 91.3668 | 479.9668
6285 | 96.2398 | 474.5712 | 96.2398 | 474.5712
6286 | 100.0244 | 465.6863 | 100.0244 | 465.6863
6287 | 105.3378 | 456.0988 | 105.3378 | 456.0988
6288 | 104.2145 | 447.3804 | 104.2145 | 447.3804
6289 | 99.9036 | 439.1159 | 99.9036 | 439.1159
6290 | 99.0698 | 429.133 | 99.0698 | 429.133
6291 | 99.4319 | 423.4273 | 99.4319 | 423.4273
6292 | 100.2245 | 422.5396 | 100.2245 | 422.5396
6293 | 102.0419 | 418.4588 | 102.0419 | 418.4588
6294 | 102.7934 | 417.2364 | 102.7934 | 417.2364
6295 | 103.2095 | 418.3704 | 103.2095 | 418.3704
6296 | 102.8898 | 423.3431 | 102.8898 | 423.3431
6297 | 100.1785 | 430.1375 | 100.1785 | 430.1375
6298 | 96.0051 | 433.3053 | 96.0051 | 433.3053
6299 | 91.4491 | 435.7782 | 91.4491 | 435.7782
6300 | 86.3858 | 439.9303 | 86.3858 | 439.9303
6301 | 82.6889 | 447.5214 | 82.6889 | 447.5214
6302 | 80.9646 | 458.5967 | 80.9646 | 458.5967
6303 | 79.855 | 471.7077 | 79.855 | 471.7077
6304 | 79.4014 | 488.8694 | 79.4014 | 488.8694
6305 | 79.9566 | 513.8411 | 79.9566 | 513.8411
6306 | 80.7717 | 528.0402 | 80.7717 | 528.0402
6307 | 82.2818 | 537.3688 | 82.2818 | 537.3688
6308 | 87.3428 | 544.0833 | 87.3428 | 544.0833
6309 | 92.2803 | 548.99 | 92.2803 | 548.99
6310 | 96.8098 | 550.0431 | 96.8098 | 550.0431
6311 | 101.7475 | 551.7186 | 101.7475 | 551.7186
6312 | 101.2597 | 554.197 | 101.2597 | 554.197
6313 | 98.5902 | 556.2348 | 98.5902 | 556.2348
6314 | 96.9967 | 554.8648 | 96.9967 | 554.8648
6315 | 97.0598 | 553.5816 | 97.0598 | 553.5816
6316 | 97.7774 | 547.9733 | 97.7774 | 547.9733
6317 | 100.1389 | 540.9277 | 100.1389 | 540.9277
6318 | 100.3672 | 522.5788 | 100.3672 | 522.5788
6319 | 101.4001 | 502.2137 | 101.4001 | 502.2137
6320 | 102.6988 | 487.824 | 102.6988 | 487.824
6321 | 99.6944 | 475.2062 | 99.6944 | 475.2062
6322 | 95.5172 | 461.3469 | 95.5172 | 461.3469
6323 | 90.8495 | 452.5237 | 90.8495 | 452.5237
6324 | 86.1583 | 449.9345 | 86.1583 | 449.9345
6325 | 82.9993 | 456.5484 | 82.9993 | 456.5484
6326 | 81.5443 | 473.338 | 81.5443 | 473.338
6327 | 80.1296 | 494.7472 | 80.1296 | 494.7472
6328 | 79.7856 | 510.8489 | 79.7856 | 510.8489
6329 | 80.0745 | 528.9468 | 80.0745 | 528.9468
6330 | 81.5124 | 540.3467 | 81.5124 | 540.3467
6331 | 83.4962 | 552.342 | 83.4962 | 552.342
6332 | 88.8252 | 553.7396 | 88.8252 | 553.7396
6333 | 93.4852 | 547.8968 | 93.4852 | 547.8968
6334 | 96.569 | 550.9706 | 96.569 | 550.9706
6335 | 101.6541 | 551.2548 | 101.6541 | 551.2548
6336 | 101.1306 | 553.4848 | 101.1306 | 553.4848
6337 | 97.551 | 556.5495 | 97.551 | 556.5495
6338 | 96.8409 | 558.1609 | 96.8409 | 558.1609
6339 | 97.4113 | 555.8507 | 97.4113 | 555.8507
6340 | 97.7028 | 544.4784 | 97.7028 | 544.4784
6341 | 99.738 | 528.9524 | 99.738 | 528.9524
6342 | 100.978 | 509.6926 | 100.978 | 509.6926
6343 | 101.9227 | 488.698 | 101.9227 | 488.698
6344 | 103.0995 | 470.8301 | 103.0995 | 470.8301
6345 | 100.2064 | 455.0487 | 100.2064 | 455.0487
6346 | 95.04 | 437.3798 | 95.04 | 437.3798
6347 | 90.4365 | 421.6332 | 90.4365 | 421.6332
6348 | 85.4668 | 410.3482 | 85.4668 | 410.3482
6349 | 82.4433 | 406.047 | 82.4433 | 406.047
6350 | 80.4672 | 406.7702 | 80.4672 | 406.7702
6351 | 79.674 | 416.5189 | 79.674 | 416.5189
6352 | 79.2108 | 438.9643 | 79.2108 | 438.9643
6353 | 79.4428 | 468.7724 | 79.4428 | 468.7724
6354 | 81.1174 | 484.4788 | 81.1174 | 484.4788
6355 | 84.0176 | 489.6666 | 84.0176 | 489.6666
6356 | 90.5379 | 487.0062 | 90.5379 | 487.0062
6357 | 94.445 | 481.1799 | 94.445 | 481.1799
6358 | 97.8449 | 472.0797 | 97.8449 | 472.0797
6359 | 103.7649 | 462.956 | 103.7649 | 462.956
6360 | 102.7561 | 458.2625 | 102.7561 | 458.2625
6361 | 97.9968 | 458.6937 | 97.9968 | 458.6937
6362 | 97.9237 | 455.0545 | 97.9237 | 455.0545
6363 | 98.7941 | 438.6324 | 98.7941 | 438.6324
6364 | 98.9952 | 413.347 | 98.9952 | 413.347
6365 | 101.4686 | 388.2143 | 101.4686 | 388.2143
6366 | 102.0795 | 358.9005 | 102.0795 | 358.9005
6367 | 101.9449 | 336.995 | 101.9449 | 336.995
6368 | 101.9867 | 321.744 | 101.9867 | 321.744
6369 | 100.3777 | 310.6997 | 100.3777 | 310.6997
6370 | 95.7683 | 300.1199 | 95.7683 | 300.1199
6371 | 90.7235 | 291.4458 | 90.7235 | 291.4458
6372 | 85.5841 | 285.0802 | 85.5841 | 285.0802
6373 | 81.9566 | 281.7893 | 81.9566 | 281.7893
6374 | 80.2262 | 279.5808 | 80.2262 | 279.5808
6375 | 79.5817 | 279.9381 | 79.5817 | 279.9381
6376 | 79.3596 | 286.9134 | 79.3596 | 286.9134
6377 | 80.11 | 302.3446 | 80.11 | 302.3446
6378 | 82.3776 | 317.14 | 82.3776 | 317.14
6379 | 86.7868 | 345.8808 | 86.7868 | 345.8808
6380 | 93.3338 | 376.2641 | 93.3338 | 376.2641
6381 | 97.6379 | 396.7569 | 97.6379 | 396.7569
6382 | 101.8116 | 407.9301 | 101.8116 | 407.9301
6383 | 106.4399 | 417.2082 | 106.4399 | 417.2082
6384 | 105.6113 | 425.4175 | 105.6113 | 425.4175
6385 | 100.615 | 432.1924 | 100.615 | 432.1924
6386 | 100.1687 | 436.1227 | 100.1687 | 436.1227
6387 | 100.2086 | 439.4937 | 100.2086 | 439.4937
6388 | 101.3507 | 425.4713 | 101.3507 | 425.4713
6389 | 103.5947 | 391.411 | 103.5947 | 391.411
6390 | 103.7484 | 354.9419 | 103.7484 | 354.9419
6391 | 103.8616 | 329.3759 | 103.8616 | 329.3759
6392 | 105.1483 | 313.5286 | 105.1483 | 313.5286
6393 | 101.9519 | 305.4989 | 101.9519 | 305.4989
6394 | 96.1214 | 297.7183 | 96.1214 | 297.7183
6395 | 90.234 | 290.9821 | 90.234 | 290.9821
6396 | 85.3313 | 286.6537 | 85.3313 | 286.6537
6397 | 82.0656 | 285.9301 | 82.0656 | 285.9301
6398 | 80.3697 | 286.4546 | 80.3697 | 286.4546
6399 | 79.2309 | 315.135 | 79.2309 | 315.135
6400 | 79.4343 | 358.6158 | 79.4343 | 358.6158
6401 | 79.9384 | 396.7387 | 79.9384 | 396.7387
6402 | 82.0353 | 416.8675 | 82.0353 | 416.8675
6403 | 86.1842 | 420.6971 | 86.1842 | 420.6971
6404 | 93.0163 | 413.3327 | 93.0163 | 413.3327
6405 | 97.488 | 408.8978 | 97.488 | 408.8978
6406 | 101.2185 | 408.7749 | 101.2185 | 408.7749
6407 | 106.229 | 410.3841 | 106.229 | 410.3841
6408 | 104.8956 | 411.8356 | 104.8956 | 411.8356
6409 | 100.0877 | 419.1074 | 100.0877 | 419.1074
6410 | 99.6278 | 427.2448 | 99.6278 | 427.2448
6411 | 100.3528 | 434.3756 | 100.3528 | 434.3756
6412 | 101.3704 | 429.5624 | 101.3704 | 429.5624
6413 | 103.1551 | 411.8832 | 103.1551 | 411.8832
6414 | 103.1167 | 391.8117 | 103.1167 | 391.8117
6415 | 102.6248 | 372.0926 | 102.6248 | 372.0926
6416 | 103.205 | 347.2183 | 103.205 | 347.2183
6417 | 101.8252 | 324.116 | 101.8252 | 324.116
6418 | 96.5575 | 306.8446 | 96.5575 | 306.8446
6419 | 90.46 | 297.392 | 90.46 | 297.392
6420 | 85.4722 | 291.7717 | 85.4722 | 291.7717
6421 | 81.8684 | 289.2096 | 81.8684 | 289.2096
6422 | 80.2008 | 289.1047 | 80.2008 | 289.1047
6423 | 79.4639 | 322.0254 | 79.4639 | 322.0254
6424 | 79.2109 | 353.7131 | 79.2109 | 353.7131
6425 | 80.0189 | 379.927 | 80.0189 | 379.927
6426 | 81.782 | 391.4759 | 81.782 | 391.4759
6427 | 86.2822 | 396.6638 | 86.2822 | 396.6638
6428 | 93.7938 | 398.3264 | 93.7938 | 398.3264
6429 | 98.3075 | 397.817 | 98.3075 | 397.817
6430 | 101.6637 | 394.8783 | 101.6637 | 394.8783
6431 | 106.4042 | 393.0589 | 106.4042 | 393.0589
6432 | 104.8277 | 390.3199 | 104.8277 | 390.3199
6433 | 99.8876 | 383.5792 | 99.8876 | 383.5792
6434 | 98.2463 | 374.8386 | 98.2463 | 374.8386
6435 | 99.3747 | 368.3378 | 99.3747 | 368.3378
6436 | 100.0013 | 354.0835 | 100.0013 | 354.0835
6437 | 102.373 | 331.3856 | 102.373 | 331.3856
6438 | 101.5519 | 317.9229 | 101.5519 | 317.9229
6439 | 100.957 | 311.2059 | 100.957 | 311.2059
6440 | 101.9692 | 307.1352 | 101.9692 | 307.1352
6441 | 99.9943 | 305.2835 | 99.9943 | 305.2835
6442 | 95.954 | 298.7618 | 95.954 | 298.7618
6443 | 90.251 | 293.7812 | 90.251 | 293.7812
6444 | 85.2787 | 290.7614 | 85.2787 | 290.7614
6445 | 81.9473 | 290.6506 | 81.9473 | 290.6506
6446 | 80.0309 | 291.8211 | 80.0309 | 291.8211
6447 | 78.9238 | 323.4332 | 78.9238 | 323.4332
6448 | 78.673 | 347.005 | 78.673 | 347.005
6449 | 78.9116 | 361.2602 | 78.9116 | 361.2602
6450 | 79.988 | 366.0513 | 79.988 | 366.0513
6451 | 83.296 | 370.6429 | 83.296 | 370.6429
6452 | 89.1053 | 380.7528 | 89.1053 | 380.7528
6453 | 93.9777 | 395.3987 | 93.9777 | 395.3987
6454 | 98.1544 | 407.9301 | 98.1544 | 407.9301
6455 | 103.7019 | 419.1792 | 103.7019 | 419.1792
6456 | 103.0923 | 429.5915 | 103.0923 | 429.5915
6457 | 98.668 | 439.53 | 98.668 | 439.53
6458 | 97.3568 | 446.5907 | 97.3568 | 446.5907
6459 | 96.149 | 452.9928 | 96.149 | 452.9928
6460 | 97.1017 | 451.3266 | 97.1017 | 451.3266
6461 | 98.8109 | 435.3368 | 98.8109 | 435.3368
6462 | 99.7005 | 409.3854 | 99.7005 | 409.3854
6463 | 99.0942 | 385.4591 | 99.0942 | 385.4591
6464 | 100.6503 | 355.8809 | 100.6503 | 355.8809
6465 | 97.4063 | 333.0767 | 97.4063 | 333.0767
6466 | 93.2294 | 316.0538 | 93.2294 | 316.0538
6467 | 89.0588 | 304.183 | 89.0588 | 304.183
6468 | 84.8698 | 297.7511 | 84.8698 | 297.7511
6469 | 81.8941 | 297.3256 | 81.8941 | 297.3256
6470 | 79.8127 | 299.3574 | 79.8127 | 299.3574
6471 | 78.3124 | 310.3814 | 78.3124 | 310.3814
6472 | 78.1495 | 326.334 | 78.1495 | 326.334
6473 | 78.1172 | 343.7694 | 78.1172 | 343.7694
6474 | 78.0901 | 348.9083 | 78.0901 | 348.9083
6475 | 79.348 | 351.7938 | 79.348 | 351.7938
6476 | 83.4392 | 356.7194 | 83.4392 | 356.7194
6477 | 87.495 | 359.6883 | 87.495 | 359.6883
6478 | 91.0154 | 359.1844 | 91.0154 | 359.1844
6479 | 95.1462 | 359.0876 | 95.1462 | 359.0876
6480 | 95.1479 | 358.6675 | 95.1479 | 358.6675
6481 | 92.8685 | 361.2353 | 92.8685 | 361.2353
6482 | 91.6999 | 367.3851 | 91.6999 | 367.3851
6483 | 91.4912 | 376.4207 | 91.4912 | 376.4207
6484 | 92.528 | 374.3073 | 92.528 | 374.3073
6485 | 93.8581 | 358.1685 | 93.8581 | 358.1685
6486 | 94.1749 | 343.3973 | 94.1749 | 343.3973
6487 | 95.1631 | 329.5249 | 95.1631 | 329.5249
6488 | 97.6417 | 321.0483 | 97.6417 | 321.0483
6489 | 95.8128 | 315.3374 | 95.8128 | 315.3374
6490 | 92.8973 | 308.0869 | 92.8973 | 308.0869
6491 | 87.8765 | 301.1353 | 87.8765 | 301.1353
6492 | 83.1637 | 296.3101 | 83.1637 | 296.3101
6493 | 80.1823 | 294.7252 | 80.1823 | 294.7252
6494 | 78.5271 | 296.7901 | 78.5271 | 296.7901
6495 | 77.5875 | 331.1517 | 77.5875 | 331.1517
6496 | 77.2219 | 363.5517 | 77.2219 | 363.5517
6497 | 77.4215 | 393.393 | 77.4215 | 393.393
6498 | 77.5862 | 414.9792 | 77.5862 | 414.9792
6499 | 79.947 | 437.3266 | 79.947 | 437.3266
6500 | 84.7121 | 458.567 | 84.7121 | 458.567
6501 | 89.548 | 474.9853 | 89.548 | 474.9853
6502 | 93.5115 | 486.6885 | 93.5115 | 486.6885
6503 | 99.6162 | 495.6022 | 99.6162 | 495.6022
6504 | 99.1177 | 506.1304 | 99.1177 | 506.1304
6505 | 95.8511 | 520.6403 | 95.8511 | 520.6403
6506 | 94.0032 | 529.3574 | 94.0032 | 529.3574
6507 | 94.4166 | 528.5213 | 94.4166 | 528.5213
6508 | 94.1426 | 506.1841 | 94.1426 | 506.1841
6509 | 96.9168 | 472.3391 | 96.9168 | 472.3391
6510 | 97.1663 | 445.0792 | 97.1663 | 445.0792
6511 | 97.4457 | 414.0805 | 97.4457 | 414.0805
6512 | 99.3419 | 378.5726 | 99.3419 | 378.5726
6513 | 97.141 | 342.319 | 97.141 | 342.319
6514 | 92.4106 | 312.0124 | 92.4106 | 312.0124
6515 | 87.2869 | 295.8185 | 87.2869 | 295.8185
6516 | 82.6067 | 289.8007 | 82.6067 | 289.8007
6517 | 79.335 | 288.5305 | 79.335 | 288.5305
6518 | 77.6796 | 289.7672 | 77.6796 | 289.7672
6519 | 76.8914 | 295.2591 | 76.8914 | 295.2591
6520 | 76.577 | 306.9881 | 76.577 | 306.9881
6521 | 76.6859 | 331.5457 | 76.6859 | 331.5457
6522 | 77.4796 | 349.8524 | 77.4796 | 349.8524
6523 | 80.6147 | 360.854 | 80.6147 | 360.854
6524 | 87.4008 | 365.2495 | 87.4008 | 365.2495
6525 | 92.5254 | 365.9658 | 92.5254 | 365.9658
6526 | 96.087 | 362.6793 | 96.087 | 362.6793
6527 | 101.3789 | 357.3154 | 101.3789 | 357.3154
6528 | 100.5724 | 350.3859 | 100.5724 | 350.3859
6529 | 97.0913 | 345.1855 | 97.0913 | 345.1855
6530 | 95.6799 | 339.3931 | 95.6799 | 339.3931
6531 | 97.0273 | 329.2651 | 97.0273 | 329.2651
6532 | 98.4125 | 321.7355 | 98.4125 | 321.7355
6533 | 100.0949 | 313.8948 | 100.0949 | 313.8948
6534 | 99.6563 | 306.428 | 99.6563 | 306.428
6535 | 98.9506 | 301.1023 | 98.9506 | 301.1023
6536 | 101.3052 | 296.5181 | 101.3052 | 296.5181
6537 | 99.3828 | 293.9046 | 99.3828 | 293.9046
6538 | 94.8356 | 288.9397 | 94.8356 | 288.9397
6539 | 89.0975 | 285.0358 | 89.0975 | 285.0358
6540 | 83.631 | 145.9604 | 83.631 | 145.9604
6541 | 80.1459 | 146.3229 | 80.1459 | 146.3229
6542 | 77.8286 | 147.663 | 77.8286 | 147.663
6543 | 76.8005 | 148.2051 | 76.8005 | 148.2051
6544 | 76.2919 | 158.5011 | 76.2919 | 158.5011
6545 | 76.7205 | 182.2937 | 76.7205 | 182.2937
6546 | 77.7442 | 194.6073 | 77.7442 | 194.6073
6547 | 82.2251 | 204.9074 | 82.2251 | 204.9074
6548 | 88.2873 | 212.7832 | 88.2873 | 212.7832
6549 | 93.198 | 220.345 | 93.198 | 220.345
6550 | 97.9113 | 226.7928 | 97.9113 | 226.7928
6551 | 104.527 | 236.2169 | 104.527 | 236.2169
6552 | 103.404 | 243.6251 | 103.404 | 243.6251
6553 | 98.3593 | 248.5176 | 98.3593 | 248.5176
6554 | 97.92 | 249.5797 | 97.92 | 249.5797
6555 | 99.2246 | 244.416 | 99.2246 | 244.416
6556 | 99.2478 | 237.8974 | 99.2478 | 237.8974
6557 | 101.7365 | 230.4811 | 101.7365 | 230.4811
6558 | 100.9686 | 220.2178 | 100.9686 | 220.2178
6559 | 100.4302 | 214.869 | 100.4302 | 214.869
6560 | 103.3666 | 209.9268 | 103.3666 | 209.9268
6561 | 100.2327 | 205.7412 | 100.2327 | 205.7412
6562 | 95.663 | 199.1381 | 95.663 | 199.1381
6563 | 90.1935 | 195.5852 | 90.1935 | 195.5852
6564 | 84.9234 | 195.6983 | 84.9234 | 195.6983
6565 | 81.3752 | 199.9146 | 81.3752 | 199.9146
6566 | 79.245 | 210.5779 | 79.245 | 210.5779
6567 | 78.0024 | 227.6376 | 78.0024 | 227.6376
6568 | 77.5496 | 251.6491 | 77.5496 | 251.6491
6569 | 78.182 | 279.6069 | 78.182 | 279.6069
6570 | 78.7471 | 290.5489 | 78.7471 | 290.5489
6571 | 83.5257 | 295.0851 | 83.5257 | 295.0851
6572 | 91.5829 | 295.2954 | 91.5829 | 295.2954
6573 | 95.819 | 296.4201 | 95.819 | 296.4201
6574 | 99.9844 | 296.6328 | 99.9844 | 296.6328
6575 | 105.472 | 298.6858 | 105.472 | 298.6858
6576 | 104.2048 | 298.9418 | 104.2048 | 298.9418
6577 | 99.1596 | 300.8135 | 99.1596 | 300.8135
6578 | 97.9485 | 303.55 | 97.9485 | 303.55
6579 | 99.2143 | 302.4085 | 99.2143 | 302.4085
6580 | 99.4896 | 302.5626 | 99.4896 | 302.5626
6581 | 101.2167 | 299.7994 | 101.2167 | 299.7994
6582 | 101.0048 | 295.5356 | 101.0048 | 295.5356
6583 | 100.0591 | 292.1979 | 100.0591 | 292.1979
6584 | 100.863 | 287.3734 | 100.863 | 287.3734
6585 | 99.3044 | 283.7853 | 99.3044 | 283.7853
6586 | 94.4975 | 277.4851 | 94.4975 | 277.4851
6587 | 88.3703 | 272.5607 | 88.3703 | 272.5607
6588 | 83.393 | 271.6304 | 83.393 | 271.6304
6589 | 79.6684 | 274.4246 | 79.6684 | 274.4246
6590 | 77.7916 | 279.9215 | 77.7916 | 279.9215
6591 | 76.0999 | 285.7983 | 76.0999 | 285.7983
6592 | 75.5897 | 300.4362 | 75.5897 | 300.4362
6593 | 75.8048 | 323.3705 | 75.8048 | 323.3705
6594 | 76.2184 | 331.704 | 76.2184 | 331.704
6595 | 80.8015 | 338.2092 | 80.8015 | 338.2092
6596 | 88.0191 | 341.9788 | 88.0191 | 341.9788
6597 | 91.872 | 346.5871 | 91.872 | 346.5871
6598 | 96.3769 | 350.9145 | 96.3769 | 350.9145
6599 | 102.7112 | 356.6699 | 102.7112 | 356.6699
6600 | 103.1013 | 359.0378 | 103.1013 | 359.0378
6601 | 98.314 | 361.4901 | 98.314 | 361.4901
6602 | 97.1172 | 364.4959 | 97.1172 | 364.4959
6603 | 97.0291 | 360.9142 | 97.0291 | 360.9142
6604 | 97.7671 | 356.8526 | 97.7671 | 356.8526
6605 | 99.4582 | 351.6577 | 99.4582 | 351.6577
6606 | 98.6163 | 343.0184 | 98.6163 | 343.0184
6607 | 97.178 | 334.9265 | 97.178 | 334.9265
6608 | 98.1315 | 323.9006 | 98.1315 | 323.9006
6609 | 97.2888 | 312.7478 | 97.2888 | 312.7478
6610 | 93.8284 | 299.0429 | 93.8284 | 299.0429
6611 | 87.7084 | 288.2536 | 87.7084 | 288.2536
6612 | 83.368 | 281.4837 | 83.368 | 281.4837
6613 | 79.8292 | 277.9924 | 79.8292 | 277.9924
6614 | 77.7727 | 277.8684 | 77.7727 | 277.8684
6615 | 76.8406 | 283.0216 | 76.8406 | 283.0216
6616 | 76.5244 | 296.8852 | 76.5244 | 296.8852
6617 | 76.5244 | 318.3387 | 76.5244 | 318.3387
6618 | 76.8865 | 325.7129 | 76.8865 | 325.7129
6619 | 81.1176 | 330.5268 | 81.1176 | 330.5268
6620 | 88.1971 | 332.0834 | 88.1971 | 332.0834
6621 | 93.7274 | 332.9052 | 93.7274 | 332.9052
6622 | 97.3482 | 332.4111 | 97.3482 | 332.4111
6623 | 103.1893 | 334.4557 | 103.1893 | 334.4557
6624 | 101.8936 | 334.8799 | 101.8936 | 334.8799
6625 | 97.5852 | 336.6927 | 97.5852 | 336.6927
6626 | 97.4371 | 338.8403 | 97.4371 | 338.8403
6627 | 97.516 | 336.1168 | 97.516 | 336.1168
6628 | 98.3229 | 331.6429 | 98.3229 | 331.6429
6629 | 99.553 | 322.165 | 99.553 | 322.165
6630 | 98.9325 | 306.5165 | 98.9325 | 306.5165
6631 | 98.4971 | 296.1527 | 98.4971 | 296.1527
6632 | 100.7085 | 284.7481 | 100.7085 | 284.7481
6633 | 99.7351 | 275.6737 | 99.7351 | 275.6737
6634 | 95.8472 | 264.8297 | 95.8472 | 264.8297
6635 | 90.0107 | 255.8243 | 90.0107 | 255.8243
6636 | 84.9655 | 251.1832 | 84.9655 | 251.1832
6637 | 81.2316 | 251.0745 | 81.2316 | 251.0745
6638 | 79.0034 | 257.8167 | 79.0034 | 257.8167
6639 | 77.8856 | 271.0983 | 77.8856 | 271.0983
6640 | 77.6189 | 288.0837 | 77.6189 | 288.0837
6641 | 77.6612 | 310.2271 | 77.6612 | 310.2271
6642 | 77.5214 | 317.5846 | 77.5214 | 317.5846
6643 | 80.5459 | 322.9707 | 80.5459 | 322.9707
6644 | 85.9958 | 325.9409 | 85.9958 | 325.9409
6645 | 90.0599 | 330.0696 | 90.0599 | 330.0696
6646 | 93.4547 | 333.059 | 93.4547 | 333.059
6647 | 99.1487 | 336.5256 | 99.1487 | 336.5256
6648 | 98.4851 | 336.6049 | 98.4851 | 336.6049
6649 | 94.0669 | 337.408 | 94.0669 | 337.408
6650 | 93.5633 | 338.8571 | 93.5633 | 338.8571
6651 | 94.2848 | 334.3245 | 94.2848 | 334.3245
6652 | 94.1205 | 324.9703 | 94.1205 | 324.9703
6653 | 94.8406 | 314.7855 | 94.8406 | 314.7855
6654 | 95.8417 | 295.4514 | 95.8417 | 295.4514
6655 | 95.1203 | 278.272 | 95.1203 | 278.272
6656 | 97.6682 | 266.7496 | 97.6682 | 266.7496
6657 | 97.7549 | 254.0738 | 97.7549 | 254.0738
6658 | 93.714 | 238.0381 | 93.714 | 238.0381
6659 | 88.9932 | 225.6585 | 88.9932 | 225.6585
6660 | 85.0874 | 218.5688 | 85.0874 | 218.5688
6661 | 81.528 | 216.7856 | 81.528 | 216.7856
6662 | 79.6267 | 222.1647 | 79.6267 | 222.1647
6663 | 78.4747 | 234.9498 | 78.4747 | 234.9498
6664 | 77.8884 | 258.9192 | 77.8884 | 258.9192
6665 | 77.5842 | 289.3508 | 77.5842 | 289.3508
6666 | 76.6988 | 304.1551 | 76.6988 | 304.1551
6667 | 79.5313 | 315.852 | 79.5313 | 315.852
6668 | 83.5105 | 324.5861 | 83.5105 | 324.5861
6669 | 88.433 | 332.4508 | 88.433 | 332.4508
6670 | 92.6541 | 338.074 | 92.6541 | 338.074
6671 | 97.958 | 344.9738 | 97.958 | 344.9738
6672 | 96.8674 | 348.8984 | 96.8674 | 348.8984
6673 | 93.448 | 352.4362 | 93.448 | 352.4362
6674 | 93.1375 | 354.6342 | 93.1375 | 354.6342
6675 | 93.6256 | 350.9431 | 93.6256 | 350.9431
6676 | 94.6698 | 340.4108 | 94.6698 | 340.4108
6677 | 95.6542 | 325.9431 | 95.6542 | 325.9431
6678 | 95.4912 | 305.6077 | 95.4912 | 305.6077
6679 | 94.5239 | 288.3104 | 94.5239 | 288.3104
6680 | 98.2738 | 271.0999 | 98.2738 | 271.0999
6681 | 96.7667 | 255.7988 | 96.7667 | 255.7988
6682 | 93.5318 | 239.376 | 93.5318 | 239.376
6683 | 88.3232 | 227.821 | 88.3232 | 227.821
6684 | 83.6979 | 220.6556 | 83.6979 | 220.6556
6685 | 80.1871 | 217.7448 | 80.1871 | 217.7448
6686 | 78.2244 | 220.2462 | 78.2244 | 220.2462
6687 | 77.2806 | 227.8059 | 77.2806 | 227.8059
6688 | 76.9081 | 243.1673 | 76.9081 | 243.1673
6689 | 76.6983 | 264.8564 | 76.6983 | 264.8564
6690 | 75.6941 | 271.8436 | 75.6941 | 271.8436
6691 | 80.0373 | 275.2439 | 80.0373 | 275.2439
6692 | 86.4843 | 274.7136 | 86.4843 | 274.7136
6693 | 90.8989 | 274.2228 | 90.8989 | 274.2228
6694 | 95.3371 | 273.249 | 95.3371 | 273.249
6695 | 101.4545 | 275.3189 | 101.4545 | 275.3189
6696 | 101.5739 | 275.8946 | 101.5739 | 275.8946
6697 | 96.5147 | 277.4297 | 96.5147 | 277.4297
6698 | 95.4898 | 279.0135 | 95.4898 | 279.0135
6699 | 96.1607 | 274.6576 | 96.1607 | 274.6576
6700 | 96.5014 | 269.2413 | 96.5014 | 269.2413
6701 | 98.7852 | 263.7603 | 98.7852 | 263.7603
6702 | 99.1821 | 248.3473 | 99.1821 | 248.3473
6703 | 96.5272 | 233.7847 | 96.5272 | 233.7847
6704 | 99.0858 | 219.1742 | 99.0858 | 219.1742
6705 | 98.4866 | 211.4546 | 98.4866 | 211.4546
6706 | 94.1991 | 204.7673 | 94.1991 | 204.7673
6707 | 88.3278 | 199.9187 | 88.3278 | 199.9187
6708 | 82.7741 | 198.0291 | 82.7741 | 198.0291
6709 | 79.769 | 198.7618 | 79.769 | 198.7618
6710 | 78.1816 | 201.97 | 78.1816 | 201.97
6711 | 76.9698 | 207.4092 | 76.9698 | 207.4092
6712 | 76.669 | 218.9589 | 76.669 | 218.9589
6713 | 76.8421 | 237.8459 | 76.8421 | 237.8459
6714 | 76.7179 | 243.1334 | 76.7179 | 243.1334
6715 | 81.9762 | 247.1059 | 81.9762 | 247.1059
6716 | 90.7893 | 248.2586 | 90.7893 | 248.2586
6717 | 96.2908 | 252.5976 | 96.2908 | 252.5976
6718 | 99.6988 | 256.5211 | 99.6988 | 256.5211
6719 | 105.9057 | 261.435 | 105.9057 | 261.435
6720 | 104.3136 | 261.977 | 104.3136 | 261.977
6721 | 98.6328 | 262.696 | 98.6328 | 262.696
6722 | 98.1713 | 264.4985 | 98.1713 | 264.4985
6723 | 98.633 | 261.7246 | 98.633 | 261.7246
6724 | 99.4262 | 261.9796 | 99.4262 | 261.9796
6725 | 102.2166 | 257.3484 | 102.2166 | 257.3484
6726 | 102.9776 | 245.966 | 102.9776 | 245.966
6727 | 98.3663 | 234.5168 | 98.3663 | 234.5168
6728 | 101.3989 | 223.3815 | 101.3989 | 223.3815
6729 | 100.4791 | 216.0152 | 100.4791 | 216.0152
6730 | 95.4479 | 210.1105 | 95.4479 | 210.1105
6731 | 89.1745 | 207.8535 | 89.1745 | 207.8535
6732 | 83.6822 | 210.087 | 83.6822 | 210.087
6733 | 79.6691 | 216.9791 | 79.6691 | 216.9791
6734 | 77.9144 | 227.8865 | 77.9144 | 227.8865
6735 | 77.0026 | 237.9116 | 77.0026 | 237.9116
6736 | 76.7868 | 254.9981 | 76.7868 | 254.9981
6737 | 76.489 | 280.6166 | 76.489 | 280.6166
6738 | 77.0671 | 291.2978 | 77.0671 | 291.2978
6739 | 82.1812 | 299.4186 | 82.1812 | 299.4186
6740 | 90.4498 | 303.449 | 90.4498 | 303.449
6741 | 96.9406 | 305.6929 | 96.9406 | 305.6929
6742 | 99.8782 | 305.0136 | 99.8782 | 305.0136
6743 | 106.2868 | 305.8549 | 106.2868 | 305.8549
6744 | 103.9365 | 303.9652 | 103.9365 | 303.9652
6745 | 97.9965 | 302.9003 | 97.9965 | 302.9003
6746 | 97.5154 | 301.6147 | 97.5154 | 301.6147
6747 | 97.8086 | 299.1605 | 97.8086 | 299.1605
6748 | 97.958 | 299.7016 | 97.958 | 299.7016
6749 | 99.5896 | 297.822 | 99.5896 | 297.822
6750 | 99.3734 | 291.6818 | 99.3734 | 291.6818
6751 | 96.4624 | 285.2055 | 96.4624 | 285.2055
6752 | 98.9115 | 276.2663 | 98.9115 | 276.2663
6753 | 98.3724 | 266.5356 | 98.3724 | 266.5356
6754 | 93.9423 | 255.4308 | 93.9423 | 255.4308
6755 | 87.7322 | 247.1069 | 87.7322 | 247.1069
6756 | 81.9769 | 242.2387 | 81.9769 | 242.2387
6757 | 78.5086 | 240.3797 | 78.5086 | 240.3797
6758 | 76.6072 | 241.4254 | 76.6072 | 241.4254
6759 | 75.8702 | 243.381 | 75.8702 | 243.381
6760 | 75.5368 | 254.7541 | 75.5368 | 254.7541
6761 | 75.1292 | 274.1375 | 75.1292 | 274.1375
6762 | 75.2939 | 278.836 | 75.2939 | 278.836
6763 | 80.7787 | 281.2013 | 80.7787 | 281.2013
6764 | 88.5107 | 279.9222 | 88.5107 | 279.9222
6765 | 93.9084 | 279.6838 | 93.9084 | 279.6838
6766 | 97.8188 | 279.6272 | 97.8188 | 279.6272
6767 | 103.4518 | 281.5792 | 103.4518 | 281.5792
6768 | 102.509 | 281.0274 | 102.509 | 281.0274
6769 | 96.9148 | 281.6874 | 96.9148 | 281.6874
6770 | 95.6239 | 282.5223 | 95.6239 | 282.5223
6771 | 95.6107 | 278.2422 | 95.6107 | 278.2422
6772 | 96.7342 | 277.6726 | 96.7342 | 277.6726
6773 | 98.716 | 272.7217 | 98.716 | 272.7217
6774 | 97.992 | 260.035 | 97.992 | 260.035
6775 | 95.4245 | 247.6097 | 95.4245 | 247.6097
6776 | 97.431 | 237.3663 | 97.431 | 237.3663
6777 | 97.784 | 228.7295 | 97.784 | 228.7295
6778 | 94.2227 | 218.4577 | 94.2227 | 218.4577
6779 | 88.2354 | 211.3034 | 88.2354 | 211.3034
6780 | 82.4448 | 207.7646 | 82.4448 | 207.7646
6781 | 78.9484 | 207.4456 | 78.9484 | 207.4456
6782 | 76.8927 | 209.6271 | 76.8927 | 209.6271
6783 | 75.97 | 213.1058 | 75.97 | 213.1058
6784 | 75.4747 | 225.7747 | 75.4747 | 225.7747
6785 | 74.7675 | 246.2267 | 74.7675 | 246.2267
6786 | 74.5496 | 251.3964 | 74.5496 | 251.3964
6787 | 79.2805 | 253.5766 | 79.2805 | 253.5766
6788 | 86.0127 | 252.9454 | 86.0127 | 252.9454
6789 | 91.0242 | 255.0883 | 91.0242 | 255.0883
6790 | 94.8471 | 257.859 | 94.8471 | 257.859
6791 | 100.2267 | 262.958 | 100.2267 | 262.958
6792 | 100.8028 | 265.8477 | 100.8028 | 265.8477
6793 | 95.2349 | 269.7305 | 95.2349 | 269.7305
6794 | 94.2471 | 273.7713 | 94.2471 | 273.7713
6795 | 95.3879 | 270.3073 | 95.3879 | 270.3073
6796 | 95.7449 | 266.9273 | 95.7449 | 266.9273
6797 | 97.2586 | 260.2262 | 97.2586 | 260.2262
6798 | 96.5113 | 250.3331 | 96.5113 | 250.3331
6799 | 94.6045 | 239.5234 | 94.6045 | 239.5234
6800 | 95.8041 | 228.2787 | 95.8041 | 228.2787
6801 | 96.6735 | 216.7136 | 96.6735 | 216.7136
6802 | 93.7949 | 202.9077 | 93.7949 | 202.9077
6803 | 88.5613 | 192.9262 | 88.5613 | 192.9262
6804 | 83.015 | 186.2404 | 83.015 | 186.2404
6805 | 79.6686 | 183.8178 | 79.6686 | 183.8178
6806 | 77.4296 | 185.3093 | 77.4296 | 185.3093
6807 | 76.2306 | 191.4975 | 76.2306 | 191.4975
6808 | 75.9228 | 207.936 | 75.9228 | 207.936
6809 | 75.2765 | 229.5577 | 75.2765 | 229.5577
6810 | 73.9624 | 234.0963 | 73.9624 | 234.0963
6811 | 77.5248 | 235.1321 | 77.5248 | 235.1321
6812 | 83.7498 | 233.2135 | 83.7498 | 233.2135
6813 | 88.8711 | 231.8392 | 88.8711 | 231.8392
6814 | 91.9915 | 229.6369 | 91.9915 | 229.6369
6815 | 97.2491 | 229.7377 | 97.2491 | 229.7377
6816 | 96.5287 | 228.5969 | 96.5287 | 228.5969
6817 | 93.0439 | 231.167 | 93.0439 | 231.167
6818 | 92.7177 | 232.6414 | 92.7177 | 232.6414
6819 | 93.2828 | 231.2474 | 93.2828 | 231.2474
6820 | 93.305 | 233.0675 | 93.305 | 233.0675
6821 | 94.7165 | 229.9425 | 94.7165 | 229.9425
6822 | 94.5713 | 215.6319 | 94.5713 | 215.6319
6823 | 92.514 | 201.2292 | 92.514 | 201.2292
6824 | 94.5715 | 188.4278 | 94.5715 | 188.4278
6825 | 95.1258 | 180.4726 | 95.1258 | 180.4726
6826 | 92.104 | 173.6338 | 92.104 | 173.6338
6827 | 87.0571 | 169.1217 | 87.0571 | 169.1217
6828 | 81.7658 | 167.6276 | 81.7658 | 167.6276
6829 | 78.151 | 169.0251 | 78.151 | 169.0251
6830 | 76.2765 | 173.0074 | 76.2765 | 173.0074
6831 | 74.6568 | 177.2771 | 74.6568 | 177.2771
6832 | 74.6568 | 191.0398 | 74.6568 | 191.0398
6833 | 73.1756 | 212.8213 | 73.1756 | 212.8213
6834 | 72.1992 | 220.2798 | 72.1992 | 220.2798
6835 | 75.5594 | 224.917 | 75.5594 | 224.917
6836 | 81.804 | 227.4412 | 81.804 | 227.4412
6837 | 85.8663 | 230.7705 | 85.8663 | 230.7705
6838 | 89.167 | 233.4991 | 89.167 | 233.4991
6839 | 95.9963 | 237.9755 | 95.9963 | 237.9755
6840 | 95.3543 | 239.9985 | 95.3543 | 239.9985
6841 | 91.9495 | 242.4844 | 91.9495 | 242.4844
6842 | 91.6197 | 244.3038 | 91.6197 | 244.3038
6843 | 91.3155 | 242.7584 | 91.3155 | 242.7584
6844 | 92.5656 | 243.5856 | 92.5656 | 243.5856
6845 | 93.517 | 240.7215 | 93.517 | 240.7215
6846 | 92.8254 | 227.8918 | 92.8254 | 227.8918
6847 | 90.8771 | 217.0231 | 90.8771 | 217.0231
6848 | 92.9817 | 206.1234 | 92.9817 | 206.1234
6849 | 93.1623 | 196.8387 | 93.1623 | 196.8387
6850 | 89.6532 | 186.853 | 89.6532 | 186.853
6851 | 84.2419 | 179.5641 | 84.2419 | 179.5641
6852 | 79.2149 | 175.411 | 79.2149 | 175.411
6853 | 76.0336 | 175.1088 | 76.0336 | 175.1088
6854 | 73.9906 | 178.7629 | 73.9906 | 178.7629
6855 | 73.4813 | 185.0688 | 73.4813 | 185.0688
6856 | 73.5907 | 201.8944 | 73.5907 | 201.8944
6857 | 72.4571 | 225.6786 | 72.4571 | 225.6786
6858 | 71.8704 | 233.0866 | 71.8704 | 233.0866
6859 | 75.6771 | 237.6228 | 75.6771 | 237.6228
6860 | 82.3011 | 239.5749 | 82.3011 | 239.5749
6861 | 87.37 | 242.475 | 87.37 | 242.475
6862 | 91.0529 | 244.7745 | 91.0529 | 244.7745
6863 | 97.3706 | 249.4949 | 97.3706 | 249.4949
6864 | 96.3508 | 252.9399 | 96.3508 | 252.9399
6865 | 92.267 | 257.4454 | 92.267 | 257.4454
6866 | 91.7662 | 257.8343 | 91.7662 | 257.8343
6867 | 91.797 | 249.9527 | 91.797 | 249.9527
6868 | 93.9494 | 247.4563 | 93.9494 | 247.4563
6869 | 94.7077 | 245.0381 | 94.7077 | 245.0381
6870 | 94.1278 | 238.393 | 94.1278 | 238.393
6871 | 92.2243 | 232.1607 | 92.2243 | 232.1607
6872 | 95.1547 | 224.6268 | 95.1547 | 224.6268
6873 | 95.9472 | 216.1499 | 95.9472 | 216.1499
6874 | 92.9445 | 205.6088 | 92.9445 | 205.6088
6875 | 86.1107 | 197.4448 | 86.1107 | 197.4448
6876 | 80.6045 | 193.1824 | 80.6045 | 193.1824
6877 | 77.019 | 191.9461 | 77.019 | 191.9461
6878 | 75.3246 | 193.5976 | 75.3246 | 193.5976
6879 | 74.5817 | 198.919 | 74.5817 | 198.919
6880 | 74.2555 | 216.2411 | 74.2555 | 216.2411
6881 | 73.1043 | 241.1192 | 73.1043 | 241.1192
6882 | 73.4831 | 248.83 | 73.4831 | 248.83
6883 | 79.1714 | 252.6679 | 79.1714 | 252.6679
6884 | 87.4806 | 254.216 | 87.4806 | 254.216
6885 | 92.6283 | 256.401 | 92.6283 | 256.401
6886 | 95.9546 | 258.002 | 95.9546 | 258.002
6887 | 103.3021 | 261.7295 | 103.3021 | 261.7295
6888 | 102.1111 | 263.5842 | 102.1111 | 263.5842
6889 | 96.5201 | 268.4094 | 96.5201 | 268.4094
6890 | 95.7714 | 273.6534 | 95.7714 | 273.6534
6891 | 96.6132 | 274.7417 | 96.6132 | 274.7417
6892 | 96.8887 | 275.6615 | 96.8887 | 275.6615
6893 | 99.4856 | 273.2349 | 99.4856 | 273.2349
6894 | 98.999 | 263.6953 | 98.999 | 263.6953
6895 | 95.5446 | 255.7212 | 95.5446 | 255.7212
6896 | 96.873 | 246.4455 | 96.873 | 246.4455
6897 | 97.6033 | 233.8202 | 97.6033 | 233.8202
6898 | 93.1886 | 219.2402 | 93.1886 | 219.2402
6899 | 87.2152 | 208.8885 | 87.2152 | 208.8885
6900 | 81.8831 | 202.6234 | 81.8831 | 202.6234
6901 | 77.9461 | 199.5444 | 77.9461 | 199.5444
6902 | 75.7234 | 199.7149 | 75.7234 | 199.7149
6903 | 74.8111 | 204.3464 | 74.8111 | 204.3464
6904 | 74.5101 | 221.3487 | 74.5101 | 221.3487
6905 | 73.5382 | 244.7795 | 73.5382 | 244.7795
6906 | 73.796 | 250.8327 | 73.796 | 250.8327
6907 | 79.4621 | 254.1236 | 79.4621 | 254.1236
6908 | 87.7064 | 255.3015 | 87.7064 | 255.3015
6909 | 92.8167 | 258.1596 | 92.8167 | 258.1596
6910 | 96.1986 | 260.9639 | 96.1986 | 260.9639
6911 | 102.3362 | 266.3911 | 102.3362 | 266.3911
6912 | 102.0576 | 269.609 | 102.0576 | 269.609
6913 | 96.6879 | 273.6768 | 96.6879 | 273.6768
6914 | 96.2412 | 276.2451 | 96.2412 | 276.2451
6915 | 96.206 | 274.8511 | 96.206 | 274.8511
6916 | 97.3015 | 271.7825 | 97.3015 | 271.7825
6917 | 99.2593 | 266.5286 | 99.2593 | 266.5286
6918 | 99.3859 | 256.7113 | 99.3859 | 256.7113
6919 | 94.7135 | 245.6323 | 94.7135 | 245.6323
6920 | 95.4252 | 233.1338 | 95.4252 | 233.1338
6921 | 97.0901 | 220.66 | 97.0901 | 220.66
6922 | 93.6114 | 206.4755 | 93.6114 | 206.4755
6923 | 87.7692 | 196.8137 | 87.7692 | 196.8137
6924 | 82.4479 | 191.2807 | 82.4479 | 191.2807
6925 | 78.3943 | 189.0852 | 78.3943 | 189.0852
6926 | 76.4544 | 189.8195 | 76.4544 | 189.8195
6927 | 75.4995 | 194.2406 | 75.4995 | 194.2406
6928 | 75.1674 | 210.8979 | 75.1674 | 210.8979
6929 | 73.9905 | 234.985 | 73.9905 | 234.985
6930 | 74.2727 | 242.393 | 74.2727 | 242.393
6931 | 79.8412 | 246.1551 | 79.8412 | 246.1551
6932 | 88.2301 | 246.5841 | 88.2301 | 246.5841
6933 | 93.0836 | 248.3063 | 93.0836 | 248.3063
6934 | 96.6378 | 250.1513 | 96.6378 | 250.1513
6935 | 103.2786 | 254.3248 | 103.2786 | 254.3248
6936 | 102.4581 | 256.6507 | 102.4581 | 256.6507
6937 | 96.531 | 260.0959 | 96.531 | 260.0959
6938 | 95.2291 | 261.89 | 95.2291 | 261.89
6939 | 96.9685 | 258.8468 | 96.9685 | 258.8468
6940 | 97.1636 | 257.6378 | 97.1636 | 257.6378
6941 | 98.7582 | 248.4375 | 98.7582 | 248.4375
6942 | 99.0635 | 235.0104 | 99.0635 | 235.0104
6943 | 94.5806 | 222.5598 | 94.5806 | 222.5598
6944 | 96.6737 | 209.5733 | 96.6737 | 209.5733
6945 | 97.3197 | 199.7837 | 97.3197 | 199.7837
6946 | 93.8797 | 187.9721 | 93.8797 | 187.9721
6947 | 88.6058 | 178.7984 | 88.6058 | 178.7984
6948 | 82.921 | 173.7029 | 82.921 | 173.7029
6949 | 79.0818 | 172.0459 | 79.0818 | 172.0459
6950 | 76.9515 | 174.6735 | 76.9515 | 174.6735
6951 | 75.6576 | 184.6986 | 75.6576 | 184.6986
6952 | 75.3458 | 207.8098 | 75.3458 | 207.8098
6953 | 73.1062 | 236.7521 | 73.1062 | 236.7521
6954 | 73.2434 | 246.4487 | 73.2434 | 246.4487
6955 | 76.9547 | 250.3371 | 76.9547 | 250.3371
6956 | 82.9597 | 248.9486 | 82.9597 | 248.9486
6957 | 87.5585 | 246.8169 | 87.5585 | 246.8169
6958 | 90.4211 | 243.8237 | 90.4211 | 243.8237
6959 | 96.7066 | 244.0507 | 96.7066 | 244.0507
6960 | 97.1232 | 244.7947 | 97.1232 | 244.7947
6961 | 92.5041 | 247.7687 | 92.5041 | 247.7687
6962 | 91.4607 | 247.19 | 91.4607 | 247.19
6963 | 91.8914 | 242.9856 | 91.8914 | 242.9856
6964 | 92.4024 | 241.1118 | 92.4024 | 241.1118
6965 | 95.0609 | 231.3814 | 95.0609 | 231.3814
6966 | 93.5521 | 217.34 | 93.5521 | 217.34
6967 | 91.484 | 204.738 | 91.484 | 204.738
6968 | 92.3383 | 193.8046 | 92.3383 | 193.8046
6969 | 94.074 | 185.6474 | 94.074 | 185.6474
6970 | 91.2966 | 177.5382 | 91.2966 | 177.5382
6971 | 85.8013 | 171.8901 | 85.8013 | 171.8901
6972 | 81.0734 | 169.6387 | 81.0734 | 169.6387
6973 | 77.6537 | 170.3462 | 77.6537 | 170.3462
6974 | 75.8176 | 173.9666 | 75.8176 | 173.9666
6975 | 74.7167 | 177.7735 | 74.7167 | 177.7735
6976 | 74.5883 | 189.1802 | 74.5883 | 189.1802
6977 | 72.3045 | 209.5565 | 72.3045 | 209.5565
6978 | 72.3856 | 215.7275 | 72.3856 | 215.7275
6979 | 76.2221 | 219.6327 | 76.2221 | 219.6327
6980 | 81.6548 | 220.7349 | 81.6548 | 220.7349
6981 | 86.5325 | 222.8273 | 86.5325 | 222.8273
6982 | 90.1164 | 224.0245 | 90.1164 | 224.0245
6983 | 97.3539 | 226.86 | 97.3539 | 226.86
6984 | 97.5445 | 227.8648 | 97.5445 | 227.8648
6985 | 93.4217 | 230.4013 | 93.4217 | 230.4013
6986 | 91.5147 | 233.6175 | 91.5147 | 233.6175
6987 | 92.3171 | 233.9737 | 92.3171 | 233.9737
6988 | 93.3289 | 234.0268 | 93.3289 | 234.0268
6989 | 94.8135 | 228.4195 | 94.8135 | 228.4195
6990 | 93.2166 | 217.2895 | 93.2166 | 217.2895
6991 | 91.1296 | 206.7491 | 91.1296 | 206.7491
6992 | 92.8104 | 195.8662 | 92.8104 | 195.8662
6993 | 94.3611 | 188.2391 | 94.3611 | 188.2391
6994 | 91.6164 | 177.9925 | 91.6164 | 177.9925
6995 | 86.9254 | 169.5593 | 86.9254 | 169.5593
6996 | 82.0285 | 164.7499 | 82.0285 | 164.7499
6997 | 78.2964 | 163.2612 | 78.2964 | 163.2612
6998 | 76.2037 | 164.8201 | 76.2037 | 164.8201
6999 | 75.4401 | 168.0464 | 75.4401 | 168.0464
7000 | 74.7132 | 182.1289 | 74.7132 | 182.1289
7001 | 72.5751 | 203.8347 | 72.5751 | 203.8347
7002 | 72.7636 | 209.3662 | 72.7636 | 209.3662
7003 | 76.5229 | 211.5801 | 76.5229 | 211.5801
7004 | 82.4872 | 210.6375 | 82.4872 | 210.6375
7005 | 86.9557 | 211.6192 | 86.9557 | 211.6192
7006 | 90.8446 | 212.9258 | 90.8446 | 212.9258
7007 | 96.0428 | 216.3335 | 96.0428 | 216.3335
7008 | 95.5587 | 217.3888 | 95.5587 | 217.3888
7009 | 93.5796 | 219.4793 | 93.5796 | 219.4793
7010 | 91.6946 | 221.0294 | 91.6946 | 221.0294
7011 | 92.2491 | 219.0464 | 92.2491 | 219.0464
7012 | 93.3141 | 218.9649 | 93.3141 | 218.9649
7013 | 94.794 | 214.7881 | 94.794 | 214.7881
7014 | 94.2309 | 205.0297 | 94.2309 | 205.0297
7015 | 91.174 | 194.7585 | 91.174 | 194.7585
7016 | 92.721 | 183.4801 | 92.721 | 183.4801
7017 | 94.0368 | 174.3552 | 94.0368 | 174.3552
7018 | 91.4154 | 164.2601 | 91.4154 | 164.2601
7019 | 85.8133 | 157.0049 | 85.8133 | 157.0049
7020 | 81.2464 | 153.1884 | 81.2464 | 153.1884
7021 | 77.262 | 151.6998 | 77.262 | 151.6998
7022 | 75.4696 | 151.6767 | 75.4696 | 151.6767
7023 | 74.6485 | 150.9061 | 74.6485 | 150.9061
7024 | 74.1448 | 170.9545 | 74.1448 | 170.9545
7025 | 72.3471 | 207.2426 | 72.3471 | 207.2426
7026 | 72.4757 | 220.0105 | 72.4757 | 220.0105
7027 | 76.6067 | 225.5396 | 76.6067 | 225.5396
7028 | 83.2298 | 224.7907 | 83.2298 | 224.7907
7029 | 87.2191 | 221.5062 | 87.2191 | 221.5062
7030 | 91.4842 | 218.5382 | 91.4842 | 218.5382
7031 | 97.3099 | 222.1647 | 97.3099 | 222.1647
7032 | 96.2946 | 225.5004 | 96.2946 | 225.5004
7033 | 93.0264 | 226.4886 | 93.0264 | 226.4886
7034 | 91.4547 | 221.1052 | 91.4547 | 221.1052
7035 | 91.6044 | 206.7529 | 91.6044 | 206.7529
7036 | 92.4592 | 195.842 | 92.4592 | 195.842
7037 | 94.593 | 190.7059 | 94.593 | 190.7059
7038 | 93.9146 | 182.033 | 93.9146 | 182.033
7039 | 90.9693 | 176.6674 | 90.9693 | 176.6674
7040 | 91.6153 | 171.1024 | 91.6153 | 171.1024
7041 | 94.7573 | 165.2256 | 94.7573 | 165.2256
7042 | 91.6127 | 157.1752 | 91.6127 | 157.1752
7043 | 85.4736 | 151.0306 | 85.4736 | 151.0306
7044 | 80.2057 | 147.6517 | 80.2057 | 147.6517
7045 | 76.9023 | 146.4912 | 76.9023 | 146.4912
7046 | 75.0819 | 146.7711 | 75.0819 | 146.7711
7047 | 74.345 | 147.1028 | 74.345 | 147.1028
7048 | 73.6658 | 156.591 | 73.6658 | 156.591
7049 | 72.4405 | 188.3184 | 72.4405 | 188.3184
7050 | 72.853 | 202.2897 | 72.853 | 202.2897
7051 | 78.8489 | 208.4667 | 78.8489 | 208.4667
7052 | 86.3889 | 208.5844 | 86.3889 | 208.5844
7053 | 93.0968 | 207.1848 | 93.0968 | 207.1848
7054 | 96.3254 | 206.2868 | 96.3254 | 206.2868
7055 | 103.7525 | 208.4408 | 103.7525 | 208.4408
7056 | 102.3495 | 206.7445 | 102.3495 | 206.7445
7057 | 96.5808 | 203.231 | 96.5808 | 203.231
7058 | 95.4 | 196.6107 | 95.4 | 196.6107
7059 | 95.8501 | 189.4696 | 95.8501 | 189.4696
7060 | 96.818 | 188.0586 | 96.818 | 188.0586
7061 | 98.9613 | 184.4203 | 98.9613 | 184.4203
7062 | 99.0419 | 178.0277 | 99.0419 | 178.0277
7063 | 94.7816 | 173.6382 | 94.7816 | 173.6382
7064 | 94.1769 | 169.0325 | 94.1769 | 169.0325
7065 | 95.4587 | 164.5187 | 95.4587 | 164.5187
7066 | 93.1423 | 157.8567 | 93.1423 | 157.8567
7067 | 85.0878 | 152.9576 | 85.0878 | 152.9576
7068 | 80.0283 | 150.5547 | 80.0283 | 150.5547
7069 | 75.6745 | 150.0674 | 75.6745 | 150.0674
7070 | 73.5715 | 150.7343 | 73.5715 | 150.7343
7071 | 72.6492 | 150.0815 | 72.6492 | 150.0815
7072 | 72.2742 | 156.0356 | 72.2742 | 156.0356
7073 | 70.3612 | 171.0856 | 70.3612 | 171.0856
7074 | 71.2501 | 172.7633 | 71.2501 | 172.7633
7075 | 76.9358 | 175.2212 | 76.9358 | 175.2212
7076 | 85.9478 | 176.8198 | 85.9478 | 176.8198
7077 | 90.7731 | 181.1925 | 90.7731 | 181.1925
7078 | 94.1398 | 184.6111 | 94.1398 | 184.6111
7079 | 100.5982 | 189.2558 | 100.5982 | 189.2558
7080 | 99.8739 | 191.3713 | 99.8739 | 191.3713
7081 | 93.8907 | 194.9932 | 93.8907 | 194.9932
7082 | 92.9202 | 198.8826 | 92.9202 | 198.8826
7083 | 93.785 | 199.3061 | 93.785 | 199.3061
7084 | 94.8025 | 200.4952 | 94.8025 | 200.4952
7085 | 96.7022 | 198.7838 | 96.7022 | 198.7838
7086 | 95.9936 | 191.4487 | 95.9936 | 191.4487
7087 | 92.3869 | 182.6921 | 92.3869 | 182.6921
7088 | 92.6665 | 173.4248 | 92.6665 | 173.4248
7089 | 95.0639 | 167.2619 | 95.0639 | 167.2619
7090 | 92.1525 | 161.5591 | 92.1525 | 161.5591
7091 | 85.5736 | 158.469 | 85.5736 | 158.469
7092 | 79.8037 | 158.2708 | 79.8037 | 158.2708
7093 | 75.1868 | 159.4074 | 75.1868 | 159.4074
7094 | 73.1664 | 162.2369 | 73.1664 | 162.2369
7095 | 72.5003 | 164.4871 | 72.5003 | 164.4871
7096 | 72.0977 | 174.7326 | 72.0977 | 174.7326
7097 | 70.5815 | 196.3374 | 70.5815 | 196.3374
7098 | 72.0235 | 207.0775 | 72.0235 | 207.0775
7099 | 78.1477 | 215.8883 | 78.1477 | 215.8883
7100 | 86.0383 | 220.9705 | 86.0383 | 220.9705
7101 | 90.7365 | 225.907 | 90.7365 | 225.907
7102 | 95.2657 | 230.1333 | 95.2657 | 230.1333
7103 | 101.2723 | 237.5969 | 101.2723 | 237.5969
7104 | 100.3933 | 244.5591 | 100.3933 | 244.5591
7105 | 94.0106 | 252.7753 | 94.0106 | 252.7753
7106 | 93.3837 | 260.2913 | 93.3837 | 260.2913
7107 | 93.6478 | 263.4243 | 93.6478 | 263.4243
7108 | 92.9648 | 267.4827 | 92.9648 | 267.4827
7109 | 95.5841 | 266.7474 | 95.5841 | 266.7474
7110 | 94.3444 | 258.7055 | 94.3444 | 258.7055
7111 | 90.4325 | 248.9813 | 90.4325 | 248.9813
7112 | 90.1323 | 238.334 | 90.1323 | 238.334
7113 | 92.991 | 228.2583 | 92.991 | 228.2583
7114 | 90.4134 | 215.4958 | 90.4134 | 215.4958
7115 | 83.9667 | 206.0107 | 83.9667 | 206.0107
7116 | 78.8624 | 201.1761 | 78.8624 | 201.1761
7117 | 75.2163 | 200.167 | 75.2163 | 200.167
7118 | 73.3011 | 202.4412 | 73.3011 | 202.4412
7119 | 72.5242 | 208.4106 | 72.5242 | 208.4106
7120 | 71.504 | 227.5333 | 71.504 | 227.5333
7121 | 69.3879 | 254.4224 | 69.3879 | 254.4224
7122 | 70.63 | 262.1501 | 70.63 | 262.1501
7123 | 75.5707 | 264.8268 | 75.5707 | 264.8268
7124 | 82.3357 | 264.3134 | 82.3357 | 264.3134
7125 | 86.6458 | 264.5125 | 86.6458 | 264.5125
7126 | 90.9227 | 263.118 | 90.9227 | 263.118
7127 | 97.1809 | 264.5147 | 97.1809 | 264.5147
7128 | 97.3006 | 265.1241 | 97.3006 | 265.1241
7129 | 93.1004 | 268.5104 | 93.1004 | 268.5104
7130 | 91.0533 | 270.2372 | 91.0533 | 270.2372
7131 | 91.2012 | 267.5306 | 91.2012 | 267.5306
7132 | 91.4528 | 261.6178 | 91.4528 | 261.6178
7133 | 93.3749 | 254.0668 | 93.3749 | 254.0668
7134 | 93.0054 | 242.1206 | 93.0054 | 242.1206
7135 | 89.547 | 234.1129 | 89.547 | 234.1129
7136 | 89.696 | 224.8624 | 89.696 | 224.8624
7137 | 92.0029 | 214.7951 | 92.0029 | 214.7951
7138 | 88.8961 | 202.731 | 88.8961 | 202.731
7139 | 83.3545 | 193.8939 | 83.3545 | 193.8939
7140 | 78.4141 | 188.5628 | 78.4141 | 188.5628
7141 | 74.477 | 186.6114 | 74.477 | 186.6114
7142 | 72.6642 | 188.246 | 72.6642 | 188.246
7143 | 71.775 | 192.726 | 71.775 | 192.726
7144 | 70.7588 | 206.2615 | 70.7588 | 206.2615
7145 | 68.6484 | 229.3473 | 68.6484 | 229.3473
7146 | 69.538 | 237.9333 | 69.538 | 237.9333
7147 | 73.1331 | 242.276 | 73.1331 | 242.276
7148 | 78.9987 | 244.6824 | 78.9987 | 244.6824
7149 | 83.0119 | 248.3315 | 83.0119 | 248.3315
7150 | 86.3562 | 251.5229 | 86.3562 | 251.5229
7151 | 93.5775 | 258.4731 | 93.5775 | 258.4731
7152 | 93.4821 | 264.0386 | 93.4821 | 264.0386
7153 | 90.0827 | 270.6561 | 90.0827 | 270.6561
7154 | 88.8115 | 275.0587 | 88.8115 | 275.0587
7155 | 88.6898 | 265.6205 | 88.6898 | 265.6205
7156 | 89.3325 | 257.318 | 89.3325 | 257.318
7157 | 90.3879 | 246.6705 | 90.3879 | 246.6705
7158 | 89.1068 | 232.9573 | 89.1068 | 232.9573
7159 | 86.5117 | 216.8717 | 86.5117 | 216.8717
7160 | 86.8938 | 205.5512 | 86.8938 | 205.5512
7161 | 89.4402 | 195.8542 | 89.4402 | 195.8542
7162 | 88.0536 | 184.1519 | 88.0536 | 184.1519
7163 | 82.7174 | 175.1549 | 82.7174 | 175.1549
7164 | 77.7351 | 169.563 | 77.7351 | 169.563
7165 | 74.0725 | 167.3002 | 74.0725 | 167.3002
7166 | 72.0368 | 170.5251 | 72.0368 | 170.5251
7167 | 70.7559 | 180.2978 | 70.7559 | 180.2978
7168 | 70.2172 | 205.0835 | 70.2172 | 205.0835
7169 | 68.1313 | 239.6551 | 68.1313 | 239.6551
7170 | 68.5502 | 255.326 | 68.5502 | 255.326
7171 | 72.6159 | 262.9924 | 72.6159 | 262.9924
7172 | 78.6466 | 265.9626 | 78.6466 | 265.9626
7173 | 83.4938 | 271.0842 | 83.4938 | 271.0842
7174 | 86.6312 | 276.4297 | 86.6312 | 276.4297
7175 | 92.7645 | 281.1417 | 92.7645 | 281.1417
7176 | 92.9546 | 280.5814 | 92.9546 | 280.5814
7177 | 89.1562 | 278.4983 | 89.1562 | 278.4983
7178 | 88.7014 | 271.4993 | 88.7014 | 271.4993
7179 | 88.5688 | 262.6922 | 88.5688 | 262.6922
7180 | 88.8753 | 258.698 | 88.8753 | 258.698
7181 | 90.2252 | 253.1328 | 90.2252 | 253.1328
7182 | 89.8536 | 241.6999 | 89.8536 | 241.6999
7183 | 86.245 | 228.9969 | 86.245 | 228.9969
7184 | 86.5044 | 213.2841 | 86.5044 | 213.2841
7185 | 89.559 | 198.7824 | 89.559 | 198.7824
7186 | 87.5515 | 186.0872 | 87.5515 | 186.0872
7187 | 81.7863 | 174.8604 | 81.7863 | 174.8604
7188 | 76.5874 | 167.3416 | 76.5874 | 167.3416
7189 | 73.4715 | 163.3117 | 73.4715 | 163.3117
7190 | 71.3511 | 161.4375 | 71.3511 | 161.4375
7191 | 70.6687 | 163.0987 | 70.6687 | 163.0987
7192 | 69.7806 | 181.3463 | 69.7806 | 181.3463
7193 | 67.8393 | 210.7598 | 67.8393 | 210.7598
7194 | 68.8178 | 225.8417 | 68.8178 | 225.8417
7195 | 73.8054 | 237.0422 | 73.8054 | 237.0422
7196 | 80.0613 | 243.5381 | 80.0613 | 243.5381
7197 | 85.0967 | 248.483 | 85.0967 | 248.483
7198 | 88.6879 | 250.6394 | 88.6879 | 250.6394
7199 | 95.8911 | 252.3137 | 95.8911 | 252.3137
7200 | 94.9425 | 249.4479 | 94.9425 | 249.4479
7201 | 90.3588 | 247.6425 | 90.3588 | 247.6425
7202 | 89.5102 | 245.7679 | 89.5102 | 245.7679
7203 | 89.8993 | 233.2416 | 89.8993 | 233.2416
7204 | 89.5043 | 228.9445 | 89.5043 | 228.9445
7205 | 91.2707 | 220.4342 | 91.2707 | 220.4342
7206 | 90.6762 | 209.1948 | 90.6762 | 209.1948
7207 | 88.0658 | 199.5547 | 88.0658 | 199.5547
7208 | 87.2476 | 189.2861 | 87.2476 | 189.2861
7209 | 89.8064 | 179.3114 | 89.8064 | 179.3114
7210 | 88.6744 | 168.7535 | 88.6744 | 168.7535
7211 | 81.7451 | 161.0775 | 81.7451 | 161.0775
7212 | 76.251 | 156.3775 | 76.251 | 156.3775
7213 | 72.5832 | 154.14 | 72.5832 | 154.14
7214 | 70.8687 | 153.5532 | 70.8687 | 153.5532
7215 | 69.9474 | 152.7826 | 69.9474 | 152.7826
7216 | 69.2864 | 163.2132 | 69.2864 | 163.2132
7217 | 67.6976 | 194.5031 | 67.6976 | 194.5031
7218 | 69.045 | 208.5753 | 69.045 | 208.5753
7219 | 75.4842 | 216.3426 | 75.4842 | 216.3426
7220 | 84.115 | 218.951 | 84.115 | 218.951
7221 | 89.6994 | 221.6745 | 89.6994 | 221.6745
7222 | 93.1821 | 223.2251 | 93.1821 | 223.2251
7223 | 100.6315 | 224.9163 | 100.6315 | 224.9163
7224 | 99.341 | 226.1988 | 99.341 | 226.1988
7225 | 94.4323 | 229.2906 | 94.4323 | 229.2906
7226 | 93.4083 | 227.3403 | 93.4083 | 227.3403
7227 | 93.251 | 220.9481 | 93.251 | 220.9481
7228 | 93.9561 | 217.0548 | 93.9561 | 217.0548
7229 | 95.5101 | 211.3129 | 95.5101 | 211.3129
7230 | 94.3966 | 200.082 | 94.3966 | 200.082
7231 | 89.0573 | 191.9565 | 89.0573 | 191.9565
7232 | 88.1011 | 183.7241 | 88.1011 | 183.7241
7233 | 90.6634 | 174.0271 | 90.6634 | 174.0271
7234 | 88.5547 | 161.7779 | 88.5547 | 161.7779
7235 | 82.0787 | 153.2857 | 82.0787 | 153.2857
7236 | 76.1893 | 149.0065 | 76.1893 | 149.0065
7237 | 72.1544 | 146.9456 | 72.1544 | 146.9456
7238 | 70.4265 | 146.2494 | 70.4265 | 146.2494
7239 | 69.6238 | 145.6134 | 69.6238 | 145.6134
7240 | 68.6602 | 152.51 | 68.6602 | 152.51
7241 | 66.9199 | 173.0294 | 66.9199 | 173.0294
7242 | 68.7636 | 189.1042 | 68.7636 | 189.1042
7243 | 73.5386 | 200.818 | 73.5386 | 200.818
7244 | 82.0012 | 207.6336 | 82.0012 | 207.6336
7245 | 86.9853 | 212.9824 | 86.9853 | 212.9824
7246 | 91.5725 | 215.3576 | 91.5725 | 215.3576
7247 | 97.8902 | 218.454 | 97.8902 | 218.454
7248 | 98.3253 | 218.0956 | 98.3253 | 218.0956
7249 | 92.0551 | 215.4404 | 92.0551 | 215.4404
7250 | 90.849 | 211.3191 | 90.849 | 211.3191
7251 | 91.1126 | 206.0377 | 91.1126 | 206.0377
7252 | 91.5407 | 202.4053 | 91.5407 | 202.4053
7253 | 93.4757 | 194.0212 | 93.4757 | 194.0212
7254 | 92.5905 | 185.222 | 92.5905 | 185.222
7255 | 89.4695 | 179.461 | 89.4695 | 179.461
7256 | 87.6441 | 172.9284 | 87.6441 | 172.9284
7257 | 90.0992 | 166.5046 | 90.0992 | 166.5046
7258 | 88.8232 | 158.3195 | 88.8232 | 158.3195
7259 | 82.5936 | 151.2242 | 82.5936 | 151.2242
7260 | 76.2739 | 66.3985 | 76.2739 | 66.3985
7261 | 72.408 | 65.8402 | 72.408 | 65.8402
7262 | 70.473 | 65.259 | 70.473 | 65.259
7263 | 69.9996 | 64.8913 | 69.9996 | 64.8913
7264 | 68.7993 | 70.6504 | 68.7993 | 70.6504
7265 | 66.515 | 85.1363 | 66.515 | 85.1363
7266 | 68.8135 | 86.6989 | 68.8135 | 86.6989
7267 | 74.7209 | 87.5458 | 74.7209 | 87.5458
7268 | 82.8918 | 85.6361 | 82.8918 | 85.6361
7269 | 88.1617 | 85.4437 | 88.1617 | 85.4437
7270 | 92.2121 | 84.7642 | 92.2121 | 84.7642
7271 | 99.663 | 85.3282 | 99.663 | 85.3282
7272 | 99.4555 | 85.9682 | 99.4555 | 85.9682
7273 | 93.7065 | 86.7315 | 93.7065 | 86.7315
7274 | 92.6571 | 89.3682 | 92.6571 | 89.3682
7275 | 92.5599 | 90.0864 | 92.5599 | 90.0864
7276 | 92.2144 | 92.7346 | 92.2144 | 92.7346
7277 | 92.8691 | 93.794 | 92.8691 | 93.794
7278 | 92.3623 | 90.5278 | 92.3623 | 90.5278
7279 | 88.3954 | 87.8871 | 88.3954 | 87.8871
7280 | 86.4416 | 84.1869 | 86.4416 | 84.1869
7281 | 88.5288 | 81.5221 | 88.5288 | 81.5221
7282 | 87.4186 | 76.4024 | 87.4186 | 76.4024
7283 | 82.8793 | 72.1292 | 82.8793 | 72.1292
7284 | 77.4114 | 71.546 | 77.4114 | 71.546
7285 | 73.346 | 73.137 | 73.346 | 73.137
7286 | 70.8234 | 76.568 | 70.8234 | 76.568
7287 | 69.7406 | 80.6241 | 69.7406 | 80.6241
7288 | 68.5033 | 90.6304 | 68.5033 | 90.6304
7289 | 67.0046 | 109.1469 | 67.0046 | 109.1469
7290 | 68.3667 | 114.4425 | 68.3667 | 114.4425
7291 | 73.2403 | 118.2727 | 73.2403 | 118.2727
7292 | 80.0078 | 118.1707 | 80.0078 | 118.1707
7293 | 85.3241 | 119.3378 | 85.3241 | 119.3378
7294 | 88.6324 | 119.9515 | 88.6324 | 119.9515
7295 | 94.9384 | 123.3631 | 94.9384 | 123.3631
7296 | 95.2264 | 124.7341 | 95.2264 | 124.7341
7297 | 90.8468 | 124.6009 | 90.8468 | 124.6009
7298 | 89.3508 | 125.1251 | 89.3508 | 125.1251
7299 | 88.9946 | 123.6277 | 88.9946 | 123.6277
7300 | 88.6261 | 125.4345 | 88.6261 | 125.4345
7301 | 90.1448 | 126.5233 | 90.1448 | 126.5233
7302 | 88.9613 | 123.9919 | 88.9613 | 123.9919
7303 | 85.8116 | 121.4983 | 85.8116 | 121.4983
7304 | 84.5394 | 116.4349 | 84.5394 | 116.4349
7305 | 87.1246 | 110.1658 | 87.1246 | 110.1658
7306 | 86.1243 | 102.0039 | 86.1243 | 102.0039
7307 | 81.8517 | 95.6107 | 81.8517 | 95.6107
7308 | 76.7794 | 93.0544 | 76.7794 | 93.0544
7309 | 72.6084 | 92.1104 | 72.6084 | 92.1104
7310 | 70.8412 | 91.5439 | 70.8412 | 91.5439
7311 | 69.5701 | 92.5136 | 69.5701 | 92.5136
7312 | 67.9811 | 101.3442 | 67.9811 | 101.3442
7313 | 66.2904 | 120.8638 | 66.2904 | 120.8638
7314 | 66.8787 | 127.6988 | 66.8787 | 127.6988
7315 | 70.4709 | 132.3116 | 70.4709 | 132.3116
7316 | 76.0715 | 132.7387 | 76.0715 | 132.7387
7317 | 80.5004 | 133.3657 | 80.5004 | 133.3657
7318 | 84.5086 | 132.4032 | 84.5086 | 132.4032
7319 | 90.6442 | 133.7131 | 90.6442 | 133.7131
7320 | 91.2666 | 133.8681 | 91.2666 | 133.8681
7321 | 87.8244 | 132.1146 | 87.8244 | 132.1146
7322 | 86.2547 | 128.3179 | 86.2547 | 128.3179
7323 | 85.2336 | 122.0552 | 85.2336 | 122.0552
7324 | 85.8556 | 119.6 | 85.8556 | 119.6
7325 | 87.3449 | 116.5811 | 87.3449 | 116.5811
7326 | 86.5471 | 110.2469 | 86.5471 | 110.2469
7327 | 84.1557 | 104.6156 | 84.1557 | 104.6156
7328 | 83.4375 | 98.0678 | 83.4375 | 98.0678
7329 | 86.2699 | 94.1098 | 86.2699 | 94.1098
7330 | 85.1272 | 88.3985 | 85.1272 | 88.3985
7331 | 80.3586 | 83.6587 | 80.3586 | 83.6587
7332 | 75.9711 | 81.5617 | 75.9711 | 81.5617
7333 | 72.4463 | 80.985 | 72.4463 | 80.985
7334 | 70.2914 | 81.0358 | 70.2914 | 81.0358
7335 | 69.4264 | 82.3252 | 69.4264 | 82.3252
7336 | 68.1114 | 90.6928 | 68.1114 | 90.6928
7337 | 66.167 | 108.853 | 66.167 | 108.853
7338 | 66.8232 | 115.3206 | 66.8232 | 115.3206
7339 | 70.6508 | 121.6088 | 70.6508 | 121.6088
7340 | 76.7113 | 124.4682 | 76.7113 | 124.4682
7341 | 81.3121 | 127.0609 | 81.3121 | 127.0609
7342 | 85.2636 | 126.7267 | 85.2636 | 126.7267
7343 | 91.9003 | 126.78 | 91.9003 | 126.78
7344 | 91.5331 | 124.5468 | 91.5331 | 124.5468
7345 | 87.5275 | 122.6757 | 87.5275 | 122.6757
7346 | 86.7494 | 120.9549 | 86.7494 | 120.9549
7347 | 86.3094 | 115.6989 | 86.3094 | 115.6989
7348 | 87.5381 | 113.8462 | 87.5381 | 113.8462
7349 | 88.9601 | 109.0086 | 88.9601 | 109.0086
7350 | 86.7538 | 101.7597 | 86.7538 | 101.7597
7351 | 84.0818 | 96.2752 | 84.0818 | 96.2752
7352 | 83.0865 | 91.5572 | 83.0865 | 91.5572
7353 | 85.8998 | 88.83 | 85.8998 | 88.83
7354 | 85.4407 | 83.6882 | 85.4407 | 83.6882
7355 | 80.2953 | 79.2607 | 80.2953 | 79.2607
7356 | 75.5408 | 78.615 | 75.5408 | 78.615
7357 | 71.7462 | 79.1553 | 71.7462 | 79.1553
7358 | 69.752 | 79.4853 | 69.752 | 79.4853
7359 | 68.6648 | 80.749 | 68.6648 | 80.749
7360 | 67.3129 | 89.5465 | 67.3129 | 89.5465
7361 | 65.6076 | 107.9896 | 65.6076 | 107.9896
7362 | 67.1737 | 112.9985 | 67.1737 | 112.9985
7363 | 72.0423 | 115.7706 | 72.0423 | 115.7706
7364 | 79.9003 | 114.9007 | 79.9003 | 114.9007
7365 | 84.0634 | 114.9325 | 84.0634 | 114.9325
7366 | 89.033 | 113.2388 | 89.033 | 113.2388
7367 | 96.7487 | 113.7735 | 96.7487 | 113.7735
7368 | 95.8984 | 113.0467 | 95.8984 | 113.0467
7369 | 90.6942 | 111.4291 | 90.6942 | 111.4291
7370 | 89.6565 | 110.0133 | 89.6565 | 110.0133
7371 | 89.494 | 107.5533 | 89.494 | 107.5533
7372 | 90.6737 | 107.4054 | 90.6737 | 107.4054
7373 | 91.5218 | 105.724 | 91.5218 | 105.724
7374 | 90.5071 | 99.8895 | 90.5071 | 99.8895
7375 | 87.1133 | 94.9636 | 87.1133 | 94.9636
7376 | 85.8209 | 89.7753 | 85.8209 | 89.7753
7377 | 88.3891 | 85.1669 | 88.3891 | 85.1669
7378 | 87.4837 | 77.9713 | 87.4837 | 77.9713
7379 | 81.0225 | 71.8757 | 81.0225 | 71.8757
7380 | 76.489 | 69.6244 | 76.489 | 69.6244
7381 | 72.268 | 69.0477 | 72.268 | 69.0477
7382 | 70.1813 | 68.4261 | 70.1813 | 68.4261
7383 | 69.3952 | 68.5324 | 69.3952 | 68.5324
7384 | 68.0552 | 75.6031 | 68.0552 | 75.6031
7385 | 66.2239 | 96.585 | 66.2239 | 96.585
7386 | 68.3949 | 104.4635 | 68.3949 | 104.4635
7387 | 73.8782 | 108.6097 | 73.8782 | 108.6097
7388 | 83.1461 | 108.0888 | 83.1461 | 108.0888
7389 | 88.8896 | 107.5695 | 88.8896 | 107.5695
7390 | 91.6477 | 105.5158 | 91.6477 | 105.5158
7391 | 99.0674 | 106.0909 | 99.0674 | 106.0909
7392 | 97.6051 | 105.838 | 97.6051 | 105.838
7393 | 92.3217 | 104.8818 | 92.3217 | 104.8818
7394 | 91.2095 | 103.7268 | 91.2095 | 103.7268
7395 | 91.7946 | 101.2338 | 91.7946 | 101.2338
7396 | 92.2013 | 100.5458 | 92.2013 | 100.5458
7397 | 94.2428 | 97.5196 | 94.2428 | 97.5196
7398 | 92.6504 | 92.6772 | 92.6504 | 92.6772
7399 | 87.9642 | 89.4376 | 87.9642 | 89.4376
7400 | 86.9932 | 85.6051 | 86.9932 | 85.6051
7401 | 88.7659 | 82.1541 | 88.7659 | 82.1541
7402 | 87.2839 | 75.9027 | 87.2839 | 75.9027
7403 | 81.072 | 70.7587 | 81.072 | 70.7587
7404 | 76.564 | 69.1431 | 76.564 | 69.1431
7405 | 73.2995 | 68.8089 | 73.2995 | 68.8089
7406 | 71.2502 | 68.4335 | 71.2502 | 68.4335
7407 | 69.6688 | 68.492 | 69.6688 | 68.492
7408 | 68.2195 | 74.6882 | 68.2195 | 74.6882
7409 | 66.5206 | 89.3983 | 66.5206 | 89.3983
7410 | 68.9848 | 90.994 | 68.9848 | 90.994
7411 | 74.393 | 91.591 | 74.393 | 91.591
7412 | 83.5281 | 88.895 | 83.5281 | 88.895
7413 | 89.3881 | 87.4535 | 89.3881 | 87.4535
7414 | 93.6703 | 84.7752 | 93.6703 | 84.7752
7415 | 100.3459 | 84.8506 | 100.3459 | 84.8506
7416 | 99.5303 | 85.5861 | 99.5303 | 85.5861
7417 | 93.1643 | 86.9225 | 93.1643 | 86.9225
7418 | 92.5602 | 89.1221 | 92.5602 | 89.1221
7419 | 92.035 | 89.6125 | 92.035 | 89.6125
7420 | 92.0526 | 92.1357 | 92.0526 | 92.1357
7421 | 93.6807 | 93.9005 | 93.6807 | 93.9005
7422 | 92.6799 | 92.464 | 92.6799 | 92.464
7423 | 88.0914 | 91.3445 | 88.0914 | 91.3445
7424 | 86.3619 | 88.2542 | 86.3619 | 88.2542
7425 | 88.2784 | 85.369 | 88.2784 | 85.369
7426 | 87.3955 | 79.474 | 87.3955 | 79.474
7427 | 81.8136 | 74.3631 | 81.8136 | 74.3631
7428 | 76.0112 | 72.7474 | 76.0112 | 72.7474
7429 | 72.5505 | 72.5014 | 72.5505 | 72.5014
7430 | 71.0516 | 72.5301 | 71.0516 | 72.5301
7431 | 69.7788 | 74.5837 | 69.7788 | 74.5837
7432 | 68.3243 | 84.219 | 68.3243 | 84.219
7433 | 67.0441 | 103.6761 | 67.0441 | 103.6761
7434 | 69.3577 | 110.4744 | 69.3577 | 110.4744
7435 | 74.6079 | 115.124 | 74.6079 | 115.124
7436 | 83.3385 | 115.0146 | 83.3385 | 115.0146
7437 | 89.2621 | 114.6055 | 89.2621 | 114.6055
7438 | 93.6089 | 112.5885 | 93.6089 | 112.5885
7439 | 99.2415 | 112.4178 | 99.2415 | 112.4178
7440 | 97.5189 | 109.8906 | 97.5189 | 109.8906
7441 | 91.3022 | 106.0061 | 91.3022 | 106.0061
7442 | 90.878 | 102.676 | 90.878 | 102.676
7443 | 91.7654 | 98.8309 | 91.7654 | 98.8309
7444 | 91.9602 | 97.9408 | 91.9602 | 97.9408
7445 | 92.187 | 95.6017 | 92.187 | 95.6017
7446 | 92.4737 | 91.1818 | 92.4737 | 91.1818
7447 | 87.6581 | 88.1113 | 87.6581 | 88.1113
7448 | 85.9461 | 83.9444 | 85.9461 | 83.9444
7449 | 87.6536 | 80.7101 | 87.6536 | 80.7101
7450 | 86.7553 | 74.9144 | 86.7553 | 74.9144
7451 | 81.9527 | 69.8512 | 81.9527 | 69.8512
7452 | 76.79 | 68.1951 | 76.79 | 68.1951
7453 | 73.2017 | 67.7177 | 73.2017 | 67.7177
7454 | 71.24 | 66.8609 | 71.24 | 66.8609
7455 | 69.9617 | 66.4639 | 69.9617 | 66.4639
7456 | 68.0146 | 72.6711 | 68.0146 | 72.6711
7457 | 66.8542 | 88.7921 | 66.8542 | 88.7921
7458 | 67.9612 | 92.0595 | 67.9612 | 92.0595
7459 | 72.5083 | 94.3687 | 72.5083 | 94.3687
7460 | 79.5834 | 93.8368 | 79.5834 | 93.8368
7461 | 85.2939 | 93.1301 | 85.2939 | 93.1301
7462 | 89.845 | 90.1909 | 89.845 | 90.1909
7463 | 96.2211 | 89.7482 | 96.2211 | 89.7482
7464 | 95.3549 | 89.0765 | 95.3549 | 89.0765
7465 | 90.2595 | 89.0682 | 90.2595 | 89.0682
7466 | 89.5379 | 91.3045 | 89.5379 | 91.3045
7467 | 89.7531 | 92.6253 | 89.7531 | 92.6253
7468 | 90.0471 | 96.0376 | 90.0471 | 96.0376
7469 | 90.9668 | 97.1852 | 90.9668 | 97.1852
7470 | 89.576 | 93.4781 | 89.576 | 93.4781
7471 | 86.0426 | 89.9594 | 86.0426 | 89.9594
7472 | 83.9122 | 85.6345 | 83.9122 | 85.6345
7473 | 85.7224 | 81.8969 | 85.7224 | 81.8969
7474 | 86.6839 | 75.4949 | 86.6839 | 75.4949
7475 | 82.5489 | 70.1599 | 82.5489 | 70.1599
7476 | 77.6529 | 68.309 | 77.6529 | 68.309
7477 | 73.4957 | 68.0189 | 73.4957 | 68.0189
7478 | 71.3706 | 67.8676 | 71.3706 | 67.8676
7479 | 69.8423 | 68.2679 | 69.8423 | 68.2679
7480 | 67.6553 | 74.9454 | 67.6553 | 74.9454
7481 | 66.0643 | 93.2415 | 66.0643 | 93.2415
7482 | 67.1965 | 101.6638 | 67.1965 | 101.6638
7483 | 70.8428 | 107.0629 | 70.8428 | 107.0629
7484 | 76.5935 | 108.0153 | 76.5935 | 108.0153
7485 | 81.5245 | 108.6607 | 81.5245 | 108.6607
7486 | 85.6029 | 107.1985 | 85.6029 | 107.1985
7487 | 91.7095 | 107.5862 | 91.7095 | 107.5862
7488 | 91.6598 | 105.8012 | 91.6598 | 105.8012
7489 | 88.396 | 101.8432 | 88.396 | 101.8432
7490 | 87.6049 | 97.591 | 87.6049 | 97.591
7491 | 87.7197 | 93.4483 | 87.7197 | 93.4483
7492 | 88.4372 | 92.3782 | 88.4372 | 92.3782
7493 | 89.3595 | 91.7732 | 89.3595 | 91.7732
7494 | 88.3686 | 89.0397 | 88.3686 | 89.0397
7495 | 85.4856 | 86.5497 | 85.4856 | 86.5497
7496 | 84.2665 | 82.754 | 84.2665 | 82.754
7497 | 85.6879 | 79.6336 | 85.6879 | 79.6336
7498 | 86.3377 | 73.6505 | 86.3377 | 73.6505
7499 | 82.399 | 67.7386 | 82.399 | 67.7386
7500 | 77.299 | 65.5644 | 77.299 | 65.5644
7501 | 73.7034 | 65.1458 | 73.7034 | 65.1458
7502 | 71.8175 | 64.9063 | 71.8175 | 64.9063
7503 | 71.0133 | 65.6004 | 71.0133 | 65.6004
7504 | 67.9406 | 72.5683 | 67.9406 | 72.5683
7505 | 66.6267 | 87.767 | 66.6267 | 87.767
7506 | 67.8941 | 89.844 | 67.8941 | 89.844
7507 | 71.3048 | 90.9554 | 71.3048 | 90.9554
7508 | 77.223 | 88.7921 | 77.223 | 88.7921
7509 | 81.8044 | 86.9869 | 81.8044 | 86.9869
7510 | 85.9651 | 83.6142 | 85.9651 | 83.6142
7511 | 92.537 | 82.6792 | 92.537 | 82.6792
7512 | 92.4706 | 81.0338 | 92.4706 | 81.0338
7513 | 88.5483 | 79.6808 | 88.5483 | 79.6808
7514 | 87.6135 | 80.4254 | 87.6135 | 80.4254
7515 | 86.6051 | 81.2244 | 86.6051 | 81.2244
7516 | 86.9052 | 85.6581 | 86.9052 | 85.6581
7517 | 88.218 | 88.5326 | 88.218 | 88.5326
7518 | 86.4553 | 86.5413 | 86.4553 | 86.5413
7519 | 82.6607 | 84.7972 | 82.6607 | 84.7972
7520 | 81.9628 | 81.7803 | 81.9628 | 81.7803
7521 | 83.7638 | 78.9539 | 83.7638 | 78.9539
7522 | 84.7644 | 72.7944 | 84.7644 | 72.7944
7523 | 81.2114 | 67.1177 | 81.2114 | 67.1177
7524 | 76.1402 | 65.006 | 76.1402 | 65.006
7525 | 72.5693 | 64.5285 | 72.5693 | 64.5285
7526 | 70.5031 | 63.9547 | 70.5031 | 63.9547
7527 | 68.8215 | 63.5392 | 68.8215 | 63.5392
7528 | 66.5535 | 68.7508 | 66.5535 | 68.7508
7529 | 65.229 | 82.5791 | 65.229 | 82.5791
7530 | 67.078 | 85.5122 | 67.078 | 85.5122
7531 | 71.9867 | 88.8575 | 71.9867 | 88.8575
7532 | 78.5052 | 89.6629 | 78.5052 | 89.6629
7533 | 83.5715 | 90.503 | 83.5715 | 90.503
7534 | 87.7171 | 88.9968 | 87.7171 | 88.9968
7535 | 94.1144 | 89.7409 | 94.1144 | 89.7409
7536 | 92.8294 | 88.8377 | 92.8294 | 88.8377
7537 | 87.8888 | 86.0554 | 87.8888 | 86.0554
7538 | 88.3741 | 82.1302 | 88.3741 | 82.1302
7539 | 88.5503 | 78.6635 | 88.5503 | 78.6635
7540 | 88.0097 | 80.0477 | 88.0097 | 80.0477
7541 | 89.2968 | 78.9063 | 89.2968 | 78.9063
7542 | 88.2303 | 73.4246 | 88.2303 | 73.4246
7543 | 84.1868 | 67.7528 | 84.1868 | 67.7528
7544 | 82.9251 | 60.7238 | 82.9251 | 60.7238
7545 | 84.0452 | 54.0799 | 84.0452 | 54.0799
7546 | 85.0529 | 45.466 | 85.0529 | 45.466
7547 | 80.7762 | 38.9002 | 80.7762 | 38.9002
7548 | 75.3001 | 37.2037 | 75.3001 | 37.2037
7549 | 71.5793 | 38.0379 | 71.5793 | 38.0379
7550 | 69.4437 | 40.069 | 69.4437 | 40.069
7551 | 68.5874 | 44.9885 | 68.5874 | 44.9885
7552 | 65.6852 | 56.8833 | 65.6852 | 56.8833
7553 | 65.1556 | 77.5419 | 65.1556 | 77.5419
7554 | 66.9479 | 83.8845 | 66.9479 | 83.8845
7555 | 72.989 | 88.7472 | 72.989 | 88.7472
7556 | 81.5563 | 89.5013 | 81.5563 | 89.5013
7557 | 87.7714 | 90.6243 | 87.7714 | 90.6243
7558 | 92.4263 | 89.9006 | 92.4263 | 89.9006
7559 | 99.0514 | 90.0238 | 99.0514 | 90.0238
7560 | 97.3573 | 87.4378 | 97.3573 | 87.4378
7561 | 91.5308 | 84.7107 | 91.5308 | 84.7107
7562 | 90.5961 | 82.3102 | 90.5961 | 82.3102
7563 | 91.4245 | 80.0119 | 91.4245 | 80.0119
7564 | 91.6424 | 82.0391 | 91.6424 | 82.0391
7565 | 93.1676 | 82.7495 | 93.1676 | 82.7495
7566 | 91.3474 | 78.55 | 91.3474 | 78.55
7567 | 86.4877 | 73.1758 | 86.4877 | 73.1758
7568 | 84.6585 | 66.4003 | 84.6585 | 66.4003
7569 | 86.2621 | 60.5097 | 86.2621 | 60.5097
7570 | 86.1804 | 51.477 | 86.1804 | 51.477
7571 | 81.4986 | 43.4488 | 81.4986 | 43.4488
7572 | 75.6104 | 39.8748 | 75.6104 | 39.8748
7573 | 71.9171 | 38.7066 | 71.9171 | 38.7066
7574 | 70.3448 | 39.0697 | 70.3448 | 39.0697
7575 | 68.6282 | 42.6076 | 68.6282 | 42.6076
7576 | 66.3608 | 55.3549 | 66.3608 | 55.3549
7577 | 65.0911 | 77.7917 | 65.0911 | 77.7917
7578 | 67.6962 | 86.5299 | 67.6962 | 86.5299
7579 | 73.1826 | 91.8372 | 73.1826 | 91.8372
7580 | 81.6068 | 92.6867 | 81.6068 | 92.6867
7581 | 87.492 | 93.4497 | 87.492 | 93.4497
7582 | 91.7823 | 91.8773 | 91.7823 | 91.8773
7583 | 97.8399 | 91.769 | 97.8399 | 91.769
7584 | 97.155 | 88.2094 | 97.155 | 88.2094
7585 | 90.5389 | 82.9912 | 90.5389 | 82.9912
7586 | 90.2656 | 78.14 | 90.2656 | 78.14
7587 | 90.7446 | 73.5197 | 90.7446 | 73.5197
7588 | 91.1038 | 71.182 | 91.1038 | 71.182
7589 | 92.9114 | 67.9096 | 92.9114 | 67.9096
7590 | 92.0651 | 61.6489 | 92.0651 | 61.6489
7591 | 87.3161 | 56.1204 | 87.3161 | 56.1204
7592 | 85.1016 | 50.0687 | 85.1016 | 50.0687
7593 | 86.624 | 44.8284 | 86.624 | 44.8284
7594 | 86.7431 | 37.3756 | 86.7431 | 37.3756
7595 | 81.8114 | 31.8789 | 81.8114 | 31.8789
7596 | 77.0905 | 30.9539 | 77.0905 | 30.9539
7597 | 72.557 | 32.6773 | 72.557 | 32.6773
7598 | 71.1255 | 35.8107 | 71.1255 | 35.8107
7599 | 69.6211 | 41.0902 | 69.6211 | 41.0902
7600 | 67.2529 | 54.6347 | 67.2529 | 54.6347
7601 | 65.995 | 76.8915 | 65.995 | 76.8915
7602 | 68.2398 | 83.9286 | 68.2398 | 83.9286
7603 | 73.6443 | 88.0638 | 73.6443 | 88.0638
7604 | 81.3965 | 88.5607 | 81.3965 | 88.5607
7605 | 88.1775 | 89.7278 | 88.1775 | 89.7278
7606 | 92.3803 | 88.8535 | 92.3803 | 88.8535
7607 | 98.6172 | 89.1383 | 98.6172 | 89.1383
7608 | 97.1427 | 85.4758 | 97.1427 | 85.4758
7609 | 91.3531 | 80.2429 | 91.3531 | 80.2429
7610 | 89.6564 | 76.4205 | 89.6564 | 76.4205
7611 | 90.4422 | 72.2778 | 90.4422 | 72.2778
7612 | 90.4785 | 72.163 | 90.4785 | 72.163
7613 | 90.9647 | 71.2237 | 90.9647 | 71.2237
7614 | 89.875 | 66.7229 | 89.875 | 66.7229
7615 | 85.811 | 62.5649 | 85.811 | 62.5649
7616 | 83.2253 | 57.1672 | 83.2253 | 57.1672
7617 | 84.0437 | 52.2612 | 84.0437 | 52.2612
7618 | 85.108 | 44.6173 | 85.108 | 44.6173
7619 | 81.1174 | 38.3674 | 81.1174 | 38.3674
7620 | 76.5131 | 36.4615 | 76.5131 | 36.4615
7621 | 72.6926 | 36.8805 | 72.6926 | 36.8805
7622 | 70.004 | 38.2319 | 70.004 | 38.2319
7623 | 69.3284 | 41.3364 | 69.3284 | 41.3364
7624 | 66.4364 | 52.7132 | 66.4364 | 52.7132
7625 | 65.5946 | 74.4923 | 65.5946 | 74.4923
7626 | 67.5017 | 82.5031 | 67.5017 | 82.5031
7627 | 71.8748 | 87.4319 | 71.8748 | 87.4319
7628 | 78.4879 | 88.5203 | 78.4879 | 88.5203
7629 | 83.9359 | 90.2532 | 83.9359 | 90.2532
7630 | 88.1808 | 90.2313 | 88.1808 | 90.2313
7631 | 93.737 | 90.6705 | 93.737 | 90.6705
7632 | 93.7105 | 85.9535 | 93.7105 | 85.9535
7633 | 89.0715 | 80.8124 | 89.0715 | 80.8124
7634 | 87.3757 | 76.4426 | 87.3757 | 76.4426
7635 | 87.2136 | 71.2711 | 87.2136 | 71.2711
7636 | 87.4842 | 69.7491 | 87.4842 | 69.7491
7637 | 87.8637 | 68.0823 | 87.8637 | 68.0823
7638 | 86.4717 | 63.8277 | 86.4717 | 63.8277
7639 | 83.2036 | 59.846 | 83.2036 | 59.846
7640 | 81.1909 | 54.79 | 81.1909 | 54.79
7641 | 82.8108 | 50.1816 | 82.8108 | 50.1816
7642 | 83.6082 | 43.3718 | 83.6082 | 43.3718
7643 | 79.6306 | 37.8567 | 79.6306 | 37.8567
7644 | 75.1784 | 36.366 | 75.1784 | 36.366
7645 | 70.997 | 37.0863 | 70.997 | 37.0863
7646 | 68.7208 | 38.8272 | 68.7208 | 38.8272
7647 | 67.4344 | 42.1777 | 67.4344 | 42.1777
7648 | 64.79 | 53.2422 | 64.79 | 53.2422
7649 | 63.7245 | 74.6209 | 63.7245 | 74.6209
7650 | 64.9033 | 83.2416 | 64.9033 | 83.2416
7651 | 68.5483 | 89.3057 | 68.5483 | 89.3057
7652 | 73.7117 | 90.5447 | 73.7117 | 90.5447
7653 | 78.6827 | 91.3738 | 78.6827 | 91.3738
7654 | 82.9983 | 90.2974 | 82.9983 | 90.2974
7655 | 88.8478 | 89.5792 | 88.8478 | 89.5792
7656 | 89.1218 | 85.4905 | 89.1218 | 85.4905
7657 | 85.3161 | 81.7015 | 85.3161 | 81.7015
7658 | 84.8983 | 77.644 | 84.8983 | 77.644
7659 | 84.4881 | 72.9979 | 84.4881 | 72.9979
7660 | 85.2958 | 72.027 | 85.2958 | 72.027
7661 | 85.3364 | 69.3939 | 85.3364 | 69.3939
7662 | 83.743 | 62.6667 | 83.743 | 62.6667
7663 | 81.7284 | 56.4364 | 81.7284 | 56.4364
7664 | 80.3771 | 49.2935 | 80.3771 | 49.2935
7665 | 80.9545 | 43.8474 | 80.9545 | 43.8474
7666 | 82.1223 | 36.1998 | 82.1223 | 36.1998
7667 | 79.0425 | 29.8691 | 79.0425 | 29.8691
7668 | 75.0862 | 27.6729 | 75.0862 | 27.6729
7669 | 71.5455 | 27.5335 | 71.5455 | 27.5335
7670 | 69.0089 | 28.286 | 69.0089 | 28.286
7671 | 67.7984 | 30.9018 | 67.7984 | 30.9018
7672 | 65.0996 | 41.9479 | 65.0996 | 41.9479
7673 | 63.6446 | 61.8532 | 63.6446 | 61.8532
7674 | 64.7365 | 68.0563 | 64.7365 | 68.0563
7675 | 67.1688 | 72.9521 | 67.1688 | 72.9521
7676 | 71.692 | 72.986 | 71.692 | 72.986
7677 | 76.4858 | 73.2713 | 76.4858 | 73.2713
7678 | 81.6385 | 71.269 | 81.6385 | 71.269
7679 | 87.434 | 71.5612 | 87.434 | 71.5612
7680 | 87.9407 | 70.3641 | 87.9407 | 70.3641
7681 | 85.2796 | 68.989 | 85.2796 | 68.989
7682 | 84.3928 | 67.7238 | 84.3928 | 67.7238
7683 | 83.5261 | 65.477 | 83.5261 | 65.477
7684 | 83.9611 | 66.4093 | 83.9611 | 66.4093
7685 | 85.5459 | 63.9195 | 85.5459 | 63.9195
7686 | 83.7082 | 56.9424 | 83.7082 | 56.9424
7687 | 81.1993 | 49.3049 | 81.1993 | 49.3049
7688 | 79.8661 | 40.1853 | 79.8661 | 40.1853
7689 | 81.3447 | 33.4238 | 81.3447 | 33.4238
7690 | 82.4429 | 25.2215 | 82.4429 | 25.2215
7691 | 79.1091 | 18.9018 | 79.1091 | 18.9018
7692 | 74.2104 | 16.9922 | 74.2104 | 16.9922
7693 | 70.5708 | 17.47 | 70.5708 | 17.47
7694 | 68.5403 | 19.0492 | 68.5403 | 19.0492
7695 | 66.8032 | 22.5798 | 66.8032 | 22.5798
7696 | 64.2473 | 34.5408 | 64.2473 | 34.5408
7697 | 63.653 | 54.9789 | 63.653 | 54.9789
7698 | 64.8935 | 60.855 | 64.8935 | 60.855
7699 | 68.3941 | 64.068 | 68.3941 | 64.068
7700 | 74.5231 | 63.6316 | 74.5231 | 63.6316
7701 | 78.6572 | 64.3909 | 78.6572 | 64.3909
7702 | 83.6674 | 64.0126 | 83.6674 | 64.0126
7703 | 90.0463 | 65.5797 | 90.0463 | 65.5797
7704 | 90.009 | 65.404 | 90.009 | 65.404
7705 | 85.8308 | 65.6235 | 85.8308 | 65.6235
7706 | 84.3921 | 66.8347 | 84.3921 | 66.8347
7707 | 85.986 | 66.2743 | 85.986 | 66.2743
7708 | 86.2087 | 67.6842 | 86.2087 | 67.6842
7709 | 87.1763 | 66.7633 | 87.1763 | 66.7633
7710 | 85.4317 | 60.554 | 85.4317 | 60.554
7711 | 82.475 | 53.0856 | 82.475 | 53.0856
7712 | 81.1165 | 43.0327 | 81.1165 | 43.0327
7713 | 81.6288 | 34.7759 | 81.6288 | 34.7759
7714 | 83.3522 | 24.7916 | 83.3522 | 24.7916
7715 | 79.5475 | 17.715 | 79.5475 | 17.715
7716 | 74.6067 | 15.1735 | 74.6067 | 15.1735
7717 | 70.5486 | 14.8577 | 70.5486 | 14.8577
7718 | 68.6376 | 15.8894 | 68.6376 | 15.8894
7719 | 66.5515 | 18.6521 | 66.5515 | 18.6521
7720 | 64.126 | 30.2127 | 64.126 | 30.2127
7721 | 63.5305 | 53.4835 | 63.5305 | 53.4835
7722 | 64.8232 | 62.7986 | 64.8232 | 62.7986
7723 | 69.9526 | 68.2932 | 69.9526 | 68.2932
7724 | 77.8696 | 68.7056 | 77.8696 | 68.7056
7725 | 82.9718 | 69.3473 | 82.9718 | 69.3473
7726 | 87.9373 | 66.7682 | 87.9373 | 66.7682
7727 | 95.0906 | 64.448 | 95.0906 | 64.448
7728 | 94.3212 | 61.1566 | 94.3212 | 61.1566
7729 | 89.0442 | 58.6426 | 89.0442 | 58.6426
7730 | 87.9553 | 57.6897 | 87.9553 | 57.6897
7731 | 88.5475 | 54.1349 | 88.5475 | 54.1349
7732 | 89.3294 | 51.9956 | 89.3294 | 51.9956
7733 | 90.0599 | 48.4513 | 90.0599 | 48.4513
7734 | 89.1175 | 38.9758 | 89.1175 | 38.9758
7735 | 84.6504 | 27.8111 | 84.6504 | 27.8111
7736 | 83.3177 | 17.8207 | 83.3177 | 17.8207
7737 | 83.7599 | 15.2368 | 83.7599 | 15.2368
7738 | 84.1223 | 9.926 | 84.1223 | 9.926
7739 | 79.5396 | 5.2339 | 79.5396 | 5.2339
7740 | 74.4675 | 3.8828 | 74.4675 | 3.8828
7741 | 70.2669 | 3.7911 | 70.2669 | 3.7911
7742 | 68.4419 | 3.6067 | 68.4419 | 3.6067
7743 | 66.7886 | 3.7645 | 66.7886 | 3.7645
7744 | 64.5086 | 14.8657 | 64.5086 | 14.8657
7745 | 63.5203 | 35.8733 | 63.5203 | 35.8733
7746 | 65.6206 | 43.8179 | 65.6206 | 43.8179
7747 | 70.9615 | 50.9843 | 70.9615 | 50.9843
7748 | 80.4342 | 54.3911 | 80.4342 | 54.3911
7749 | 86.5446 | 57.5827 | 86.5446 | 57.5827
7750 | 91.245 | 58.5748 | 91.245 | 58.5748
7751 | 98.6146 | 60.3734 | 98.6146 | 60.3734
7752 | 97.4906 | 57.8646 | 97.4906 | 57.8646
7753 | 91.5019 | 53.6163 | 91.5019 | 53.6163
7754 | 89.4483 | 49.8564 | 89.4483 | 49.8564
7755 | 89.7461 | 45.0119 | 89.7461 | 45.0119
7756 | 90.4923 | 43.861 | 90.4923 | 43.861
7757 | 90.7974 | 41.6027 | 90.7974 | 41.6027
7758 | 89.2842 | 35.1914 | 89.2842 | 35.1914
7759 | 84.7053 | 29.3726 | 84.7053 | 29.3726
7760 | 81.8126 | 23.5414 | 81.8126 | 23.5414
7761 | 83.0072 | 19.5502 | 83.0072 | 19.5502
7762 | 83.8095 | 12.9425 | 83.8095 | 12.9425
7763 | 79.3855 | 7.7397 | 79.3855 | 7.7397
7764 | 74.074 | 6.451 | 74.074 | 6.451
7765 | 70.1126 | 7.0832 | 70.1126 | 7.0832
7766 | 68.1711 | 8.8387 | 68.1711 | 8.8387
7767 | 66.5357 | 12.204 | 66.5357 | 12.204
7768 | 64.2602 | 22.9966 | 64.2602 | 22.9966
7769 | 63.419 | 43.6478 | 63.419 | 43.6478
7770 | 65.1339 | 51.3977 | 65.1339 | 51.3977
7771 | 70.4342 | 56.9401 | 70.4342 | 56.9401
7772 | 79.1797 | 58.113 | 79.1797 | 58.113
7773 | 86.37 | 59.6218 | 86.37 | 59.6218
7774 | 91.1591 | 58.968 | 91.1591 | 58.968
7775 | 97.6631 | 58.5988 | 97.6631 | 58.5988
7776 | 97.012 | 55.2339 | 97.012 | 55.2339
7777 | 91.1271 | 51.4963 | 91.1271 | 51.4963
7778 | 90.3635 | 48.7174 | 90.3635 | 48.7174
7779 | 89.9662 | 44.7107 | 89.9662 | 44.7107
7780 | 89.1466 | 44.4525 | 89.1466 | 44.4525
7781 | 90.1843 | 43.1091 | 90.1843 | 43.1091
7782 | 89.3998 | 37.9507 | 89.3998 | 37.9507
7783 | 84.3924 | 32.3854 | 84.3924 | 32.3854
7784 | 81.3973 | 24.8457 | 81.3973 | 24.8457
7785 | 81.356 | 17.952 | 81.356 | 17.952
7786 | 82.0926 | 9.926 | 82.0926 | 9.926
7787 | 78.9645 | 5.2339 | 78.9645 | 5.2339
7788 | 74.105 | 3.8828 | 74.105 | 3.8828
7789 | 69.9776 | 3.7911 | 69.9776 | 3.7911
7790 | 67.9598 | 3.6067 | 67.9598 | 3.6067
7791 | 66.1974 | 6.4282 | 66.1974 | 6.4282
7792 | 63.4822 | 19.1755 | 63.4822 | 19.1755
7793 | 62.6966 | 40.6754 | 62.6966 | 40.6754
7794 | 64.2794 | 48.6127 | 64.2794 | 48.6127
7795 | 68.4987 | 54.765 | 68.4987 | 54.765
7796 | 76.0648 | 56.8932 | 76.0648 | 56.8932
7797 | 81.7348 | 59.4087 | 81.7348 | 59.4087
7798 | 86.815 | 59.7212 | 86.815 | 59.7212
7799 | 93.1506 | 59.9986 | 93.1506 | 59.9986
7800 | 92.7974 | 56.7036 | 92.7974 | 56.7036
7801 | 88.9279 | 53.6457 | 88.9279 | 53.6457
7802 | 87.8733 | 50.8778 | 87.8733 | 50.8778
7803 | 87.7476 | 46.9372 | 87.7476 | 46.9372
7804 | 87.9948 | 46.624 | 87.9948 | 46.624
7805 | 88.4678 | 46.0741 | 88.4678 | 46.0741
7806 | 86.9097 | 40.8643 | 86.9097 | 40.8643
7807 | 83.2932 | 35.1263 | 83.2932 | 35.1263
7808 | 80.8966 | 27.5793 | 80.8966 | 27.5793
7809 | 80.9848 | 19.5098 | 80.9848 | 19.5098
7810 | 81.9535 | 9.926 | 81.9535 | 9.926
7811 | 78.8774 | 5.2339 | 78.8774 | 5.2339
7812 | 74.5401 | 3.8828 | 74.5401 | 3.8828
7813 | 70.8214 | 3.7911 | 70.8214 | 3.7911
7814 | 68.4273 | 3.6067 | 68.4273 | 3.6067
7815 | 66.4558 | 3.7645 | 66.4558 | 3.7645
7816 | 63.9081 | 14.3366 | 63.9081 | 14.3366
7817 | 63.0098 | 36.0497 | 63.0098 | 36.0497
7818 | 63.9803 | 44.189 | 63.9803 | 44.189
7819 | 67.2692 | 50.1172 | 67.2692 | 50.1172
7820 | 72.9318 | 51.7126 | 72.9318 | 51.7126
7821 | 78.6608 | 54.5 | 78.6608 | 54.5
7822 | 83.6433 | 55.6759 | 83.6433 | 55.6759
7823 | 89.7825 | 56.4751 | 89.7825 | 56.4751
7824 | 90.3626 | 52.8824 | 90.3626 | 52.8824
7825 | 86.3553 | 48.7628 | 86.3553 | 48.7628
7826 | 86.0056 | 44.5583 | 86.0056 | 44.5583
7827 | 85.8297 | 40.0996 | 85.8297 | 40.0996
7828 | 86.4882 | 38.0338 | 86.4882 | 38.0338
7829 | 86.6297 | 35.1656 | 86.6297 | 35.1656
7830 | 85.0181 | 27.6447 | 85.0181 | 27.6447
7831 | 81.3876 | 21.0433 | 81.3876 | 21.0433
7832 | 80.0204 | 17.8207 | 80.0204 | 17.8207
7833 | 80.4994 | 15.2368 | 80.4994 | 15.2368
7834 | 81.5453 | 9.926 | 81.5453 | 9.926
7835 | 78.4517 | 5.2339 | 78.4517 | 5.2339
7836 | 73.9151 | 3.8828 | 73.9151 | 3.8828
7837 | 70.1064 | 3.7911 | 70.1064 | 3.7911
7838 | 67.8377 | 3.6067 | 67.8377 | 3.6067
7839 | 65.8934 | 3.7645 | 65.8934 | 3.7645
7840 | 63.8332 | 16.2031 | 63.8332 | 16.2031
7841 | 62.8851 | 40.4293 | 62.8851 | 40.4293
7842 | 64.0185 | 50.2109 | 64.0185 | 50.2109
7843 | 67.5183 | 58.5457 | 67.5183 | 58.5457
7844 | 73.5242 | 63.378 | 73.5242 | 63.378
7845 | 78.5258 | 67.1612 | 78.5258 | 67.1612
7846 | 83.1213 | 68.1497 | 83.1213 | 68.1497
7847 | 89.5824 | 69.4412 | 89.5824 | 69.4412
7848 | 89.6121 | 68.347 | 89.6121 | 68.347
7849 | 86.0458 | 67.1739 | 86.0458 | 67.1739
7850 | 84.8308 | 67.5034 | 84.8308 | 67.5034
7851 | 85.0377 | 67.5823 | 85.0377 | 67.5823
7852 | 86.2607 | 71.1636 | 86.2607 | 71.1636
7853 | 87.0123 | 73.0865 | 87.0123 | 73.0865
7854 | 85.2911 | 70.1105 | 85.2911 | 70.1105
7855 | 83.0372 | 67.187 | 83.0372 | 67.187
7856 | 80.6961 | 62.0979 | 80.6961 | 62.0979
7857 | 80.8623 | 56.7914 | 80.8623 | 56.7914
7858 | 82.2284 | 48.4164 | 82.2284 | 48.4164
7859 | 78.6572 | 40.7079 | 78.6572 | 40.7079
7860 | 74.0181 | 36.9869 | 74.0181 | 36.9869
7861 | 69.969 | 35.1426 | 69.969 | 35.1426
7862 | 67.8933 | 33.9846 | 67.8933 | 33.9846
7863 | 65.9967 | 34.6604 | 65.9967 | 34.6604
7864 | 63.8439 | 42.6864 | 63.8439 | 42.6864
7865 | 63.7992 | 60.6408 | 63.7992 | 60.6408
7866 | 65.0408 | 66.0135 | 65.0408 | 66.0135
7867 | 69.457 | 69.7555 | 69.457 | 69.7555
7868 | 77.0717 | 69.1097 | 77.0717 | 69.1097
7869 | 82.1506 | 68.4361 | 82.1506 | 68.4361
7870 | 87.121 | 66.1032 | 87.121 | 66.1032
7871 | 94.1147 | 65.5282 | 94.1147 | 65.5282
7872 | 93.0784 | 62.7218 | 93.0784 | 62.7218
7873 | 87.992 | 59.5097 | 87.992 | 59.5097
7874 | 86.3935 | 59.1814 | 86.3935 | 59.1814
7875 | 87.2886 | 57.5922 | 87.2886 | 57.5922
7876 | 87.7615 | 58.1057 | 87.7615 | 58.1057
7877 | 89.4529 | 57.4309 | 89.4529 | 57.4309
7878 | 87.3061 | 51.5303 | 87.3061 | 51.5303
7879 | 83.5382 | 44.6865 | 83.5382 | 44.6865
7880 | 81.0118 | 36.3274 | 81.0118 | 36.3274
7881 | 81.8457 | 29.3823 | 81.8457 | 29.3823
7882 | 83.1809 | 20.5186 | 83.1809 | 20.5186
7883 | 79.7868 | 12.63 | 79.7868 | 12.63
7884 | 74.0355 | 8.7768 | 74.0355 | 8.7768
7885 | 70.0251 | 7.2889 | 70.0251 | 7.2889
7886 | 67.7896 | 6.8841 | 67.7896 | 6.8841
7887 | 65.8283 | 8.7099 | 65.8283 | 8.7099
7888 | 63.4517 | 18.8044 | 63.4517 | 18.8044
7889 | 63.3895 | 39.97 | 63.3895 | 39.97
7890 | 64.8937 | 46.8858 | 64.8937 | 46.8858
7891 | 70.4636 | 50.672 | 70.4636 | 50.672
7892 | 79.1419 | 50.6765 | 79.1419 | 50.6765
7893 | 85.1431 | 51.513 | 85.1431 | 51.513
7894 | 90.01 | 49.6246 | 90.01 | 49.6246
7895 | 97.1967 | 48.7227 | 97.1967 | 48.7227
7896 | 95.5653 | 46.3866 | 95.5653 | 46.3866
7897 | 89.5812 | 44.3722 | 89.5812 | 44.3722
7898 | 88.3243 | 44.099 | 88.3243 | 44.099
7899 | 89.1574 | 43.1455 | 89.1574 | 43.1455
7900 | 89.4024 | 45.5364 | 89.4024 | 45.5364
7901 | 90.6874 | 46.3791 | 90.6874 | 46.3791
7902 | 88.5223 | 42.2715 | 88.5223 | 42.2715
7903 | 83.9055 | 37.7019 | 83.9055 | 37.7019
7904 | 81.3807 | 31.4592 | 81.3807 | 31.4592
7905 | 81.8795 | 25.1974 | 81.8795 | 25.1974
7906 | 82.6865 | 15.5585 | 82.6865 | 15.5585
7907 | 79.2949 | 5.2964 | 79.2949 | 5.2964
7908 | 73.6405 | 3.8828 | 73.6405 | 3.8828
7909 | 69.5128 | 3.7911 | 69.5128 | 3.7911
7910 | 67.5658 | 3.6067 | 67.5658 | 3.6067
7911 | 65.3985 | 3.7645 | 65.3985 | 3.7645
7912 | 63.4136 | 9.9754 | 63.4136 | 9.9754
7913 | 62.8026 | 27.7387 | 62.8026 | 27.7387
7914 | 64.6082 | 36.646 | 64.6082 | 36.646
7915 | 70.1844 | 43.2135 | 70.1844 | 43.2135
7916 | 79.3313 | 44.4415 | 79.3313 | 44.4415
7917 | 85.7873 | 46.1928 | 85.7873 | 46.1928
7918 | 90.7928 | 46.3399 | 90.7928 | 46.3399
7919 | 98.1154 | 46.61 | 98.1154 | 46.61
7920 | 96.0332 | 43.0467 | 96.0332 | 43.0467
7921 | 90.1248 | 39.8272 | 90.1248 | 39.8272
7922 | 90.1147 | 39.2308 | 90.1147 | 39.2308
7923 | 90.3921 | 39.6403 | 90.3921 | 39.6403
7924 | 90.5601 | 46.4954 | 90.5601 | 46.4954
7925 | 91.7347 | 51.3355 | 91.7347 | 51.3355
7926 | 90.0382 | 50.8102 | 90.0382 | 50.8102
7927 | 85.5188 | 49.4188 | 85.5188 | 49.4188
7928 | 82.8712 | 45.8471 | 82.8712 | 45.8471
7929 | 83.0942 | 43.0905 | 83.0942 | 43.0905
7930 | 84.2708 | 37.5813 | 84.2708 | 37.5813
7931 | 79.8556 | 33.7637 | 79.8556 | 33.7637
7932 | 74.7795 | 34.5583 | 74.7795 | 34.5583
7933 | 70.6403 | 37.5713 | 70.6403 | 37.5713
7934 | 68.0941 | 40.385 | 68.0941 | 40.385
7935 | 66.327 | 43.1991 | 66.327 | 43.1991
7936 | 63.8357 | 51.9893 | 63.8357 | 51.9893
7937 | 63.6349 | 68.8268 | 63.6349 | 68.8268
7938 | 65.4349 | 72.2044 | 65.4349 | 72.2044
7939 | 70.5994 | 74.6348 | 70.5994 | 74.6348
7940 | 79.6623 | 73.8971 | 79.6623 | 73.8971
7941 | 85.9514 | 73.8959 | 85.9514 | 73.8959
7942 | 89.7938 | 72.4264 | 89.7938 | 72.4264
7943 | 97.1916 | 73.0933 | 97.1916 | 73.0933
7944 | 96.1219 | 72.2416 | 96.1219 | 72.2416
7945 | 89.999 | 71.2706 | 89.999 | 71.2706
7946 | 88.8232 | 71.2106 | 88.8232 | 71.2106
7947 | 89.2712 | 69.5553 | 89.2712 | 69.5553
7948 | 88.9331 | 70.517 | 88.9331 | 70.517
7949 | 89.9105 | 69.901 | 89.9105 | 69.901
7950 | 88.0957 | 65.4149 | 88.0957 | 65.4149
7951 | 83.886 | 61.1834 | 83.886 | 61.1834
7952 | 81.1739 | 55.4293 | 81.1739 | 55.4293
7953 | 81.8498 | 50.8467 | 81.8498 | 50.8467
7954 | 82.7388 | 43.3754 | 82.7388 | 43.3754
7955 | 79.8994 | 37.3754 | 79.8994 | 37.3754
7956 | 74.7178 | 35.9104 | 74.7178 | 35.9104
7957 | 70.4877 | 36.7483 | 70.4877 | 36.7483
7958 | 67.8556 | 38.4157 | 67.8556 | 38.4157
7959 | 65.685 | 40.5427 | 65.685 | 40.5427
7960 | 63.0691 | 48.7965 | 63.0691 | 48.7965
7961 | 62.5354 | 66.5378 | 62.5354 | 66.5378
7962 | 63.9017 | 72.9613 | 63.9017 | 72.9613
7963 | 68.0206 | 77.7101 | 68.0206 | 77.7101
7964 | 75.674 | 77.3986 | 75.674 | 77.3986
7965 | 81.9461 | 76.6111 | 81.9461 | 76.6111
7966 | 86.9821 | 73.7748 | 86.9821 | 73.7748
7967 | 93.8308 | 72.4356 | 93.8308 | 72.4356
7968 | 92.099 | 69.034 | 92.099 | 69.034
7969 | 87.6265 | 64.2934 | 87.6265 | 64.2934
7970 | 86.8119 | 61.7937 | 86.8119 | 61.7937
7971 | 87.1638 | 59.1611 | 87.1638 | 59.1611
7972 | 87.2722 | 60.8209 | 87.2722 | 60.8209
7973 | 88.156 | 61.4284 | 88.156 | 61.4284
7974 | 86.749 | 57.5229 | 86.749 | 57.5229
7975 | 83.4331 | 52.979 | 83.4331 | 52.979
7976 | 80.891 | 46.5048 | 80.891 | 46.5048
7977 | 79.8146 | 41.3269 | 79.8146 | 41.3269
7978 | 80.9681 | 33.3634 | 80.9681 | 33.3634
7979 | 78.7389 | 26.7314 | 78.7389 | 26.7314
7980 | 74.0089 | 24.3552 | 74.0089 | 24.3552
7981 | 69.9501 | 24.0577 | 69.9501 | 24.0577
7982 | 67.5409 | 24.4759 | 67.5409 | 24.4759
7983 | 65.4799 | 26.3458 | 65.4799 | 26.3458
7984 | 62.7202 | 35.7129 | 62.7202 | 35.7129
7985 | 62.1858 | 56.3641 | 62.1858 | 56.3641
7986 | 63.2755 | 64.9516 | 63.2755 | 64.9516
7987 | 66.211 | 70.8578 | 66.211 | 70.8578
7988 | 71.9875 | 71.4979 | 71.9875 | 71.4979
7989 | 77.3083 | 72.2646 | 77.3083 | 72.2646
7990 | 82.4127 | 71.236 | 82.4127 | 71.236
7991 | 89.6826 | 70.0989 | 89.6826 | 70.0989
7992 | 89.8622 | 66.2637 | 89.8622 | 66.2637
7993 | 86.3493 | 62.0191 | 86.3493 | 62.0191
7994 | 85.4357 | 58.3217 | 85.4357 | 58.3217
7995 | 85.2641 | 53.7564 | 85.2641 | 53.7564
7996 | 85.9556 | 53.7665 | 85.9556 | 53.7665
7997 | 86.5252 | 53.5804 | 86.5252 | 53.5804
7998 | 84.1515 | 49.3001 | 84.1515 | 49.3001
7999 | 81.44 | 44.9767 | 81.44 | 44.9767
8000 | 79.5983 | 39.0793 | 79.5983 | 39.0793
8001 | 79.5564 | 33.5928 | 79.5564 | 33.5928
8002 | 80.4433 | 25.7946 | 80.4433 | 25.7946
8003 | 77.9252 | 19.3317 | 77.9252 | 19.3317
8004 | 73.8148 | 8.0256 | 73.8148 | 8.0256
8005 | 69.1569 | 4.8469 | 69.1569 | 4.8469
8006 | 66.8306 | 7.1567 | 66.8306 | 7.1567
8007 | 64.8267 | 8.994 | 64.8267 | 8.994
8008 | 62.1822 | 12.6203 | 62.1822 | 12.6203
8009 | 61.493 | 29.333 | 61.493 | 29.333
8010 | 62.4169 | 33.0243 | 62.4169 | 33.0243
8011 | 65.65 | 33.5127 | 65.65 | 33.5127
8012 | 71.4373 | 31.4414 | 71.4373 | 31.4414
8013 | 76.8759 | 30.548 | 76.8759 | 30.548
8014 | 81.6939 | 29.1436 | 81.6939 | 29.1436
8015 | 88.2679 | 27.8517 | 88.2679 | 27.8517
8016 | 88.2464 | 26.3357 | 88.2464 | 26.3357
8017 | 84.8933 | 24.6198 | 84.8933 | 24.6198
8018 | 84.3629 | 23.512 | 84.3629 | 23.512
8019 | 83.9748 | 23.4276 | 83.9748 | 23.4276
8020 | 84.831 | 27.478 | 84.831 | 27.478
8021 | 85.583 | 29.6087 | 85.583 | 29.6087
8022 | 83.6263 | 27.4208 | 83.6263 | 27.4208
8023 | 80.7332 | 25.8807 | 80.7332 | 25.8807
8024 | 78.4613 | 22.5943 | 78.4613 | 22.5943
8025 | 78.7584 | 19.1682 | 78.7584 | 19.1682
8026 | 79.6612 | 12.2622 | 79.6612 | 12.2622
8027 | 77.776 | 8.4612 | 77.776 | 8.4612
8028 | 73.1101 | 7.842 | 73.1101 | 7.842
8029 | 69.466 | 4.5215 | 69.466 | 4.5215
8030 | 67.1255 | 6.6667 | 67.1255 | 6.6667
8031 | 65.0275 | 8.424 | 65.0275 | 8.424
8032 | 62.2994 | 12.1453 | 62.2994 | 12.1453
8033 | 61.7874 | 29.1011 | 61.7874 | 29.1011
8034 | 63.172 | 33.0101 | 63.172 | 33.0101
8035 | 66.7709 | 33.5166 | 66.7709 | 33.5166
8036 | 74.2041 | 31.4406 | 74.2041 | 31.4406
8037 | 79.1323 | 30.6572 | 79.1323 | 30.6572
8038 | 84.2995 | 29.2584 | 84.2995 | 29.2584
8039 | 91.1706 | 27.9815 | 91.1706 | 27.9815
8040 | 91.4032 | 26.8345 | 91.4032 | 26.8345
8041 | 86.4862 | 26.0036 | 86.4862 | 26.0036
8042 | 84.8122 | 26.0381 | 84.8122 | 26.0381
8043 | 85.1631 | 26.8048 | 85.1631 | 26.8048
8044 | 85.0103 | 31.2669 | 85.0103 | 31.2669
8045 | 85.9264 | 33.3612 | 85.9264 | 33.3612
8046 | 84.2944 | 30.8115 | 84.2944 | 30.8115
8047 | 80.3764 | 29.1772 | 80.3764 | 29.1772
8048 | 78.7298 | 25.8971 | 78.7298 | 25.8971
8049 | 78.8965 | 22.0261 | 78.8965 | 22.0261
8050 | 80.1247 | 14.9151 | 80.1247 | 14.9151
8051 | 78.1604 | 11.2399 | 78.1604 | 11.2399
8052 | 73.0578 | 10.749 | 73.0578 | 10.749
8053 | 68.7344 | 7.4182 | 68.7344 | 7.4182
8054 | 66.1243 | 9.4937 | 66.1243 | 9.4937
8055 | 63.7626 | 11.0681 | 63.7626 | 11.0681
8056 | 61.4274 | 14.3018 | 61.4274 | 14.3018
8057 | 61.5428 | 30.7739 | 61.5428 | 30.7739
8058 | 62.8673 | 34.4351 | 62.8673 | 34.4351
8059 | 67.9194 | 34.8355 | 67.9194 | 34.8355
8060 | 76.8511 | 32.7397 | 76.8511 | 32.7397
8061 | 84.103 | 31.8154 | 84.103 | 31.8154
8062 | 88.3133 | 30.2511 | 88.3133 | 30.2511
8063 | 95.4476 | 28.6029 | 95.4476 | 28.6029
8064 | 94.9386 | 27.0277 | 94.9386 | 27.0277
8065 | 88.3484 | 25.6228 | 88.3484 | 25.6228
8066 | 87.0221 | 25.1143 | 87.0221 | 25.1143
8067 | 88.32 | 25.5033 | 88.32 | 25.5033
8068 | 88.0877 | 29.8388 | 88.0877 | 29.8388
8069 | 89.2732 | 32.1285 | 89.2732 | 32.1285
8070 | 87.8785 | 29.9597 | 87.8785 | 29.9597
8071 | 83.5455 | 28.6737 | 83.5455 | 28.6737
8072 | 81.6218 | 25.5338 | 81.6218 | 25.5338
8073 | 81.0035 | 22.4592 | 81.0035 | 22.4592
8074 | 81.35 | 15.6941 | 81.35 | 15.6941
8075 | 77.516 | 12.0981 | 77.516 | 12.0981
8076 | 72.1736 | 11.6974 | 72.1736 | 11.6974
8077 | 68.235 | 8.4007 | 68.235 | 8.4007
8078 | 66.1076 | 10.5728 | 66.1076 | 10.5728
8079 | 64.1335 | 12.2176 | 64.1335 | 12.2176
8080 | 61.9352 | 15.4743 | 61.9352 | 15.4743
8081 | 61.9705 | 31.8299 | 61.9705 | 31.8299
8082 | 63.2505 | 35.2988 | 63.2505 | 35.2988
8083 | 68.5573 | 35.6565 | 68.5573 | 35.6565
8084 | 78.0857 | 33.4467 | 78.0857 | 33.4467
8085 | 84.7489 | 32.3585 | 84.7489 | 32.3585
8086 | 89.4671 | 30.5416 | 89.4671 | 30.5416
8087 | 97.3268 | 28.8848 | 97.3268 | 28.8848
8088 | 95.7625 | 26.9232 | 95.7625 | 26.9232
8089 | 90.3178 | 25.1059 | 90.3178 | 25.1059
8090 | 89.2825 | 24.15 | 89.2825 | 24.15
8091 | 89.9987 | 23.992 | 89.9987 | 23.992
8092 | 90.4995 | 27.5976 | 90.4995 | 27.5976
8093 | 91.3614 | 29.387 | 91.3614 | 29.387
8094 | 89.7144 | 26.9553 | 89.7144 | 26.9553
8095 | 84.744 | 25.4912 | 84.744 | 25.4912
8096 | 81.8653 | 22.3703 | 81.8653 | 22.3703
8097 | 81.2591 | 19.3266 | 81.2591 | 19.3266
8098 | 81.773 | 12.5353 | 81.773 | 12.5353
8099 | 78.2963 | 8.9085 | 78.2963 | 8.9085
8100 | 73.2485 | 8.5355 | 73.2485 | 8.5355
8101 | 69.1748 | 5.3583 | 69.1748 | 5.3583
8102 | 66.6763 | 7.5621 | 66.6763 | 7.5621
8103 | 64.1585 | 9.2893 | 64.1585 | 9.2893
8104 | 62.042 | 12.8016 | 62.042 | 12.8016
8105 | 62.2061 | 29.5713 | 62.2061 | 29.5713
8106 | 64.1492 | 33.5033 | 64.1492 | 33.5033
8107 | 69.3149 | 34.1634 | 69.3149 | 34.1634
8108 | 78.4433 | 32.1491 | 78.4433 | 32.1491
8109 | 84.4659 | 31.1393 | 84.4659 | 31.1393
8110 | 89.3552 | 29.2615 | 89.3552 | 29.2615
8111 | 95.9973 | 27.5999 | 95.9973 | 27.5999
8112 | 95.0728 | 25.776 | 95.0728 | 25.776
8113 | 89.6352 | 24.0759 | 89.6352 | 24.0759
8114 | 87.9325 | 23.1802 | 87.9325 | 23.1802
8115 | 88.9526 | 23.316 | 88.9526 | 23.316
8116 | 89.2137 | 27.4107 | 89.2137 | 27.4107
8117 | 89.7612 | 29.3387 | 89.7612 | 29.3387
8118 | 88.3964 | 26.9165 | 88.3964 | 26.9165
8119 | 83.7373 | 25.4532 | 83.7373 | 25.4532
8120 | 80.7267 | 22.3901 | 80.7267 | 22.3901
8121 | 80.4509 | 19.4049 | 80.4509 | 19.4049
8122 | 81.9354 | 12.5567 | 81.9354 | 12.5567
8123 | 78.9342 | 8.8855 | 78.9342 | 8.8855
8124 | 74.0343 | 8.4595 | 74.0343 | 8.4595
8125 | 69.89 | 5.0994 | 69.89 | 5.0994
8126 | 66.8566 | 7.2692 | 66.8566 | 7.2692
8127 | 64.3802 | 9.0304 | 64.3802 | 9.0304
8128 | 61.8496 | 12.5792 | 61.8496 | 12.5792
8129 | 61.923 | 29.5381 | 61.923 | 29.5381
8130 | 63.3785 | 33.6901 | 63.3785 | 33.6901
8131 | 67.3998 | 34.507 | 67.3998 | 34.507
8132 | 74.228 | 32.6796 | 74.228 | 32.6796
8133 | 81.3757 | 31.9991 | 81.3757 | 31.9991
8134 | 86.0781 | 30.3611 | 86.0781 | 30.3611
8135 | 92.5676 | 28.8634 | 92.5676 | 28.8634
8136 | 91.7503 | 27.0847 | 91.7503 | 27.0847
8137 | 87.4067 | 25.1851 | 87.4067 | 25.1851
8138 | 86.3721 | 23.9909 | 86.3721 | 23.9909
8139 | 86.2627 | 23.882 | 86.2627 | 23.882
8140 | 86.0873 | 27.8129 | 86.0873 | 27.8129
8141 | 86.3213 | 29.7322 | 86.3213 | 29.7322
8142 | 84.5935 | 27.1627 | 84.5935 | 27.1627
8143 | 81.088 | 25.4192 | 81.088 | 25.4192
8144 | 79.0249 | 22.1003 | 79.0249 | 22.1003
8145 | 78.0727 | 18.808 | 78.0727 | 18.808
8146 | 79.3538 | 11.9487 | 79.3538 | 11.9487
8147 | 77.5684 | 8.3242 | 77.5684 | 8.3242
8148 | 73.6684 | 7.8222 | 73.6684 | 7.8222
8149 | 69.2158 | 4.5065 | 69.2158 | 4.5065
8150 | 66.2983 | 6.7031 | 66.2983 | 6.7031
8151 | 63.1426 | 8.4699 | 63.1426 | 8.4699
8152 | 61.232 | 12.082 | 61.232 | 12.082
8153 | 61.0477 | 29.109 | 61.0477 | 29.109
8154 | 61.869 | 33.3545 | 61.869 | 33.3545
8155 | 64.7331 | 34.2394 | 64.7331 | 34.2394
8156 | 70.3761 | 32.3668 | 70.3761 | 32.3668
8157 | 76.1524 | 31.5993 | 76.1524 | 31.5993
8158 | 81.7262 | 29.9503 | 81.7262 | 29.9503
8159 | 87.7222 | 28.3227 | 87.7222 | 28.3227
8160 | 88.4605 | 26.2479 | 88.4605 | 26.2479
8161 | 84.3883 | 24.2002 | 84.3883 | 24.2002
8162 | 83.8226 | 22.5089 | 83.8226 | 22.5089
8163 | 83.7483 | 22.1261 | 83.7483 | 22.1261
8164 | 83.7597 | 26.167 | 83.7597 | 26.167
8165 | 83.4984 | 28.1956 | 83.4984 | 28.1956
8166 | 81.702 | 25.748 | 81.702 | 25.748
8167 | 79.0691 | 24.0987 | 79.0691 | 24.0987
8168 | 76.7867 | 20.8377 | 76.7867 | 20.8377
8169 | 76.1158 | 17.5564 | 76.1158 | 17.5564
8170 | 77.4923 | 10.667 | 77.4923 | 10.667
8171 | 76.4135 | 7.0251 | 76.4135 | 7.0251
8172 | 72.5635 | 6.5255 | 72.5635 | 6.5255
8173 | 68.5263 | 3.1923 | 68.5263 | 3.1923
8174 | 65.9451 | 5.3351 | 65.9451 | 5.3351
8175 | 63.3559 | 7.0544 | 63.3559 | 7.0544
8176 | 61.3258 | 10.6728 | 61.3258 | 10.6728
8177 | 61.1138 | 27.8305 | 61.1138 | 27.8305
8178 | 62.0431 | 32.1432 | 62.0431 | 32.1432
8179 | 65.2454 | 33.0875 | 65.2454 | 33.0875
8180 | 70.9151 | 31.2538 | 70.9151 | 31.2538
8181 | 76.0498 | 30.4973 | 76.0498 | 30.4973
8182 | 80.0778 | 28.8847 | 80.0778 | 28.8847
8183 | 87.0425 | 27.3023 | 87.0425 | 27.3023
8184 | 87.7671 | 25.1657 | 87.7671 | 25.1657
8185 | 83.9161 | 22.9795 | 83.9161 | 22.9795
8186 | 81.5336 | 21.7806 | 81.5336 | 21.7806
8187 | 81.0006 | 20.2649 | 81.0006 | 20.2649
8188 | 80.6163 | 23.158 | 80.6163 | 23.158
8189 | 80.6438 | 24.9751 | 80.6438 | 24.9751
8190 | 78.7452 | 22.5624 | 78.7452 | 22.5624
8191 | 76.5845 | 20.9954 | 76.5845 | 20.9954
8192 | 75.62 | 17.8333 | 75.62 | 17.8333
8193 | 76.0517 | 15.0793 | 76.0517 | 15.0793
8194 | 76.8067 | 8.7116 | 76.8067 | 8.7116
8195 | 74.4943 | 5.4378 | 74.4943 | 5.4378
8196 | 70.4293 | 5.1377 | 70.4293 | 5.1377
8197 | 66.4343 | 1.8528 | 66.4343 | 1.8528
8198 | 63.9748 | 3.8793 | 63.9748 | 3.8793
8199 | 61.376 | 5.194 | 61.376 | 5.194
8200 | 59.3006 | 8.016 | 59.3006 | 8.016
8201 | 59.2975 | 24.4137 | 59.2975 | 24.4137
8202 | 60.8291 | 28.2712 | 60.8291 | 28.2712
8203 | 64.8637 | 29.1308 | 64.8637 | 29.1308
8204 | 72.0278 | 27.4744 | 72.0278 | 27.4744
8205 | 77.8082 | 26.7836 | 77.8082 | 26.7836
8206 | 82.1578 | 25.2636 | 82.1578 | 25.2636
8207 | 89.8012 | 23.8965 | 89.8012 | 23.8965
8208 | 89.3062 | 22.2904 | 89.3062 | 22.2904
8209 | 84.1519 | 20.1564 | 84.1519 | 20.1564
8210 | 82.3378 | 18.8736 | 82.3378 | 18.8736
8211 | 83.3116 | 18.1235 | 83.3116 | 18.1235
8212 | 83.6382 | 21.2849 | 83.6382 | 21.2849
8213 | 85.5563 | 23.4258 | 85.5563 | 23.4258
8214 | 83.7035 | 21.5649 | 83.7035 | 21.5649
8215 | 79.9079 | 20.4951 | 79.9079 | 20.4951
8216 | 77.7998 | 17.7779 | 77.7998 | 17.7779
8217 | 76.955 | 15.0793 | 76.955 | 15.0793
8218 | 78.0947 | 8.7583 | 78.0947 | 8.7583
8219 | 76.0026 | 5.9588 | 76.0026 | 5.9588
8220 | 71.1532 | 6.1344 | 71.1532 | 6.1344
8221 | 66.7313 | 3.2834 | 66.7313 | 3.2834
8222 | 63.7333 | 5.8513 | 63.7333 | 5.8513
8223 | 61.3192 | 7.9712 | 61.3192 | 7.9712
8224 | 58.9834 | 11.7447 | 58.9834 | 11.7447
8225 | 59.5911 | 28.5303 | 59.5911 | 28.5303
8226 | 61.3321 | 32.4433 | 61.3321 | 32.4433
8227 | 66.3996 | 33.3116 | 66.3996 | 33.3116
8228 | 75.0823 | 31.6987 | 75.0823 | 31.6987
8229 | 82.1642 | 31.2185 | 82.1642 | 31.2185
8230 | 86.1821 | 29.8679 | 86.1821 | 29.8679
8231 | 92.7694 | 28.5974 | 92.7694 | 28.5974
8232 | 92.6118 | 27.1401 | 92.6118 | 27.1401
8233 | 87.1892 | 25.4146 | 87.1892 | 25.4146
8234 | 85.945 | 24.4722 | 85.945 | 24.4722
8235 | 86.133 | 24.5129 | 86.133 | 24.5129
8236 | 85.8703 | 28.3829 | 85.8703 | 28.3829
8237 | 86.583 | 30.0544 | 86.583 | 30.0544
8238 | 84.7625 | 26.9933 | 84.7625 | 26.9933
8239 | 79.8936 | 24.5317 | 79.8936 | 24.5317
8240 | 76.7913 | 20.5408 | 76.7913 | 20.5408
8241 | 75.9758 | 16.7458 | 75.9758 | 16.7458
8242 | 77.2631 | 9.4882 | 77.2631 | 9.4882
8243 | 75.2958 | 5.6579 | 75.2958 | 5.6579
8244 | 71.3947 | 5.1377 | 71.3947 | 5.1377
8245 | 67.2438 | 1.8528 | 67.2438 | 1.8528
8246 | 64.43 | 3.8793 | 64.43 | 3.8793
8247 | 61.569 | 5.4537 | 61.569 | 5.4537
8248 | 59.2356 | 9.2518 | 59.2356 | 9.2518
8249 | 59.7674 | 26.1529 | 59.7674 | 26.1529
8250 | 61.9344 | 30.0334 | 61.9344 | 30.0334
8251 | 67.1242 | 30.6429 | 67.1242 | 30.6429
8252 | 76.2871 | 28.4869 | 76.2871 | 28.4869
8253 | 82.3232 | 27.2839 | 82.3232 | 27.2839
8254 | 87.1099 | 25.327 | 87.1099 | 25.327
8255 | 93.9074 | 23.8308 | 93.9074 | 23.8308
8256 | 93.9559 | 22.326 | 93.9559 | 22.326
8257 | 87.5022 | 20.6528 | 87.5022 | 20.6528
8258 | 86.7571 | 20.2772 | 86.7571 | 20.2772
8259 | 87.4297 | 21.2078 | 87.4297 | 21.2078
8260 | 86.9088 | 26.1734 | 86.9088 | 26.1734
8261 | 87.7243 | 28.9659 | 87.7243 | 28.9659
8262 | 86.2431 | 26.9767 | 86.2431 | 26.9767
8263 | 81.4148 | 25.6408 | 81.4148 | 25.6408
8264 | 78.9479 | 22.5128 | 78.9479 | 22.5128
8265 | 78.6542 | 19.4176 | 78.6542 | 19.4176
8266 | 79.5295 | 12.6438 | 79.5295 | 12.6438
8267 | 76.7125 | 9.0914 | 76.7125 | 9.0914
8268 | 71.8302 | 8.5814 | 71.8302 | 8.5814
8269 | 67.4693 | 5.1097 | 67.4693 | 5.1097
8270 | 64.5262 | 6.9422 | 64.5262 | 6.9422
8271 | 61.9316 | 8.3377 | 61.9316 | 8.3377
8272 | 60.0044 | 11.4352 | 60.0044 | 11.4352
8273 | 60.2801 | 27.8724 | 60.2801 | 27.8724
8274 | 61.7876 | 31.6263 | 61.7876 | 31.6263
8275 | 66.6126 | 32.1288 | 66.6126 | 32.1288
8276 | 75.5261 | 29.8272 | 75.5261 | 29.8272
8277 | 82.68 | 28.534 | 82.68 | 28.534
8278 | 86.6416 | 26.5066 | 86.6416 | 26.5066
8279 | 94.1614 | 24.5805 | 94.1614 | 24.5805
8280 | 94.8933 | 22.3798 | 94.8933 | 22.3798
8281 | 88.5743 | 20.3448 | 88.5743 | 20.3448
8282 | 87.2952 | 18.9829 | 87.2952 | 18.9829
8283 | 86.9887 | 18.8771 | 86.9887 | 18.8771
8284 | 87.6618 | 24.1507 | 87.6618 | 24.1507
8285 | 88.5272 | 27.7895 | 88.5272 | 27.7895
8286 | 86.0374 | 26.2159 | 86.0374 | 26.2159
8287 | 81.4489 | 25.0922 | 81.4489 | 25.0922
8288 | 78.4847 | 22.379 | 78.4847 | 22.379
8289 | 77.4565 | 19.8261 | 77.4565 | 19.8261
8290 | 79.028 | 13.7537 | 79.028 | 13.7537
8291 | 77.389 | 10.9098 | 77.389 | 10.9098
8292 | 72.6657 | 11.2121 | 72.6657 | 11.2121
8293 | 68.307 | 8.631 | 68.307 | 8.631
8294 | 65.0906 | 11.4768 | 65.0906 | 11.4768
8295 | 62.5373 | 13.5927 | 62.5373 | 13.5927
8296 | 60.5387 | 17.1605 | 60.5387 | 17.1605
8297 | 60.4656 | 33.555 | 60.4656 | 33.555
8298 | 62.0854 | 36.8298 | 62.0854 | 36.8298
8299 | 65.7438 | 36.9421 | 65.7438 | 36.9421
8300 | 73.0814 | 34.5843 | 73.0814 | 34.5843
8301 | 79.612 | 33.508 | 79.612 | 33.508
8302 | 84.5841 | 31.8487 | 84.5841 | 31.8487
8303 | 90.7611 | 30.6407 | 90.7611 | 30.6407
8304 | 90.4013 | 29.2728 | 90.4013 | 29.2728
8305 | 86.414 | 27.7025 | 86.414 | 27.7025
8306 | 85.6517 | 26.7625 | 85.6517 | 26.7625
8307 | 86.0414 | 26.6061 | 86.0414 | 26.6061
8308 | 85.2252 | 30.1538 | 85.2252 | 30.1538
8309 | 86.3169 | 31.439 | 86.3169 | 31.439
8310 | 84.7512 | 28.1396 | 84.7512 | 28.1396
8311 | 80.5351 | 25.8752 | 80.5351 | 25.8752
8312 | 78.2238 | 22.231 | 78.2238 | 22.231
8313 | 77.7114 | 18.8809 | 77.7114 | 18.8809
8314 | 78.6966 | 12.0667 | 78.6966 | 12.0667
8315 | 76.7947 | 8.5594 | 76.7947 | 8.5594
8316 | 72.8471 | 8.1238 | 72.8471 | 8.1238
8317 | 68.6416 | 4.7297 | 68.6416 | 4.7297
8318 | 65.5774 | 6.6667 | 65.5774 | 6.6667
8319 | 62.6853 | 7.9759 | 62.6853 | 7.9759
8320 | 60.8437 | 11.1858 | 60.8437 | 11.1858
8321 | 60.5375 | 27.7743 | 60.5375 | 27.7743
8322 | 61.7783 | 31.1085 | 61.7783 | 31.1085
8323 | 64.8214 | 31.1559 | 64.8214 | 31.1559
8324 | 69.9022 | 28.6191 | 69.9022 | 28.6191
8325 | 74.5643 | 27.2768 | 74.5643 | 27.2768
8326 | 79.7879 | 25.4061 | 79.7879 | 25.4061
8327 | 86.5565 | 24.2662 | 86.5565 | 24.2662
8328 | 87.1948 | 23.557 | 87.1948 | 23.557
8329 | 83.9461 | 22.9565 | 83.9461 | 22.9565
8330 | 83.2025 | 23.0647 | 83.2025 | 23.0647
8331 | 83.0473 | 23.6516 | 83.0473 | 23.6516
8332 | 84.1678 | 27.63 | 84.1678 | 27.63
8333 | 83.8405 | 29.2825 | 83.8405 | 29.2825
8334 | 81.6719 | 26.6458 | 81.6719 | 26.6458
8335 | 78.8616 | 25.5332 | 78.8616 | 25.5332
8336 | 76.695 | 23.477 | 76.695 | 23.477
8337 | 76.4053 | 21.0469 | 76.4053 | 21.0469
8338 | 76.9156 | 14.319 | 76.9156 | 14.319
8339 | 75.9734 | 10.392 | 75.9734 | 10.392
8340 | 72.3947 | 9.7222 | 72.3947 | 9.7222
8341 | 67.8177 | 6.6938 | 67.8177 | 6.6938
8342 | 65.3177 | 9.2974 | 65.3177 | 9.2974
8343 | 62.6153 | 11.4814 | 62.6153 | 11.4814
8344 | 60.3018 | 15.2463 | 60.3018 | 15.2463
8345 | 60.3217 | 31.8339 | 60.3217 | 31.8339
8346 | 61.0715 | 35.3146 | 61.0715 | 35.3146
8347 | 64.0979 | 35.6691 | 64.0979 | 35.6691
8348 | 70.2004 | 33.495 | 70.2004 | 33.495
8349 | 75.235 | 32.5809 | 75.235 | 32.5809
8350 | 80.2175 | 31.072 | 80.2175 | 31.072
8351 | 86.719 | 30.0477 | 86.719 | 30.0477
8352 | 87.4115 | 28.9641 | 87.4115 | 28.9641
8353 | 83.7492 | 27.6447 | 83.7492 | 27.6447
8354 | 82.9792 | 27.0166 | 82.9792 | 27.0166
8355 | 82.8266 | 27.1492 | 82.8266 | 27.1492
8356 | 83.6803 | 30.9954 | 83.6803 | 30.9954
8357 | 83.6426 | 32.636 | 83.6426 | 32.636
8358 | 82.1037 | 29.8868 | 82.1037 | 29.8868
8359 | 78.7115 | 28.1092 | 78.7115 | 28.1092
8360 | 77.0331 | 24.8197 | 77.0331 | 24.8197
8361 | 76.778 | 21.6073 | 76.778 | 21.6073
8362 | 76.9788 | 14.6142 | 76.9788 | 14.6142
8363 | 75.6256 | 10.7523 | 75.6256 | 10.7523
8364 | 72.6874 | 10.2447 | 72.6874 | 10.2447
8365 | 68.0572 | 7.0928 | 68.0572 | 7.0928
8366 | 65.4294 | 9.5167 | 65.4294 | 9.5167
8367 | 63.3444 | 11.4117 | 63.3444 | 11.4117
8368 | 60.3586 | 14.9161 | 60.3586 | 14.9161
8369 | 60.3049 | 31.4642 | 60.3049 | 31.4642
8370 | 62.0959 | 35.3574 | 62.0959 | 35.3574
8371 | 65.4139 | 36.2843 | 65.4139 | 36.2843
8372 | 72.7938 | 34.3816 | 72.7938 | 34.3816
8373 | 78.2515 | 33.4462 | 78.2515 | 33.4462
8374 | 82.9195 | 31.5858 | 82.9195 | 31.5858
8375 | 88.8544 | 29.7152 | 88.8544 | 29.7152
8376 | 90.1743 | 27.4069 | 90.1743 | 27.4069
8377 | 85.4519 | 25.2476 | 85.4519 | 25.2476
8378 | 84.6256 | 23.7732 | 84.6256 | 23.7732
8379 | 85.1671 | 23.1901 | 85.1671 | 23.1901
8380 | 85.4292 | 26.7307 | 85.4292 | 26.7307
8381 | 87.0011 | 28.3412 | 87.0011 | 28.3412
8382 | 84.7843 | 25.4971 | 84.7843 | 25.4971
8383 | 81.2131 | 23.4939 | 81.2131 | 23.4939
8384 | 79.2291 | 19.9494 | 79.2291 | 19.9494
8385 | 78.0293 | 16.5027 | 78.0293 | 16.5027
8386 | 78.3488 | 9.5112 | 78.3488 | 9.5112
8387 | 77.021 | 5.802 | 77.021 | 5.802
8388 | 72.8088 | 5.3578 | 72.8088 | 5.3578
8389 | 67.7991 | 2.2518 | 67.7991 | 2.2518
8390 | 65.0617 | 4.6646 | 65.0617 | 4.6646
8391 | 62.5735 | 6.6063 | 62.5735 | 6.6063
8392 | 60.4068 | 10.3546 | 60.4068 | 10.3546
8393 | 60.8012 | 27.2937 | 60.8012 | 27.2937
8394 | 62.6679 | 31.1782 | 62.6679 | 31.1782
8395 | 67.4133 | 31.8272 | 67.4133 | 31.8272
8396 | 76.187 | 29.8232 | 76.187 | 29.8232
8397 | 81.9339 | 28.8902 | 81.9339 | 28.8902
8398 | 86.2391 | 27.1161 | 86.2391 | 27.1161
8399 | 92.8284 | 25.7704 | 92.8284 | 25.7704
8400 | 92.8057 | 24.3803 | 92.8057 | 24.3803
8401 | 87.3362 | 23.0032 | 87.3362 | 23.0032
8402 | 86.1603 | 22.5366 | 86.1603 | 22.5366
8403 | 87.1722 | 22.9906 | 87.1722 | 22.9906
8404 | 87.1797 | 27.2461 | 87.1797 | 27.2461
8405 | 87.7385 | 29.3744 | 87.7385 | 29.3744
8406 | 86.114 | 27.0258 | 86.114 | 27.0258
8407 | 82.0926 | 25.477 | 82.0926 | 25.477
8408 | 78.5779 | 22.3014 | 78.5779 | 22.3014
8409 | 77.9559 | 19.2688 | 77.9559 | 19.2688
8410 | 78.3297 | 12.7 | 78.3297 | 12.7
8411 | 75.7722 | 9.2283 | 75.7722 | 9.2283
8412 | 72.0287 | 8.8506 | 72.0287 | 8.8506
8413 | 67.0368 | 5.5918 | 67.0368 | 5.5918
8414 | 64.6872 | 7.7252 | 64.6872 | 7.7252
8415 | 62.1708 | 9.2465 | 62.1708 | 9.2465
8416 | 60.1851 | 12.5649 | 60.1851 | 12.5649
8417 | 60.7735 | 29.048 | 60.7735 | 29.048
8418 | 62.8015 | 32.6831 | 62.8015 | 32.6831
8419 | 67.753 | 33.2015 | 67.753 | 33.2015
8420 | 75.745 | 31.215 | 75.745 | 31.215
8421 | 82.193 | 30.3722 | 82.193 | 30.3722
8422 | 86.2841 | 28.7628 | 86.2841 | 28.7628
8423 | 92.0916 | 27.3814 | 92.0916 | 27.3814
8424 | 92.0949 | 25.8235 | 92.0949 | 25.8235
8425 | 87.472 | 23.9121 | 87.472 | 23.9121
8426 | 86.192 | 22.5445 | 86.192 | 22.5445
8427 | 86.6087 | 21.9337 | 86.6087 | 21.9337
8428 | 87.6216 | 25.3556 | 87.6216 | 25.3556
8429 | 87.9615 | 26.9479 | 87.9615 | 26.9479
8430 | 85.9087 | 24.1702 | 85.9087 | 24.1702
8431 | 81.1241 | 22.2612 | 81.1241 | 22.2612
8432 | 79.1856 | 18.8126 | 79.1856 | 18.8126
8433 | 78.7702 | 15.4348 | 78.7702 | 15.4348
8434 | 79.4007 | 8.7116 | 79.4007 | 8.7116
8435 | 76.16 | 5.4378 | 76.16 | 5.4378
8436 | 71.9871 | 5.1377 | 71.9871 | 5.1377
8437 | 67.4907 | 1.8528 | 67.4907 | 1.8528
8438 | 64.9588 | 3.8793 | 64.9588 | 3.8793
8439 | 62.3706 | 5.217 | 62.3706 | 5.217
8440 | 60.2929 | 8.9993 | 60.2929 | 8.9993
8441 | 60.8847 | 26.1743 | 60.8847 | 26.1743
8442 | 62.9058 | 30.5551 | 62.9058 | 30.5551
8443 | 67.2837 | 31.5778 | 67.2837 | 31.5778
8444 | 75.4647 | 29.8114 | 75.4647 | 29.8114
8445 | 81.8018 | 28.9789 | 81.8018 | 28.9789
8446 | 85.7539 | 27.0829 | 85.7539 | 27.0829
8447 | 91.6544 | 25.2519 | 91.6544 | 25.2519
8448 | 91.5246 | 23.1968 | 91.5246 | 23.1968
8449 | 86.5153 | 21.1302 | 86.5153 | 21.1302
8450 | 85.5664 | 19.5576 | 85.5664 | 19.5576
8451 | 86.5909 | 19.0125 | 86.5909 | 19.0125
8452 | 86.3419 | 22.732 | 86.3419 | 22.732
8453 | 86.3215 | 24.5104 | 86.3215 | 24.5104
8454 | 84.8154 | 21.8831 | 84.8154 | 21.8831
8455 | 80.4818 | 20.4951 | 80.4818 | 20.4951
8456 | 77.8351 | 17.7779 | 77.8351 | 17.7779
8457 | 77.8927 | 15.0793 | 77.8927 | 15.0793
8458 | 78.8571 | 8.7116 | 78.8571 | 8.7116
8459 | 76.3951 | 5.4378 | 76.3951 | 5.4378
8460 | 71.9446 | 5.1377 | 71.9446 | 5.1377
8461 | 66.8423 | 1.8528 | 66.8423 | 1.8528
8462 | 64.1507 | 3.8793 | 64.1507 | 3.8793
8463 | 62.0701 | 5.4893 | 62.0701 | 5.4893
8464 | 60.2627 | 9.7134 | 60.2627 | 9.7134
8465 | 60.2641 | 26.7206 | 60.2641 | 26.7206
8466 | 61.913 | 30.5187 | 61.913 | 30.5187
8467 | 65.2232 | 31.0759 | 65.2232 | 31.0759
8468 | 72.6212 | 29.053 | 72.6212 | 29.053
8469 | 78.7515 | 28.135 | 78.7515 | 28.135
8470 | 83.5321 | 26.3775 | 83.5321 | 26.3775
8471 | 90.0159 | 25.0191 | 90.0159 | 25.0191
8472 | 90.2157 | 23.7193 | 90.2157 | 23.7193
8473 | 86.2228 | 22.4047 | 86.2228 | 22.4047
8474 | 85.7838 | 21.8273 | 85.7838 | 21.8273
8475 | 86.2641 | 21.9337 | 86.2641 | 21.9337
8476 | 85.5153 | 25.7815 | 85.5153 | 25.7815
8477 | 85.2279 | 27.6652 | 85.2279 | 27.6652
8478 | 84.593 | 25.4068 | 84.593 | 25.4068
8479 | 81.3665 | 24.0916 | 81.3665 | 24.0916
8480 | 78.1966 | 21.1535 | 78.1966 | 21.1535
8481 | 77.2812 | 17.744 | 77.2812 | 17.744
8482 | 77.9387 | 10.253 | 77.9387 | 10.253
8483 | 75.9255 | 5.9896 | 75.9255 | 5.9896
8484 | 72.558 | 5.1377 | 72.558 | 5.1377
8485 | 67.6122 | 1.8528 | 67.6122 | 1.8528
8486 | 64.7164 | 3.8793 | 64.7164 | 3.8793
8487 | 61.7244 | 5.3579 | 61.7244 | 5.3579
8488 | 59.8082 | 8.9352 | 59.8082 | 8.9352
8489 | 59.5907 | 25.7413 | 59.5907 | 25.7413
8490 | 60.8952 | 29.5181 | 60.8952 | 29.5181
8491 | 63.8375 | 30.0523 | 63.8375 | 30.0523
8492 | 69.3123 | 27.985 | 69.3123 | 27.985
8493 | 74.2984 | 27.0282 | 74.2984 | 27.0282
8494 | 79.0701 | 25.2541 | 79.0701 | 25.2541
8495 | 85.658 | 23.6385 | 85.658 | 23.6385
8496 | 86.4553 | 21.7196 | 86.4553 | 21.7196
8497 | 82.0265 | 19.8469 | 82.0265 | 19.8469
8498 | 80.3672 | 18.4271 | 80.3672 | 18.4271
8499 | 80.4681 | 18.0554 | 80.4681 | 18.0554
8500 | 81.0786 | 21.8707 | 81.0786 | 21.8707
8501 | 81.8348 | 23.7314 | 81.8348 | 23.7314
8502 | 80.0863 | 21.5649 | 80.0863 | 21.5649
8503 | 76.9113 | 20.4951 | 76.9113 | 20.4951
8504 | 74.145 | 17.7779 | 74.145 | 17.7779
8505 | 73.9238 | 15.0793 | 73.9238 | 15.0793
8506 | 75.2988 | 8.7116 | 75.2988 | 8.7116
8507 | 74.3874 | 5.4378 | 74.3874 | 5.4378
8508 | 70.8157 | 5.1377 | 70.8157 | 5.1377
8509 | 66.4861 | 1.8528 | 66.4861 | 1.8528
8510 | 63.9866 | 3.8793 | 63.9866 | 3.8793
8511 | 61.2743 | 5.194 | 61.2743 | 5.194
8512 | 58.9559 | 8.016 | 58.9559 | 8.016
8513 | 59.1287 | 24.0923 | 59.1287 | 24.0923
8514 | 60.3426 | 28.2158 | 60.3426 | 28.2158
8515 | 63.2281 | 29.1015 | 63.2281 | 29.1015
8516 | 68.4168 | 27.3644 | 68.4168 | 27.3644
8517 | 72.9822 | 26.7282 | 72.9822 | 26.7282
8518 | 77.6419 | 25.1615 | 77.6419 | 25.1615
8519 | 84.2765 | 23.7493 | 84.2765 | 23.7493
8520 | 85.4696 | 22.0671 | 85.4696 | 22.0671
8521 | 81.7469 | 20.1089 | 81.7469 | 20.1089
8522 | 80.357 | 18.3464 | 80.357 | 18.3464
8523 | 80.6175 | 17.5313 | 80.6175 | 17.5313
8524 | 81.5676 | 20.9144 | 81.5676 | 20.9144
8525 | 81.2917 | 23.4258 | 81.2917 | 23.4258
8526 | 79.9441 | 21.5649 | 79.9441 | 21.5649
8527 | 77.3124 | 20.4951 | 77.3124 | 20.4951
8528 | 75.7301 | 17.7779 | 75.7301 | 17.7779
8529 | 75.876 | 15.0793 | 75.876 | 15.0793
8530 | 76.09 | 8.7116 | 76.09 | 8.7116
8531 | 74.6752 | 5.4378 | 74.6752 | 5.4378
8532 | 70.7907 | 5.1377 | 70.7907 | 5.1377
8533 | 66.4908 | 1.8528 | 66.4908 | 1.8528
8534 | 63.7395 | 3.8793 | 63.7395 | 3.8793
8535 | 61.4412 | 5.194 | 61.4412 | 5.194
8536 | 59.1473 | 8.016 | 59.1473 | 8.016
8537 | 59.2128 | 23.7503 | 59.2128 | 23.7503
8538 | 60.5565 | 27.8754 | 60.5565 | 27.8754
8539 | 63.5533 | 28.807 | 63.5533 | 28.807
8540 | 69.8188 | 27.3161 | 69.8188 | 27.3161
8541 | 75.4418 | 26.8699 | 75.4418 | 26.8699
8542 | 80.0076 | 25.3737 | 80.0076 | 25.3737
8543 | 86.7658 | 24.0921 | 86.7658 | 24.0921
8544 | 86.8475 | 22.4835 | 86.8475 | 22.4835
8545 | 83.1445 | 20.5253 | 83.1445 | 20.5253
8546 | 82.3121 | 19.199 | 82.3121 | 19.199
8547 | 81.9125 | 18.8692 | 81.9125 | 18.8692
8548 | 82.0313 | 22.7977 | 82.0313 | 22.7977
8549 | 82.8327 | 24.569 | 82.8327 | 24.569
8550 | 81.2104 | 21.8721 | 81.2104 | 21.8721
8551 | 78.1328 | 20.4951 | 78.1328 | 20.4951
8552 | 75.6208 | 17.7779 | 75.6208 | 17.7779
8553 | 75.4246 | 15.0793 | 75.4246 | 15.0793
8554 | 76.2016 | 8.7116 | 76.2016 | 8.7116
8555 | 74.6613 | 5.4378 | 74.6613 | 5.4378
8556 | 71.512 | 5.1377 | 71.512 | 5.1377
8557 | 66.8732 | 1.8528 | 66.8732 | 1.8528
8558 | 64.1387 | 3.8793 | 64.1387 | 3.8793
8559 | 61.3634 | 5.194 | 61.3634 | 5.194
8560 | 59.7208 | 8.0184 | 59.7208 | 8.0184
8561 | 60.0332 | 24.9227 | 60.0332 | 24.9227
8562 | 60.9785 | 29.0439 | 60.9785 | 29.0439
8563 | 64.35 | 29.932 | 64.35 | 29.932
8564 | 69.4501 | 28.0412 | 69.4501 | 28.0412
8565 | 75.3197 | 27.1407 | 75.3197 | 27.1407
8566 | 79.6621 | 25.2771 | 79.6621 | 25.2771
8567 | 85.9603 | 23.4089 | 85.9603 | 23.4089
8568 | 85.8162 | 21.2501 | 85.8162 | 21.2501
8569 | 82.4416 | 19.4352 | 82.4416 | 19.4352
8570 | 81.5723 | 17.9371 | 81.5723 | 17.9371
8571 | 81.1321 | 17.6089 | 81.1321 | 17.6089
8572 | 81.34 | 21.505 | 81.34 | 21.505
8573 | 81.0752 | 23.6499 | 81.0752 | 23.6499
8574 | 79.4482 | 21.591 | 79.4482 | 21.591
8575 | 76.6182 | 20.9154 | 76.6182 | 20.9154
8576 | 75.5489 | 19.1205 | 75.5489 | 19.1205
8577 | 75.6436 | 17.4575 | 75.6436 | 17.4575
8578 | 76.4284 | 12.3105 | 76.4284 | 12.3105
8579 | 74.839 | 10.3073 | 74.839 | 10.3073
8580 | 71.1444 | 10.8764 | 71.1444 | 10.8764
8581 | 66.3677 | 7.9716 | 66.3677 | 7.9716
8582 | 63.875 | 10.0059 | 63.875 | 10.0059
8583 | 61.3058 | 11.4861 | 61.3058 | 11.4861
8584 | 59.4409 | 14.9027 | 59.4409 | 14.9027
8585 | 59.7086 | 31.4009 | 59.7086 | 31.4009
8586 | 61.0468 | 34.9314 | 61.0468 | 34.9314
8587 | 64.6255 | 35.4554 | 64.6255 | 35.4554
8588 | 72.1806 | 33.5884 | 72.1806 | 33.5884
8589 | 77.6448 | 32.8335 | 77.6448 | 32.8335
8590 | 82.1082 | 31.2122 | 82.1082 | 31.2122
8591 | 88.531 | 29.8902 | 88.531 | 29.8902
8592 | 89.6895 | 28.4138 | 89.6895 | 28.4138
8593 | 84.1401 | 26.7517 | 84.1401 | 26.7517
8594 | 83.2665 | 25.9099 | 83.2665 | 25.9099
8595 | 84.6082 | 25.9276 | 84.6082 | 25.9276
8596 | 84.4507 | 29.9108 | 84.4507 | 29.9108
8597 | 83.8114 | 31.9164 | 83.8114 | 31.9164
8598 | 82.7398 | 29.5646 | 82.7398 | 29.5646
8599 | 78.3271 | 28.114 | 78.3271 | 28.114
8600 | 75.4283 | 24.9907 | 75.4283 | 24.9907
8601 | 74.6773 | 22.0546 | 74.6773 | 22.0546
8602 | 75.6893 | 15.5239 | 75.6893 | 15.5239
8603 | 74.5001 | 12.2762 | 74.5001 | 12.2762
8604 | 70.679 | 12.1605 | 70.679 | 12.1605
8605 | 66.0152 | 9.1282 | 66.0152 | 9.1282
8606 | 63.1362 | 11.366 | 63.1362 | 11.366
8607 | 60.0628 | 13.0172 | 60.0628 | 13.0172
8608 | 58.2097 | 16.2651 | 58.2097 | 16.2651
8609 | 58.788 | 32.6469 | 58.788 | 32.6469
8610 | 60.2156 | 36.4372 | 60.2156 | 36.4372
8611 | 64.2755 | 37.2897 | 64.2755 | 37.2897
8612 | 71.6609 | 35.3886 | 71.6609 | 35.3886
8613 | 76.9778 | 34.3178 | 76.9778 | 34.3178
8614 | 80.7648 | 32.182 | 80.7648 | 32.182
8615 | 88.1256 | 30.1981 | 88.1256 | 30.1981
8616 | 88.5524 | 27.7101 | 88.5524 | 27.7101
8617 | 83.7624 | 25.3948 | 83.7624 | 25.3948
8618 | 82.3284 | 23.945 | 82.3284 | 23.945
8619 | 83.0313 | 23.4347 | 83.0313 | 23.4347
8620 | 83.0508 | 26.9025 | 83.0508 | 26.9025
8621 | 82.8623 | 28.3864 | 82.8623 | 28.3864
8622 | 82.3447 | 25.467 | 82.3447 | 25.467
8623 | 78.0354 | 23.4258 | 78.0354 | 23.4258
8624 | 75.8615 | 19.9059 | 75.8615 | 19.9059
8625 | 75.1895 | 16.5304 | 75.1895 | 16.5304
8626 | 76.1902 | 9.8643 | 76.1902 | 9.8643
8627 | 74.48 | 6.7726 | 74.48 | 6.7726
8628 | 70.7471 | 6.8928 | 70.7471 | 6.8928
8629 | 65.6706 | 4.0354 | 65.6706 | 4.0354
8630 | 62.8121 | 6.4957 | 62.8121 | 6.4957
8631 | 59.8537 | 8.5815 | 59.8537 | 8.5815
8632 | 57.7795 | 12.5079 | 57.7795 | 12.5079
8633 | 57.5814 | 29.5001 | 57.5814 | 29.5001
8634 | 59.3385 | 33.2143 | 59.3385 | 33.2143
8635 | 62.778 | 33.7217 | 62.778 | 33.7217
8636 | 69.3776 | 31.5815 | 69.3776 | 31.5815
8637 | 75.4826 | 30.5685 | 75.4826 | 30.5685
8638 | 80.3318 | 28.5823 | 80.3318 | 28.5823
8639 | 87.1122 | 26.8676 | 87.1122 | 26.8676
8640 | 88.312 | 24.9131 | 88.312 | 24.9131
8641 | 83.8452 | 22.7507 | 83.8452 | 22.7507
8642 | 82.3139 | 21.2795 | 82.3139 | 21.2795
8643 | 82.2231 | 20.7478 | 82.2231 | 20.7478
8644 | 82.1208 | 24.1705 | 82.1208 | 24.1705
8645 | 82.914 | 25.3994 | 82.914 | 25.3994
8646 | 81.4296 | 22.2679 | 81.4296 | 22.2679
8647 | 78.0568 | 20.4951 | 78.0568 | 20.4951
8648 | 75.6511 | 17.7779 | 75.6511 | 17.7779
8649 | 74.5412 | 15.0793 | 74.5412 | 15.0793
8650 | 75.8694 | 8.7116 | 75.8694 | 8.7116
8651 | 74.8074 | 5.4378 | 74.8074 | 5.4378
8652 | 70.5608 | 5.1377 | 70.5608 | 5.1377
8653 | 66.177 | 1.8528 | 66.177 | 1.8528
8654 | 63.399 | 3.8793 | 63.399 | 3.8793
8655 | 60.4601 | 5.194 | 60.4601 | 5.194
8656 | 58.0967 | 8.286 | 58.0967 | 8.286
8657 | 58.0449 | 25.7698 | 58.0449 | 25.7698
8658 | 59.2907 | 30.0707 | 59.2907 | 30.0707
8659 | 62.1508 | 31.1234 | 62.1508 | 31.1234
8660 | 67.8305 | 29.4717 | 67.8305 | 29.4717
8661 | 73.4688 | 28.9092 | 73.4688 | 28.9092
8662 | 77.6007 | 27.5523 | 77.6007 | 27.5523
8663 | 83.7035 | 26.4678 | 83.7035 | 26.4678
8664 | 84.9035 | 25.1546 | 84.9035 | 25.1546
8665 | 82.1198 | 23.2748 | 82.1198 | 23.2748
8666 | 80.3039 | 22.0521 | 80.3039 | 22.0521
8667 | 79.5623 | 21.7778 | 79.5623 | 21.7778
8668 | 79.5364 | 25.5377 | 79.5364 | 25.5377
8669 | 79.9098 | 27.248 | 79.9098 | 27.248
8670 | 78.612 | 24.5027 | 78.612 | 24.5027
8671 | 75.3822 | 22.5146 | 75.3822 | 22.5146
8672 | 73.2121 | 18.906 | 73.2121 | 18.906
8673 | 73.4197 | 15.2535 | 73.4197 | 15.2535
8674 | 75.4558 | 8.7116 | 75.4558 | 8.7116
8675 | 74.1462 | 5.4378 | 74.1462 | 5.4378
8676 | 70.1826 | 5.1377 | 70.1826 | 5.1377
8677 | 65.8362 | 1.9605 | 65.8362 | 1.9605
8678 | 63.2591 | 4.8111 | 63.2591 | 4.8111
8679 | 60.584 | 6.7488 | 60.584 | 6.7488
8680 | 57.9066 | 10.243 | 57.9066 | 10.243
8681 | 57.6967 | 27.1101 | 57.6967 | 27.1101
8682 | 58.7482 | 31.0951 | 58.7482 | 31.0951
8683 | 61.6952 | 31.9697 | 61.6952 | 31.9697
8684 | 66.7819 | 29.9246 | 66.7819 | 29.9246
8685 | 71.7076 | 28.7762 | 71.7076 | 28.7762
8686 | 76.4887 | 27.0132 | 76.4887 | 27.0132
8687 | 82.7297 | 25.8005 | 82.7297 | 25.8005
8688 | 83.9245 | 24.83 | 83.9245 | 24.83
8689 | 80.7916 | 24.0023 | 80.7916 | 24.0023
8690 | 79.7098 | 23.9648 | 79.7098 | 23.9648
8691 | 80.3844 | 24.486 | 80.3844 | 24.486
8692 | 80.7282 | 28.4272 | 80.7282 | 28.4272
8693 | 80.9887 | 29.9254 | 80.9887 | 29.9254
8694 | 79.4185 | 27.1983 | 79.4185 | 27.1983
8695 | 76.2865 | 25.5704 | 76.2865 | 25.5704
8696 | 74.8342 | 22.3711 | 74.8342 | 22.3711
8697 | 74.6022 | 19.2229 | 74.6022 | 19.2229
8698 | 74.9099 | 12.6604 | 74.9099 | 12.6604
8699 | 73.7579 | 9.5624 | 73.7579 | 9.5624
8700 | 70.1099 | 9.1743 | 70.1099 | 9.1743
8701 | 65.4488 | 5.7153 | 65.4488 | 5.7153
8702 | 62.647 | 7.8439 | 62.647 | 7.8439
8703 | 60.0491 | 9.6305 | 60.0491 | 9.6305
8704 | 57.6919 | 13.1571 | 57.6919 | 13.1571
8705 | 57.5989 | 29.7249 | 57.5989 | 29.7249
8706 | 58.895 | 33.337 | 58.895 | 33.337
8707 | 62.2021 | 33.7375 | 62.2021 | 33.7375
8708 | 68.2336 | 31.4913 | 68.2336 | 31.4913
8709 | 73.4197 | 30.396 | 73.4197 | 30.396
8710 | 78.3195 | 28.5973 | 78.3195 | 28.5973
8711 | 85.4056 | 27.1843 | 85.4056 | 27.1843
8712 | 86.7206 | 25.6842 | 86.7206 | 25.6842
8713 | 82.8572 | 24.2145 | 82.8572 | 24.2145
8714 | 81.5368 | 23.489 | 81.5368 | 23.489
8715 | 81.9908 | 23.4885 | 81.9908 | 23.4885
8716 | 82.0961 | 27.4258 | 82.0961 | 27.4258
8717 | 81.5525 | 29.3403 | 81.5525 | 29.3403
8718 | 80.7655 | 26.8191 | 80.7655 | 26.8191
8719 | 78.2428 | 25.0803 | 78.2428 | 25.0803
8720 | 76.2307 | 21.6919 | 76.2307 | 21.6919
8721 | 76.1091 | 18.4328 | 76.1091 | 18.4328
8722 | 76.2533 | 11.4587 | 76.2533 | 11.4587
8723 | 74.6422 | 7.6917 | 74.6422 | 7.6917
8724 | 70.7813 | 8.6236 | 70.7813 | 8.6236
8725 | 67.3129 | 6.2201 | 67.3129 | 6.2201
8726 | 64.5383 | 6.4004 | 64.5383 | 6.4004
8727 | 61.8234 | 8.5815 | 61.8234 | 8.5815
8728 | 59.3704 | 12.9839 | 59.3704 | 12.9839
8729 | 59.1319 | 29.7392 | 59.1319 | 29.7392
8730 | 60.2564 | 32.9334 | 60.2564 | 32.9334
8731 | 62.9132 | 34.7837 | 62.9132 | 34.7837
8732 | 68.0272 | 33.7715 | 68.0272 | 33.7715
8733 | 71.9817 | 33.6552 | 71.9817 | 33.6552
8734 | 75.7875 | 29.9966 | 75.7875 | 29.9966
8735 | 82.8335 | 29.0473 | 82.8335 | 29.0473
8736 | 83.0425 | 27.3472 | 83.0425 | 27.3472
8737 | 78.7681 | 24.7064 | 78.7681 | 24.7064
8738 | 77.4996 | 24.734 | 77.4996 | 24.734
8739 | 76.693 | 24.54 | 76.693 | 24.54
8740 | 77.0699 | 27.5729 | 77.0699 | 27.5729
8741 | 78.2028 | 29.7289 | 78.2028 | 29.7289
8742 | 76.5499 | 27.6541 | 76.5499 | 27.6541
8743 | 75.0907 | 25.4219 | 75.0907 | 25.4219
8744 | 73.4768 | 20.6236 | 73.4768 | 20.6236
8745 | 73.7942 | 17.6878 | 73.7942 | 17.6878
8746 | 75.4333 | 10.1033 | 75.4333 | 10.1033
8747 | 73.6657 | 6.3792 | 73.6657 | 6.3792
8748 | 70.5844 | 6.9752 | 70.5844 | 6.9752
8749 | 66.6877 | 6.2157 | 66.6877 | 6.2157
8750 | 63.3865 | 7.997 | 63.3865 | 7.997
8751 | 61.2323 | 10.9423 | 61.2323 | 10.9423
8752 | 59.0733 | 15.1491 | 59.0733 | 15.1491
8753 | 59.0302 | 31.0269 | 59.0302 | 31.0269
8754 | 60.2557 | 33.3127 | 60.2557 | 33.3127
8755 | 63.5974 | 34.5517 | 63.5974 | 34.5517
8756 | 70.3343 | 33.1821 | 70.3343 | 33.1821
8757 | 76.6289 | 32.7612 | 76.6289 | 32.7612
8758 | 82.0818 | 28.9476 | 82.0818 | 28.9476
8759 | 89.9717 | 28.3501 | 89.9717 | 28.3501