## Summary Scalars
Parameter | Value
Total Cost ($) | 5415320.1392
Capital Cost (CAPEX) | 95577.7963
Operating Cost (OPEX) | 5319742.343
Annual Fuel Consumption Genset (L) | 786574.9348
Annual Fuel Consumption Diesel Furnace (L) | 1689303.993

## Generator Summary
Size | Built | Capacity (kW) | Capital Cost ($) | Operating Cost ($)
100 kW | 5 | 500 | 31928.6058 | 74500
500 kW | 0 | 0 | 0 | 0
1000 kW | 0 | 0 | 0 | 0
2000 kW | 0 | 0 | 0 | 0
Total | 5 | 500 | 31928.6058 | 74500

## Diesel Furnace Summary
Size | Built | Capacity (MW) | Capital Cost ($) | Operating Cost ($)
17.58 kW | 282 | 4957.56 | 63649.1905 | 79320.96
Total | 282 | 4957.56 | 63649.1905 | 79320.96

## Time Series
Time | Electric Load (kW) | Thermal Load (kW) | Diesel Generation (kW) | Thermal Generation (kW)
0 | 352.0397 | 95.0713 | 352.0397 | 95.0713
1 | 334.2019 | 85.9522 | 334.2019 | 85.9522
2 | 332.635 | 89.6798 | 332.635 | 89.6798
3 | 334.9323 | 89.3115 | 334.9323 | 89.3115
4 | 331.3787 | 110.3506 | 331.3787 | 110.3506
5 | 337.8963 | 131.4268 | 337.8963 | 131.4268
6 | 334.956 | 126.8938 | 334.956 | 126.8938
7 | 314.9613 | 117.1036 | 314.9613 | 117.1036
8 | 301.3262 | 107.5969 | 301.3262 | 107.5969
9 | 298.0039 | 95.8787 | 298.0039 | 95.8787
10 | 301.0746 | 62.7655 | 301.0746 | 62.7655
11 | 291.6696 | 45.0017 | 291.6696 | 45.0017
12 | 275.4013 | 34.7676 | 275.4013 | 34.7676
13 | 258.5354 | 29.2796 | 258.5354 | 29.2796
14 | 246.6052 | 31.0114 | 246.6052 | 31.0114
15 | 237.3274 | 36.5945 | 237.3274 | 36.5945
16 | 227.8221 | 55.977 | 227.8221 | 55.977
17 | 227.2176 | 126.2723 | 227.2176 | 126.2723
18 | 233.6584 | 152.9224 | 233.6584 | 152.9224
19 | 247.7471 | 154.5227 | 247.7471 | 154.5227
20 | 275.3783 | 140.1929 | 275.3783 | 140.1929
21 | 300.6298 | 133.1682 | 300.6298 | 133.1682
22 | 320.7473 | 118.4335 | 320.7473 | 118.4335
23 | 349.4084 | 112.1586 | 349.4084 | 112.1586
24 | 354.7537 | 102.6812 | 354.7537 | 102.6812
25 | 337.0141 | 92.447 | 337.0141 | 92.447
26 | 330.3479 | 93.5408 | 330.3479 | 93.5408
27 | 330.9624 | 89.7106 | 330.9624 | 89.7106
28 | 330.9092 | 108.051 | 330.9092 | 108.051
29 | 332.3293 | 127.3561 | 332.3293 | 127.3561
30 | 328.2531 | 122.0723 | 328.2531 | 122.0723
31 | 312.2791 | 112.4382 | 312.2791 | 112.4382
32 | 299.5018 | 103.2123 | 299.5018 | 103.2123
33 | 295.4395 | 91.9278 | 295.4395 | 91.9278
34 | 298.4926 | 59.4439 | 298.4926 | 59.4439
35 | 291.5918 | 42.5271 | 291.5918 | 42.5271
36 | 272.6901 | 33.4159 | 272.6901 | 33.4159
37 | 255.5681 | 29.0036 | 255.5681 | 29.0036
38 | 247.027 | 31.5192 | 247.027 | 31.5192
39 | 238.2665 | 37.8136 | 238.2665 | 37.8136
40 | 229.2471 | 58.0258 | 229.2471 | 58.0258
41 | 228.2705 | 128.7927 | 228.2705 | 128.7927
42 | 232.5762 | 155.5658 | 232.5762 | 155.5658
43 | 244.1414 | 157.3632 | 244.1414 | 157.3632
44 | 269.7976 | 143.341 | 269.7976 | 143.341
45 | 295.9549 | 136.5056 | 295.9549 | 136.5056
46 | 314.5105 | 121.8039 | 314.5105 | 121.8039
47 | 341.3224 | 115.6363 | 341.3224 | 115.6363
48 | 343.5228 | 106.3277 | 343.5228 | 106.3277
49 | 330.3939 | 96.2386 | 330.3939 | 96.2386
50 | 325.6114 | 98.6288 | 325.6114 | 98.6288
51 | 327.7778 | 96.5193 | 327.7778 | 96.5193
52 | 326.4396 | 116.2903 | 326.4396 | 116.2903
53 | 331.0497 | 135.772 | 331.0497 | 135.772
54 | 325.9605 | 129.381 | 325.9605 | 129.381
55 | 309.0525 | 118.624 | 309.0525 | 118.624
56 | 295.3352 | 108.3034 | 295.3352 | 108.3034
57 | 290.8504 | 95.6942 | 290.8504 | 95.6942
58 | 296.4335 | 61.3586 | 296.4335 | 61.3586
59 | 288.9101 | 42.2637 | 288.9101 | 42.2637
60 | 271.2554 | 30.7852 | 271.2554 | 30.7852
61 | 256.7459 | 23.9834 | 256.7459 | 23.9834
62 | 246.4984 | 24.6852 | 246.4984 | 24.6852
63 | 237.0722 | 29.792 | 237.0722 | 29.792
64 | 229.1699 | 48.9932 | 229.1699 | 48.9932
65 | 226.6833 | 119.4794 | 226.6833 | 119.4794
66 | 230.9017 | 146.1484 | 230.9017 | 146.1484
67 | 240.6427 | 147.8118 | 240.6427 | 147.8118
68 | 262.2863 | 133.5466 | 262.2863 | 133.5466
69 | 282.6397 | 126.432 | 282.6397 | 126.432
70 | 302.7316 | 111.2935 | 302.7316 | 111.2935
71 | 325.6833 | 105.3972 | 325.6833 | 105.3972
72 | 333.3827 | 96.8093 | 333.3827 | 96.8093
73 | 321.2927 | 88.247 | 321.2927 | 88.247
74 | 316.3187 | 92.2633 | 316.3187 | 92.2633
75 | 318.0203 | 91.2657 | 318.0203 | 91.2657
76 | 315.7063 | 111.8726 | 315.7063 | 111.8726
77 | 316.6777 | 132.5797 | 316.6777 | 132.5797
78 | 307.3353 | 127.4757 | 307.3353 | 127.4757
79 | 298.2058 | 117.1509 | 298.2058 | 117.1509
80 | 290.2567 | 107.1111 | 290.2567 | 107.1111
81 | 289.2507 | 94.4403 | 289.2507 | 94.4403
82 | 291.2022 | 60.0117 | 291.2022 | 60.0117
83 | 287.3782 | 41.5429 | 287.3782 | 41.5429
84 | 270.237 | 31.6984 | 270.237 | 31.6984
85 | 253.3229 | 26.8397 | 253.3229 | 26.8397
86 | 244.8378 | 28.9247 | 244.8378 | 28.9247
87 | 237.7328 | 34.9289 | 237.7328 | 34.9289
88 | 227.7676 | 54.8193 | 227.7676 | 54.8193
89 | 225.6821 | 125.8071 | 225.6821 | 125.8071
90 | 229.4037 | 153.2852 | 229.4037 | 153.2852
91 | 241.3052 | 155.5857 | 241.3052 | 155.5857
92 | 260.0901 | 141.8411 | 260.0901 | 141.8411
93 | 283.666 | 135.3321 | 283.666 | 135.3321
94 | 300.8888 | 120.9049 | 300.8888 | 120.9049
95 | 322.6735 | 114.9849 | 322.6735 | 114.9849
96 | 331.5003 | 106.3119 | 331.5003 | 106.3119
97 | 315.6939 | 97.6187 | 315.6939 | 97.6187
98 | 311.9628 | 100.8527 | 311.9628 | 100.8527
99 | 311.3996 | 98.8173 | 311.3996 | 98.8173
100 | 316.2103 | 118.9021 | 316.2103 | 118.9021
101 | 322.7851 | 139.6361 | 322.7851 | 139.6361
102 | 314.589 | 134.7308 | 314.589 | 134.7308
103 | 305.2361 | 125.1299 | 305.2361 | 125.1299
104 | 296.8687 | 115.6516 | 296.8687 | 115.6516
105 | 291.6928 | 103.189 | 291.6928 | 103.189
106 | 292.373 | 68.9181 | 292.373 | 68.9181
107 | 283.7158 | 50.208 | 283.7158 | 50.208
108 | 268.7604 | 39.321 | 268.7604 | 39.321
109 | 254.9318 | 33.5365 | 254.9318 | 33.5365
110 | 244.85 | 35.1515 | 244.85 | 35.1515
111 | 236.0292 | 40.6826 | 236.0292 | 40.6826
112 | 227.8028 | 59.8932 | 227.8028 | 59.8932
113 | 225.5217 | 130.0545 | 225.5217 | 130.0545
114 | 231.5049 | 156.7661 | 231.5049 | 156.7661
115 | 243.7161 | 158.677 | 243.7161 | 158.677
116 | 266.9902 | 144.8047 | 266.9902 | 144.8047
117 | 286.6736 | 137.8982 | 286.6736 | 137.8982
118 | 305.8423 | 123.0231 | 305.8423 | 123.0231
119 | 330.78 | 116.6568 | 330.78 | 116.6568
120 | 333.5707 | 107.0485 | 333.5707 | 107.0485
121 | 316.78 | 97.0698 | 316.78 | 97.0698
122 | 314.6381 | 99.9616 | 314.6381 | 99.9616
123 | 317.6444 | 98.1927 | 317.6444 | 98.1927
124 | 317.2089 | 117.8091 | 317.2089 | 117.8091
125 | 318.5978 | 138.1677 | 318.5978 | 138.1677
126 | 313.0993 | 133.7782 | 313.0993 | 133.7782
127 | 300.2542 | 124.5432 | 300.2542 | 124.5432
128 | 291.4944 | 115.2005 | 291.4944 | 115.2005
129 | 288.6661 | 103.2158 | 288.6661 | 103.2158
130 | 290.9054 | 69.7162 | 290.9054 | 69.7162
131 | 284.7405 | 51.5596 | 284.7405 | 51.5596
132 | 269.0844 | 40.9297 | 269.0844 | 40.9297
133 | 253.9065 | 34.9812 | 253.9065 | 34.9812
134 | 243.9577 | 36.4732 | 243.9577 | 36.4732
135 | 235.0899 | 42.1146 | 235.0899 | 42.1146
136 | 225.5849 | 61.636 | 225.5849 | 61.636
137 | 226.0178 | 132.0386 | 226.0178 | 132.0386
138 | 232.7583 | 158.7912 | 232.7583 | 158.7912
139 | 247.0107 | 160.5413 | 247.0107 | 160.5413
140 | 275.7471 | 146.4244 | 275.7471 | 146.4244
141 | 298.6063 | 139.4612 | 298.6063 | 139.4612
142 | 317.8875 | 124.5388 | 317.8875 | 124.5388
143 | 342.8332 | 118.1204 | 342.8332 | 118.1204
144 | 346.6389 | 108.7724 | 346.6389 | 108.7724
145 | 327.1892 | 99.0791 | 327.1892 | 99.0791
146 | 321.7948 | 101.3968 | 321.7948 | 101.3968
147 | 327.4366 | 98.6832 | 327.4366 | 98.6832
148 | 324.9143 | 118.2129 | 324.9143 | 118.2129
149 | 325.1146 | 138.4753 | 325.1146 | 138.4753
150 | 318.6884 | 133.7057 | 318.6884 | 133.7057
151 | 305.6198 | 123.7262 | 305.6198 | 123.7262
152 | 292.9487 | 113.2479 | 292.9487 | 113.2479
153 | 290.9638 | 100.0535 | 290.9638 | 100.0535
154 | 293.4695 | 65.5886 | 293.4695 | 65.5886
155 | 285.3966 | 47.328 | 285.3966 | 47.328
156 | 269.4768 | 37.1365 | 269.4768 | 37.1365
157 | 252.7088 | 31.9403 | 252.7088 | 31.9403
158 | 241.8767 | 33.9118 | 241.8767 | 33.9118
159 | 231.2157 | 39.3751 | 231.2157 | 39.3751
160 | 222.1675 | 58.4705 | 222.1675 | 58.4705
161 | 222.096 | 128.5072 | 222.096 | 128.5072
162 | 230.112 | 155.3009 | 230.112 | 155.3009
163 | 242.9227 | 157.0541 | 242.9227 | 157.0541
164 | 270.0978 | 142.6912 | 270.0978 | 142.6912
165 | 294.4338 | 134.4315 | 294.4338 | 134.4315
166 | 310.9174 | 118.3388 | 310.9174 | 118.3388
167 | 334.2569 | 111.0514 | 334.2569 | 111.0514
168 | 336.7991 | 101.2334 | 336.7991 | 101.2334
169 | 320.2545 | 90.9866 | 320.2545 | 90.9866
170 | 315.978 | 92.8058 | 315.978 | 92.8058
171 | 320.236 | 90.0749 | 320.236 | 90.0749
172 | 318.0583 | 109.4421 | 318.0583 | 109.4421
173 | 318.8303 | 129.091 | 318.8303 | 129.091
174 | 312.9595 | 123.1653 | 312.9595 | 123.1653
175 | 298.7173 | 112.3657 | 298.7173 | 112.3657
176 | 287.3084 | 101.9237 | 287.3084 | 101.9237
177 | 284.5067 | 88.9138 | 284.5067 | 88.9138
178 | 289.9113 | 54.6792 | 289.9113 | 54.6792
179 | 282.0837 | 36.2751 | 282.0837 | 36.2751
180 | 266.1236 | 25.9732 | 266.1236 | 25.9732
181 | 251.0172 | 21.6523 | 251.0172 | 21.6523
182 | 239.584 | 24.1679 | 239.584 | 24.1679
183 | 230.2109 | 30.3898 | 230.2109 | 30.3898
184 | 222.0174 | 50.3275 | 222.0174 | 50.3275
185 | 223.0862 | 121.1181 | 223.0862 | 121.1181
186 | 229.28 | 148.1215 | 229.28 | 148.1215
187 | 244.7364 | 150.1129 | 244.7364 | 150.1129
188 | 272.8682 | 136.2216 | 272.8682 | 136.2216
189 | 296.5801 | 129.2836 | 296.5801 | 129.2836
190 | 317.5072 | 114.1151 | 317.5072 | 114.1151
191 | 341.555 | 107.0422 | 341.555 | 107.0422
192 | 344.252 | 96.5728 | 344.252 | 96.5728
193 | 330.4548 | 86.0042 | 330.4548 | 86.0042
194 | 320.013 | 88.2288 | 320.013 | 88.2288
195 | 324.276 | 85.878 | 324.276 | 85.878
196 | 326.2306 | 105.466 | 326.2306 | 105.466
197 | 329.8478 | 125.4981 | 329.8478 | 125.4981
198 | 323.5308 | 120.4557 | 323.5308 | 120.4557
199 | 307.6863 | 110.6576 | 307.6863 | 110.6576
200 | 300.1871 | 100.6761 | 300.1871 | 100.6761
201 | 294.7552 | 88.5227 | 294.7552 | 88.5227
202 | 296.5954 | 55.1886 | 296.5954 | 55.1886
203 | 284.2261 | 37.0148 | 284.2261 | 37.0148
204 | 268.9179 | 26.3422 | 268.9179 | 26.3422
205 | 252.7215 | 20.4205 | 252.7215 | 20.4205
206 | 243.2937 | 22.0923 | 243.2937 | 22.0923
207 | 235.067 | 27.8316 | 235.067 | 27.8316
208 | 228.1723 | 47.0422 | 228.1723 | 47.0422
209 | 226.5908 | 116.6972 | 226.5908 | 116.6972
210 | 231.4218 | 142.7622 | 231.4218 | 142.7622
211 | 245.3108 | 143.7568 | 245.3108 | 143.7568
212 | 268.1136 | 129.3261 | 268.1136 | 129.3261
213 | 289.6237 | 123.1357 | 289.6237 | 123.1357
214 | 308.1472 | 110.5443 | 308.1472 | 110.5443
215 | 336.9722 | 107.2504 | 336.9722 | 107.2504
216 | 342.2691 | 100.3517 | 342.2691 | 100.3517
217 | 328.8351 | 92.9218 | 328.8351 | 92.9218
218 | 327.1841 | 97.6368 | 327.1841 | 97.6368
219 | 325.8302 | 97.3221 | 325.8302 | 97.3221
220 | 327.2591 | 117.7949 | 327.2591 | 117.7949
221 | 327.6415 | 137.4375 | 327.6415 | 137.4375
222 | 323.5277 | 131.4866 | 323.5277 | 131.4866
223 | 309.9681 | 120.9424 | 309.9681 | 120.9424
224 | 297.748 | 110.7355 | 297.748 | 110.7355
225 | 294.5521 | 98.0694 | 294.5521 | 98.0694
226 | 297.2181 | 64.2007 | 297.2181 | 64.2007
227 | 286.5412 | 46.1861 | 286.5412 | 46.1861
228 | 271.2137 | 36.0073 | 271.2137 | 36.0073
229 | 255.3873 | 30.6139 | 255.3873 | 30.6139
230 | 244.2604 | 32.2779 | 244.2604 | 32.2779
231 | 236.3857 | 37.4004 | 236.3857 | 37.4004
232 | 226.8263 | 56.3713 | 226.8263 | 56.3713
233 | 226.8489 | 126.4537 | 226.8489 | 126.4537
234 | 230.6275 | 153.2095 | 230.6275 | 153.2095
235 | 239.7484 | 155.1867 | 239.7484 | 155.1867
236 | 260.3961 | 141.062 | 260.3961 | 141.062
237 | 279.9213 | 133.5657 | 279.9213 | 133.5657
238 | 297.8264 | 118.2931 | 297.8264 | 118.2931
239 | 325.0793 | 111.553 | 325.0793 | 111.553
240 | 327.8624 | 101.4006 | 327.8624 | 101.4006
241 | 316.8376 | 90.6459 | 316.8376 | 90.6459
242 | 313.6277 | 92.5188 | 313.6277 | 92.5188
243 | 311.9753 | 89.6585 | 311.9753 | 89.6585
244 | 316.1252 | 109.2465 | 316.1252 | 109.2465
245 | 319.0827 | 129.572 | 319.0827 | 129.572
246 | 312.4507 | 124.4081 | 312.4507 | 124.4081
247 | 300.8686 | 114.304 | 300.8686 | 114.304
248 | 290.9415 | 103.9788 | 290.9415 | 103.9788
249 | 287.5874 | 91.0541 | 287.5874 | 91.0541
250 | 290.936 | 56.9456 | 290.936 | 56.9456
251 | 280.633 | 38.7781 | 280.633 | 38.7781
252 | 267.1195 | 28.432 | 267.1195 | 28.432
253 | 253.0605 | 22.7863 | 253.0605 | 22.7863
254 | 243.2251 | 24.4092 | 243.2251 | 24.4092
255 | 236.1227 | 30.2778 | 236.1227 | 30.2778
256 | 226.257 | 49.9852 | 226.257 | 49.9852
257 | 226.7055 | 120.6623 | 226.7055 | 120.6623
258 | 228.8692 | 147.6499 | 228.8692 | 147.6499
259 | 238.8446 | 149.6176 | 238.8446 | 149.6176
260 | 255.8462 | 135.6964 | 255.8462 | 135.6964
261 | 274.8107 | 128.9334 | 274.8107 | 128.9334
262 | 293.9975 | 114.3596 | 293.9975 | 114.3596
263 | 316.496 | 108.4017 | 316.496 | 108.4017
264 | 323.2896 | 99.612 | 323.2896 | 99.612
265 | 312.941 | 90.4314 | 312.941 | 90.4314
266 | 311.1303 | 93.2333 | 311.1303 | 93.2333
267 | 309.6798 | 90.8572 | 309.6798 | 90.8572
268 | 310.1575 | 110.338 | 310.1575 | 110.338
269 | 312.4194 | 130.1777 | 312.4194 | 130.1777
270 | 304.3947 | 124.405 | 304.3947 | 124.405
271 | 294.5288 | 113.7252 | 294.5288 | 113.7252
272 | 287.3143 | 103.4851 | 287.3143 | 103.4851
273 | 288.313 | 90.879 | 288.313 | 90.879
274 | 292.1334 | 56.9078 | 292.1334 | 56.9078
275 | 284.1169 | 38.5825 | 284.1169 | 38.5825
276 | 268.2596 | 28.0298 | 268.2596 | 28.0298
277 | 252.1922 | 22.2485 | 252.1922 | 22.2485
278 | 243.4585 | 23.6727 | 243.4585 | 23.6727
279 | 236.219 | 29.1722 | 236.219 | 29.1722
280 | 228.8944 | 48.6352 | 228.8944 | 48.6352
281 | 225.9743 | 119.2601 | 225.9743 | 119.2601
282 | 229.8321 | 146.9007 | 229.8321 | 146.9007
283 | 239.4659 | 150.0671 | 239.4659 | 150.0671
284 | 260.7439 | 137.5827 | 260.7439 | 137.5827
285 | 280.8854 | 132.0137 | 280.8854 | 132.0137
286 | 297.8344 | 117.607 | 297.8344 | 117.607
287 | 322.4125 | 112.3305 | 322.4125 | 112.3305
288 | 328.9012 | 103.6828 | 328.9012 | 103.6828
289 | 315.9536 | 94.6583 | 315.9536 | 94.6583
290 | 311.5859 | 97.427 | 311.5859 | 97.427
291 | 312.4172 | 95.5604 | 312.4172 | 95.5604
292 | 313.0941 | 115.5884 | 313.0941 | 115.5884
293 | 318.6491 | 135.7247 | 318.6491 | 135.7247
294 | 314.3668 | 130.2847 | 314.3668 | 130.2847
295 | 301.6064 | 119.963 | 301.6064 | 119.963
296 | 294.2094 | 110.0368 | 294.2094 | 110.0368
297 | 291.9448 | 96.9465 | 291.9448 | 96.9465
298 | 290.2244 | 61.9027 | 290.2244 | 61.9027
299 | 281.763 | 42.822 | 281.763 | 42.822
300 | 265.6777 | 32.151 | 265.6777 | 32.151
301 | 249.7529 | 26.2514 | 249.7529 | 26.2514
302 | 240.8747 | 28.0604 | 240.8747 | 28.0604
303 | 232.7232 | 34.6451 | 232.7232 | 34.6451
304 | 222.8822 | 55.2184 | 222.8822 | 55.2184
305 | 222.6428 | 126.4569 | 222.6428 | 126.4569
306 | 229.1756 | 153.7457 | 229.1756 | 153.7457
307 | 241.605 | 155.6173 | 241.605 | 155.6173
308 | 268.7962 | 141.338 | 268.7962 | 141.338
309 | 293.2139 | 134.2738 | 293.2139 | 134.2738
310 | 308.6866 | 119.4224 | 308.6866 | 119.4224
311 | 336.1474 | 113.168 | 336.1474 | 113.168
312 | 334.2146 | 103.6875 | 334.2146 | 103.6875
313 | 318.4765 | 93.5385 | 318.4765 | 93.5385
314 | 314.6128 | 95.5328 | 314.6128 | 95.5328
315 | 316.4739 | 93.152 | 316.4739 | 93.152
316 | 315.1015 | 113.0034 | 315.1015 | 113.0034
317 | 318.7419 | 133.2642 | 318.7419 | 133.2642
318 | 313.1398 | 128.094 | 313.1398 | 128.094
319 | 298.1391 | 117.9552 | 298.1391 | 117.9552
320 | 287.9951 | 107.9344 | 287.9951 | 107.9344
321 | 285.3611 | 95.4797 | 285.3611 | 95.4797
322 | 290.0572 | 61.6252 | 290.0572 | 61.6252
323 | 280.6869 | 43.2904 | 280.6869 | 43.2904
324 | 260.7493 | 32.8198 | 260.7493 | 32.8198
325 | 244.0368 | 27.1315 | 244.0368 | 27.1315
326 | 236.3073 | 28.3743 | 236.3073 | 28.3743
327 | 227.3959 | 33.4369 | 227.3959 | 33.4369
328 | 218.1042 | 52.2942 | 218.1042 | 52.2942
329 | 217.9172 | 121.9587 | 217.9172 | 121.9587
330 | 225.7467 | 148.1136 | 225.7467 | 148.1136
331 | 237.2663 | 149.1792 | 237.2663 | 149.1792
332 | 264.0294 | 134.3242 | 264.0294 | 134.3242
333 | 288.943 | 127.2317 | 288.943 | 127.2317
334 | 308.2773 | 112.694 | 308.2773 | 112.694
335 | 329.8877 | 107.0154 | 329.8877 | 107.0154
336 | 334.5922 | 98.5537 | 334.5922 | 98.5537
337 | 317.6148 | 89.6049 | 317.6148 | 89.6049
338 | 314.6567 | 92.1434 | 314.6567 | 92.1434
339 | 314.8703 | 89.5292 | 314.8703 | 89.5292
340 | 314.1605 | 108.9469 | 314.1605 | 108.9469
341 | 316.7368 | 128.5737 | 316.7368 | 128.5737
342 | 311.7587 | 122.7867 | 311.7587 | 122.7867
343 | 297.5233 | 112.3925 | 297.5233 | 112.3925
344 | 287.6759 | 101.6603 | 287.6759 | 101.6603
345 | 286.256 | 88.3003 | 286.256 | 88.3003
346 | 290.8222 | 54.46 | 290.8222 | 54.46
347 | 278.4621 | 36.9233 | 278.4621 | 36.9233
348 | 260.2804 | 27.2617 | 260.2804 | 27.2617
349 | 245.5544 | 22.3825 | 245.5544 | 22.3825
350 | 235.5611 | 24.5244 | 235.5611 | 24.5244
351 | 227.828 | 30.9308 | 227.828 | 30.9308
352 | 220.1823 | 51.2012 | 220.1823 | 51.2012
353 | 220.081 | 122.2473 | 220.081 | 122.2473
354 | 227.2025 | 149.8343 | 227.2025 | 149.8343
355 | 240.066 | 152.2027 | 240.066 | 152.2027
356 | 265.3897 | 138.7104 | 265.3897 | 138.7104
357 | 289.2137 | 132.367 | 289.2137 | 132.367
358 | 310.4623 | 118.1022 | 310.4623 | 118.1022
359 | 332.7782 | 112.2201 | 332.7782 | 112.2201
360 | 333.5248 | 103.3973 | 333.5248 | 103.3973
361 | 320.6155 | 94.7529 | 320.6155 | 94.7529
362 | 314.4476 | 98.6541 | 314.4476 | 98.6541
363 | 314.9806 | 97.811 | 314.9806 | 97.811
364 | 314.9708 | 118.8816 | 314.9708 | 118.8816
365 | 319.8057 | 139.9563 | 319.8057 | 139.9563
366 | 313.2264 | 135.2072 | 313.2264 | 135.2072
367 | 299.4429 | 125.0368 | 299.4429 | 125.0368
368 | 289.3853 | 114.9024 | 289.3853 | 114.9024
369 | 285.9429 | 102.1007 | 285.9429 | 102.1007
370 | 291.5614 | 67.7541 | 291.5614 | 67.7541
371 | 281.8443 | 49.074 | 281.8443 | 49.074
372 | 264.6434 | 38.0387 | 264.6434 | 38.0387
373 | 248.2836 | 31.729 | 248.2836 | 31.729
374 | 236.7723 | 32.9466 | 236.7723 | 32.9466
375 | 229.8187 | 38.3909 | 229.8187 | 38.3909
376 | 221.0035 | 57.8002 | 221.0035 | 57.8002
377 | 219.6576 | 128.1256 | 219.6576 | 128.1256
378 | 224.9192 | 154.7772 | 224.9192 | 154.7772
379 | 235.9254 | 156.4295 | 235.9254 | 156.4295
380 | 260.0787 | 142.2528 | 260.0787 | 142.2528
381 | 283.2598 | 135.1665 | 283.2598 | 135.1665
382 | 302.3002 | 120.151 | 302.3002 | 120.151
383 | 326.7304 | 113.8083 | 326.7304 | 113.8083
384 | 329.9656 | 104.3988 | 329.9656 | 104.3988
385 | 314.0929 | 94.0716 | 314.0929 | 94.0716
386 | 310.155 | 95.5943 | 310.155 | 95.5943
387 | 310.8451 | 92.4927 | 310.8451 | 92.4927
388 | 313.0084 | 111.3616 | 313.0084 | 111.3616
389 | 310.5717 | 130.5846 | 310.5717 | 130.5846
390 | 307.5743 | 124.233 | 307.5743 | 124.233
391 | 296.4576 | 113.1054 | 296.4576 | 113.1054
392 | 281.2511 | 102.6255 | 281.2511 | 102.6255
393 | 278.5239 | 89.838 | 278.5239 | 89.838
394 | 284.8332 | 55.8085 | 284.8332 | 55.8085
395 | 278.3554 | 37.4627 | 278.3554 | 37.4627
396 | 263.3833 | 26.8296 | 263.3833 | 26.8296
397 | 247.3272 | 20.9126 | 247.3272 | 20.9126
398 | 238.6366 | 22.3352 | 238.6366 | 22.3352
399 | 231.2031 | 28.0839 | 231.2031 | 28.0839
400 | 222.3247 | 47.6384 | 222.3247 | 47.6384
401 | 220.8362 | 117.8186 | 220.8362 | 117.8186
402 | 224.4201 | 144.4561 | 224.4201 | 144.4561
403 | 231.4381 | 146.3623 | 231.4381 | 146.3623
404 | 253.1364 | 132.4947 | 253.1364 | 132.4947
405 | 273.3648 | 125.5141 | 273.3648 | 125.5141
406 | 292.1909 | 110.2809 | 292.1909 | 110.2809
407 | 318.8176 | 104.1465 | 318.8176 | 104.1465
408 | 324.9294 | 95.4955 | 324.9294 | 95.4955
409 | 312.3033 | 86.4726 | 312.3033 | 86.4726
410 | 308.7924 | 89.0963 | 308.7924 | 89.0963
411 | 307.357 | 86.4947 | 307.357 | 86.4947
412 | 309.7267 | 106.0133 | 309.7267 | 106.0133
413 | 311.5534 | 126.3167 | 311.5534 | 126.3167
414 | 303.2342 | 121.5928 | 303.2342 | 121.5928
415 | 291.1663 | 111.7711 | 291.1663 | 111.7711
416 | 281.8822 | 102.4836 | 281.8822 | 102.4836
417 | 280.8734 | 91.6392 | 280.8734 | 91.6392
418 | 287.3457 | 59.8855 | 287.3457 | 59.8855
419 | 277.0482 | 43.1579 | 277.0482 | 43.1579
420 | 260.4346 | 33.0358 | 260.4346 | 33.0358
421 | 247.1031 | 27.3728 | 247.1031 | 27.3728
422 | 238.0025 | 29.2496 | 238.0025 | 29.2496
423 | 230.8723 | 35.4605 | 230.8723 | 35.4605
424 | 221.7616 | 55.7089 | 221.7616 | 55.7089
425 | 221.0672 | 126.8149 | 221.0672 | 126.8149
426 | 222.8881 | 154.4381 | 222.8881 | 154.4381
427 | 231.8115 | 156.827 | 231.8115 | 156.827
428 | 250.1866 | 143.1108 | 250.1866 | 143.1108
429 | 268.3518 | 136.6617 | 268.3518 | 136.6617
430 | 287.0943 | 122.5231 | 287.0943 | 122.5231
431 | 312.0296 | 117.0968 | 312.0296 | 117.0968
432 | 317.535 | 108.8828 | 317.535 | 108.8828
433 | 306.8666 | 100.3267 | 306.8666 | 100.3267
434 | 302.6493 | 103.7721 | 302.6493 | 103.7721
435 | 304.4403 | 102.0726 | 304.4403 | 102.0726
436 | 306.4687 | 122.3136 | 306.4687 | 122.3136
437 | 307.6568 | 142.8678 | 307.6568 | 142.8678
438 | 304.2111 | 137.778 | 304.2111 | 137.778
439 | 294.1125 | 127.4799 | 294.1125 | 127.4799
440 | 286.0081 | 117.101 | 286.0081 | 117.101
441 | 286.2427 | 104.077 | 286.2427 | 104.077
442 | 288.6951 | 69.6405 | 288.6951 | 69.6405
443 | 276.3314 | 50.7269 | 276.3314 | 50.7269
444 | 259.3561 | 39.5039 | 259.3561 | 39.5039
445 | 244.8007 | 33.2447 | 244.8007 | 33.2447
446 | 235.6045 | 34.59 | 235.6045 | 34.59
447 | 229.0111 | 40.2236 | 229.0111 | 40.2236
448 | 222.3661 | 59.86 | 222.3661 | 59.86
449 | 218.6028 | 130.3589 | 218.6028 | 130.3589
450 | 222.2408 | 157.1793 | 222.2408 | 157.1793
451 | 232.7844 | 158.9799 | 232.7844 | 158.9799
452 | 254.1362 | 144.904 | 254.1362 | 144.904
453 | 276.1578 | 138.1269 | 276.1578 | 138.1269
454 | 294.4576 | 123.7107 | 294.4576 | 123.7107
455 | 319.9657 | 118.1299 | 319.9657 | 118.1299
456 | 322.0684 | 109.8733 | 322.0684 | 109.8733
457 | 311.6469 | 101.2557 | 311.6469 | 101.2557
458 | 305.798 | 104.5764 | 305.798 | 104.5764
459 | 308.7874 | 102.6735 | 308.7874 | 102.6735
460 | 308.2034 | 122.3909 | 308.2034 | 122.3909
461 | 311.9336 | 141.8253 | 311.9336 | 141.8253
462 | 308.506 | 135.6992 | 308.506 | 135.6992
463 | 298.5154 | 124.8917 | 298.5154 | 124.8917
464 | 287.1487 | 114.005 | 287.1487 | 114.005
465 | 287.1254 | 100.4399 | 287.1254 | 100.4399
466 | 289.0451 | 65.0524 | 289.0451 | 65.0524
467 | 277.68 | 45.4433 | 277.68 | 45.4433
468 | 264.811 | 34.1068 | 264.811 | 34.1068
469 | 249.3614 | 28.1267 | 249.3614 | 28.1267
470 | 240.4394 | 29.7701 | 240.4394 | 29.7701
471 | 233.9489 | 35.6119 | 233.9489 | 35.6119
472 | 228.3258 | 55.406 | 228.3258 | 55.406
473 | 225.6028 | 126.0421 | 225.6028 | 126.0421
474 | 230.9801 | 152.9571 | 230.9801 | 152.9571
475 | 244.8551 | 155.0385 | 244.8551 | 155.0385
476 | 273.8945 | 141.3206 | 273.8945 | 141.3206
477 | 299.9565 | 134.747 | 299.9565 | 134.747
478 | 318.1262 | 120.2236 | 318.1262 | 120.2236
479 | 344.6815 | 114.5465 | 344.6815 | 114.5465
480 | 347.4585 | 106.0675 | 347.4585 | 106.0675
481 | 328.7808 | 97.1029 | 328.7808 | 97.1029
482 | 328.0768 | 99.4222 | 328.0768 | 99.4222
483 | 332.1519 | 96.8174 | 332.1519 | 96.8174
484 | 328.0761 | 116.2777 | 328.0761 | 116.2777
485 | 329.6719 | 136.1537 | 329.6719 | 136.1537
486 | 326.2809 | 130.6995 | 326.2809 | 130.6995
487 | 308.751 | 120.4788 | 308.751 | 120.4788
488 | 296.6986 | 110.6156 | 296.6986 | 110.6156
489 | 294.8886 | 97.8944 | 294.8886 | 97.8944
490 | 297.0471 | 63.5036 | 297.0471 | 63.5036
491 | 283.4858 | 44.5506 | 283.4858 | 44.5506
492 | 264.5236 | 33.8213 | 264.5236 | 33.8213
493 | 249.3455 | 28.0888 | 249.3455 | 28.0888
494 | 240.818 | 29.4105 | 240.818 | 29.4105
495 | 235.2535 | 34.8596 | 235.2535 | 34.8596
496 | 228.2708 | 54.1837 | 228.2708 | 54.1837
497 | 226.011 | 124.2898 | 226.011 | 124.2898
498 | 230.651 | 150.9021 | 230.651 | 150.9021
499 | 243.0846 | 152.6112 | 243.0846 | 152.6112
500 | 270.4304 | 138.5779 | 270.4304 | 138.5779
501 | 295.2526 | 131.5358 | 295.2526 | 131.5358
502 | 316.303 | 116.1371 | 316.303 | 116.1371
503 | 338.6061 | 109.8149 | 338.6061 | 109.8149
504 | 343.9344 | 100.03 | 343.9344 | 100.03
505 | 326.5723 | 90.3241 | 326.5723 | 90.3241
506 | 323.1378 | 93.5266 | 323.1378 | 93.5266
507 | 324.0931 | 92.2972 | 324.0931 | 92.2972
508 | 323.0026 | 113.4545 | 323.0026 | 113.4545
509 | 322.0033 | 135.0275 | 322.0033 | 135.0275
510 | 319.1084 | 131.1963 | 319.1084 | 131.1963
511 | 305 | 121.7768 | 305 | 121.7768
512 | 295.4448 | 111.83 | 295.4448 | 111.83
513 | 295.3268 | 99.2287 | 295.3268 | 99.2287
514 | 295.3062 | 65.2653 | 295.3062 | 65.2653
515 | 282.886 | 47.3375 | 282.886 | 47.3375
516 | 263.9986 | 37.493 | 263.9986 | 37.493
517 | 249.1783 | 32.2353 | 249.1783 | 32.2353
518 | 241.2237 | 34.0333 | 241.2237 | 34.0333
519 | 234.5605 | 39.8482 | 234.5605 | 39.8482
520 | 229.4704 | 59.5462 | 229.4704 | 59.5462
521 | 227.8328 | 130.0261 | 227.8328 | 130.0261
522 | 232.713 | 156.7613 | 232.713 | 156.7613
523 | 246.2967 | 158.4247 | 246.2967 | 158.4247
524 | 272.915 | 144.2337 | 272.915 | 144.2337
525 | 297.0336 | 137.3541 | 297.0336 | 137.3541
526 | 317.5147 | 122.6808 | 317.5147 | 122.6808
527 | 340.5971 | 116.7766 | 340.5971 | 116.7766
528 | 338.1896 | 108.1194 | 338.1896 | 108.1194
529 | 322.0156 | 99.1233 | 322.0156 | 99.1233
530 | 316.2184 | 102.0214 | 316.2184 | 102.0214
531 | 322.565 | 99.8078 | 322.565 | 99.8078
532 | 322.3125 | 119.6197 | 322.3125 | 119.6197
533 | 322.483 | 139.7938 | 322.483 | 139.7938
534 | 313.007 | 134.6819 | 313.007 | 134.6819
535 | 301.1204 | 124.7766 | 301.1204 | 124.7766
536 | 292.5401 | 114.9923 | 292.5401 | 114.9923
537 | 292.2646 | 102.4461 | 292.2646 | 102.4461
538 | 293.0551 | 68.1311 | 293.0551 | 68.1311
539 | 281.1732 | 49.309 | 281.1732 | 49.309
540 | 263.4886 | 38.2863 | 263.4886 | 38.2863
541 | 248.0704 | 32.1785 | 248.0704 | 32.1785
542 | 239.0067 | 33.5696 | 239.0067 | 33.5696
543 | 233.7617 | 39.1148 | 233.7617 | 39.1148
544 | 227.3933 | 58.4863 | 227.3933 | 58.4863
545 | 223.4269 | 128.6539 | 223.4269 | 128.6539
546 | 227.4719 | 155.2803 | 227.4719 | 155.2803
547 | 239.2708 | 156.9027 | 239.2708 | 156.9027
548 | 264.1583 | 142.7638 | 264.1583 | 142.7638
549 | 286.249 | 135.9267 | 286.249 | 135.9267
550 | 309.6413 | 121.3828 | 309.6413 | 121.3828
551 | 329.5274 | 115.5259 | 329.5274 | 115.5259
552 | 332.4014 | 106.7062 | 332.4014 | 106.7062
553 | 318.0245 | 97.401 | 318.0245 | 97.401
554 | 314.5596 | 100.0531 | 314.5596 | 100.0531
555 | 317.1347 | 97.5382 | 317.1347 | 97.5382
556 | 315.6511 | 117.112 | 315.6511 | 117.112
557 | 317.0525 | 137.1 | 317.0525 | 137.1
558 | 309.4355 | 131.19 | 309.4355 | 131.19
559 | 300.5358 | 119.9662 | 300.5358 | 119.9662
560 | 288.3836 | 108.7987 | 288.3836 | 108.7987
561 | 288.1476 | 95.5191 | 288.1476 | 95.5191
562 | 290.3963 | 61.2104 | 290.3963 | 61.2104
563 | 280.8564 | 42.3473 | 280.8564 | 42.3473
564 | 264.1693 | 31.1889 | 264.1693 | 31.1889
565 | 249.7129 | 24.6537 | 249.7129 | 24.6537
566 | 241.6602 | 25.5764 | 241.6602 | 25.5764
567 | 235.3918 | 31.1626 | 235.3918 | 31.1626
568 | 227.5045 | 50.8921 | 227.5045 | 50.8921
569 | 225.089 | 121.3184 | 225.089 | 121.3184
570 | 227.5262 | 147.7556 | 227.5262 | 147.7556
571 | 236.3465 | 149.2123 | 236.3465 | 149.2123
572 | 257.5594 | 135.0418 | 257.5594 | 135.0418
573 | 275.5773 | 128.5265 | 275.5773 | 128.5265
574 | 293.339 | 114.1482 | 293.339 | 114.1482
575 | 316.9474 | 108.3292 | 316.9474 | 108.3292
576 | 321.3122 | 99.7256 | 321.3122 | 99.7256
577 | 308.9826 | 90.7658 | 308.9826 | 90.7658
578 | 304.1197 | 93.6733 | 304.1197 | 93.6733
579 | 306.8995 | 92.0464 | 306.8995 | 92.0464
580 | 308.7395 | 112.8694 | 308.7395 | 112.8694
581 | 308.4525 | 134.0733 | 308.4525 | 134.0733
582 | 300.5116 | 129.5608 | 300.5116 | 129.5608
583 | 287.9636 | 119.605 | 287.9636 | 119.605
584 | 279.5807 | 109.0983 | 279.5807 | 109.0983
585 | 283.4665 | 95.4434 | 283.4665 | 95.4434
586 | 288.1331 | 60.4091 | 288.1331 | 60.4091
587 | 275.3184 | 41.3426 | 275.3184 | 41.3426
588 | 259.0038 | 30.6038 | 259.0038 | 30.6038
589 | 245.5552 | 25.1742 | 245.5552 | 25.1742
590 | 238.2456 | 26.5826 | 238.2456 | 26.5826
591 | 232.0178 | 32.008 | 232.0178 | 32.008
592 | 223.7352 | 51.6586 | 223.7352 | 51.6586
593 | 221.2072 | 122.1385 | 221.2072 | 122.1385
594 | 224.3315 | 148.6924 | 224.3315 | 148.6924
595 | 234.5678 | 150.4015 | 234.5678 | 150.4015
596 | 251.9336 | 136.6569 | 251.9336 | 136.6569
597 | 269.1234 | 130.3592 | 269.1234 | 130.3592
598 | 289.1791 | 115.6939 | 289.1791 | 115.6939
599 | 311.5011 | 109.3181 | 311.5011 | 109.3181
600 | 312.3813 | 99.9969 | 312.3813 | 99.9969
601 | 302.6293 | 90.2327 | 302.6293 | 90.2327
602 | 297.0891 | 92.5898 | 297.0891 | 92.5898
603 | 300.8789 | 90.3115 | 300.8789 | 90.3115
604 | 303.081 | 110.5919 | 303.081 | 110.5919
605 | 304.2388 | 131.1823 | 304.2388 | 131.1823
606 | 297.3245 | 125.8954 | 297.3245 | 125.8954
607 | 286.8732 | 115.3939 | 286.8732 | 115.3939
608 | 280.2509 | 105.026 | 280.2509 | 105.026
609 | 281.7316 | 92.5098 | 281.7316 | 92.5098
610 | 284.2946 | 58.6837 | 284.2946 | 58.6837
611 | 274.1496 | 40.2795 | 274.1496 | 40.2795
612 | 258.3991 | 29.3074 | 258.3991 | 29.3074
613 | 243.042 | 23.2263 | 243.042 | 23.2263
614 | 234.8066 | 24.6947 | 234.8066 | 24.6947
615 | 229.4019 | 29.7163 | 229.4019 | 29.7163
616 | 222.7627 | 47.8844 | 222.7627 | 47.8844
617 | 219.4559 | 117.7224 | 219.4559 | 117.7224
618 | 223.3882 | 145.8629 | 223.3882 | 145.8629
619 | 234.7448 | 149.2959 | 234.7448 | 149.2959
620 | 256.4191 | 136.4361 | 256.4191 | 136.4361
621 | 277.0133 | 130.3545 | 277.0133 | 130.3545
622 | 295.6705 | 116.1229 | 295.6705 | 116.1229
623 | 317.7153 | 110.2281 | 317.7153 | 110.2281
624 | 320.2142 | 101.1766 | 320.2142 | 101.1766
625 | 305.6921 | 91.7752 | 305.6921 | 91.7752
626 | 302.8641 | 94.4051 | 302.8641 | 94.4051
627 | 304.9712 | 92.2751 | 304.9712 | 92.2751
628 | 305.3506 | 112.1959 | 305.3506 | 112.1959
629 | 309.5658 | 132.4252 | 309.5658 | 132.4252
630 | 304.0998 | 126.9963 | 304.0998 | 126.9963
631 | 290.91 | 116.6194 | 290.91 | 116.6194
632 | 284.8318 | 106.5922 | 284.8318 | 106.5922
633 | 286.4377 | 94.2148 | 286.4377 | 94.2148
634 | 290.6354 | 60.5148 | 290.6354 | 60.5148
635 | 277.4259 | 42.3804 | 277.4259 | 42.3804
636 | 257.1971 | 31.9744 | 257.1971 | 31.9744
637 | 243.2407 | 26.4785 | 243.2407 | 26.4785
638 | 235.08 | 28.3506 | 235.08 | 28.3506
639 | 230.3579 | 34.3359 | 230.3579 | 34.3359
640 | 224.391 | 54.1159 | 224.391 | 54.1159
641 | 221.7171 | 124.6873 | 221.7171 | 124.6873
642 | 225.6886 | 151.4793 | 225.6886 | 151.4793
643 | 239.7743 | 153.2468 | 239.7743 | 153.2468
644 | 267.3874 | 139.234 | 267.3874 | 139.234
645 | 295.1739 | 132.2613 | 295.1739 | 132.2613
646 | 315.4051 | 117.1433 | 315.4051 | 117.1433
647 | 343.1022 | 110.5325 | 343.1022 | 110.5325
648 | 343.335 | 100.6325 | 343.335 | 100.6325
649 | 329.208 | 90.2658 | 329.208 | 90.2658
650 | 324.0879 | 91.8438 | 324.0879 | 91.8438
651 | 325.4728 | 88.2816 | 325.4728 | 88.2816
652 | 325.7045 | 106.8382 | 325.7045 | 106.8382
653 | 325.2429 | 125.8152 | 325.2429 | 125.8152
654 | 318.331 | 119.4983 | 318.331 | 119.4983
655 | 304.2527 | 108.7539 | 304.2527 | 108.7539
656 | 297.5938 | 98.3971 | 297.5938 | 98.3971
657 | 299.1804 | 86.0938 | 299.1804 | 86.0938
658 | 297.2893 | 53.4048 | 297.2893 | 53.4048
659 | 280.472 | 36.8334 | 280.472 | 36.8334
660 | 252.6153 | 27.4983 | 252.6153 | 27.4983
661 | 237.9388 | 22.6428 | 237.9388 | 22.6428
662 | 228.8715 | 24.8177 | 228.8715 | 24.8177
663 | 224.6217 | 30.7447 | 224.6217 | 30.7447
664 | 220.002 | 50.4158 | 220.002 | 50.4158
665 | 215.5556 | 120.9856 | 215.5556 | 120.9856
666 | 219.6724 | 147.9622 | 219.6724 | 147.9622
667 | 233.0157 | 149.9946 | 233.0157 | 149.9946
668 | 258.6871 | 136.1206 | 258.6871 | 136.1206
669 | 285.2152 | 129.2536 | 285.2152 | 129.2536
670 | 305.4527 | 114.0583 | 305.4527 | 114.0583
671 | 327.8134 | 107.2614 | 327.8134 | 107.2614
672 | 328.4717 | 97.6043 | 328.4717 | 97.6043
673 | 312.8877 | 87.6382 | 312.8877 | 87.6382
674 | 310.7339 | 89.7808 | 310.7339 | 89.7808
675 | 311.9384 | 86.8716 | 311.9384 | 86.8716
676 | 312.2187 | 106.3792 | 312.2187 | 106.3792
677 | 312.2491 | 126.7851 | 312.2491 | 126.7851
678 | 305.865 | 122.2773 | 305.865 | 122.2773
679 | 292.2647 | 113.0297 | 292.2647 | 113.0297
680 | 282.6347 | 104.0056 | 282.6347 | 104.0056
681 | 285.7808 | 92.1076 | 285.7808 | 92.1076
682 | 286.661 | 58.0512 | 286.661 | 58.0512
683 | 272.8921 | 39.2149 | 272.8921 | 39.2149
684 | 254.0395 | 28.421 | 254.0395 | 28.421
685 | 239.8016 | 22.8415 | 239.8016 | 22.8415
686 | 230.5361 | 24.5764 | 230.5361 | 24.5764
687 | 226.4848 | 30.885 | 226.4848 | 30.885
688 | 219.0461 | 51.2375 | 219.0461 | 51.2375
689 | 214.8856 | 122.1906 | 214.8856 | 122.1906
690 | 221.6518 | 149.2507 | 221.6518 | 149.2507
691 | 234.7248 | 151.2863 | 234.7248 | 151.2863
692 | 259.1288 | 137.5149 | 259.1288 | 137.5149
693 | 282.8443 | 131.0122 | 282.8443 | 131.0122
694 | 299.0566 | 116.6433 | 299.0566 | 116.6433
695 | 320.8669 | 111.0751 | 320.8669 | 111.0751
696 | 322.4047 | 102.8879 | 322.4047 | 102.8879
697 | 307.5702 | 94.3018 | 307.5702 | 94.3018
698 | 304.089 | 97.5627 | 304.089 | 97.5627
699 | 306.2651 | 95.6692 | 306.2651 | 95.6692
700 | 304.6426 | 115.6973 | 304.6426 | 115.6973
701 | 304.5856 | 136.0369 | 304.5856 | 136.0369
702 | 300.6897 | 130.8888 | 300.6897 | 130.8888
703 | 286.1318 | 120.7153 | 286.1318 | 120.7153
704 | 275.9021 | 110.7418 | 275.9021 | 110.7418
705 | 279.707 | 98.2224 | 279.707 | 98.2224
706 | 281.8409 | 64.1629 | 281.8409 | 64.1629
707 | 268.6884 | 45.5789 | 268.6884 | 45.5789
708 | 257.395 | 99.088 | 257.395 | 99.088
709 | 242.6391 | 97.7648 | 242.6391 | 97.7648
710 | 234.1466 | 101.7802 | 234.1466 | 101.7802
711 | 228.291 | 107.7991 | 228.291 | 107.7991
712 | 223.3905 | 131.1927 | 223.3905 | 131.1927
713 | 219.2071 | 197.829 | 219.2071 | 197.829
714 | 225.223 | 227.3455 | 225.223 | 227.3455
715 | 237.554 | 230.5661 | 237.554 | 230.5661
716 | 261.3541 | 216.4394 | 261.3541 | 216.4394
717 | 282.908 | 206.4103 | 282.908 | 206.4103
718 | 303.1932 | 194.2975 | 303.1932 | 194.2975
719 | 322.9508 | 186.1887 | 322.9508 | 186.1887
720 | 328.4564 | 174.0557 | 328.4564 | 174.0557
721 | 313.7945 | 162.2605 | 313.7945 | 162.2605
722 | 312.4026 | 161.9693 | 312.4026 | 161.9693
723 | 312.8687 | 159.1925 | 312.8687 | 159.1925
724 | 312.9089 | 177.2839 | 312.9089 | 177.2839
725 | 317.8233 | 197.4532 | 317.8233 | 197.4532
726 | 314.1276 | 193.0084 | 314.1276 | 193.0084
727 | 295.5016 | 183.1788 | 295.5016 | 183.1788
728 | 283.8701 | 176.4833 | 283.8701 | 176.4833
729 | 288.7874 | 163.1147 | 288.7874 | 163.1147
730 | 289.2336 | 133.1385 | 289.2336 | 133.1385
731 | 274.8062 | 114.3947 | 274.8062 | 114.3947
732 | 257.6628 | 106.0305 | 257.6628 | 106.0305
733 | 241.8335 | 103.2274 | 241.8335 | 103.2274
734 | 233.506 | 105.7474 | 233.506 | 105.7474
735 | 231.2073 | 110.4878 | 231.2073 | 110.4878
736 | 224.416 | 133.0058 | 224.416 | 133.0058
737 | 220.9168 | 199.1927 | 220.9168 | 199.1927
738 | 223.3692 | 228.0119 | 223.3692 | 228.0119
739 | 232.744 | 230.8218 | 232.744 | 230.8218
740 | 252.4495 | 216.6796 | 252.4495 | 216.6796
741 | 275.9463 | 206.8132 | 275.9463 | 206.8132
742 | 297.9795 | 195.204 | 297.9795 | 195.204
743 | 317.4269 | 187.9321 | 317.4269 | 187.9321
744 | 324.9362 | 176.4422 | 324.9362 | 176.4422
745 | 309.6014 | 165.662 | 309.6014 | 165.662
746 | 306.0468 | 167.3002 | 306.0468 | 167.3002
747 | 304.8476 | 164.9418 | 304.8476 | 164.9418
748 | 305.7591 | 181.1193 | 305.7591 | 181.1193
749 | 310.2622 | 200.63 | 310.2622 | 200.63
750 | 302.9034 | 196.5727 | 302.9034 | 196.5727
751 | 290.4183 | 186.929 | 290.4183 | 186.929
752 | 285.3553 | 180.0863 | 285.3553 | 180.0863
753 | 288.578 | 165.6561 | 288.578 | 165.6561
754 | 286.5976 | 133.8049 | 286.5976 | 133.8049
755 | 272.9126 | 113.7671 | 272.9126 | 113.7671
756 | 256.1822 | 104.8528 | 256.1822 | 104.8528
757 | 241.9301 | 101.9877 | 241.9301 | 101.9877
758 | 232.5792 | 104.5154 | 232.5792 | 104.5154
759 | 229.8025 | 109.6122 | 229.8025 | 109.6122
760 | 225.6808 | 132.0373 | 225.6808 | 132.0373
761 | 219.94 | 197.8987 | 219.94 | 197.8987
762 | 222.5646 | 226.5165 | 222.5646 | 226.5165
763 | 232.9621 | 228.8072 | 232.9621 | 228.8072
764 | 251.7131 | 213.9212 | 251.7131 | 213.9212
765 | 270.088 | 203.6441 | 270.088 | 203.6441
766 | 287.9748 | 191.9265 | 287.9748 | 191.9265
767 | 309.3513 | 185.0032 | 309.3513 | 185.0032
768 | 313.8439 | 174.8228 | 313.8439 | 174.8228
769 | 304.5756 | 165.755 | 304.5756 | 165.755
770 | 299.165 | 168.1293 | 299.165 | 168.1293
771 | 298.7942 | 165.5462 | 298.7942 | 165.5462
772 | 300.2168 | 181.6385 | 300.2168 | 181.6385
773 | 306.0307 | 200.2658 | 306.0307 | 200.2658
774 | 302.5035 | 194.2171 | 302.5035 | 194.2171
775 | 291.4974 | 182.8301 | 291.4974 | 182.8301
776 | 286.8956 | 174.6702 | 286.8956 | 174.6702
777 | 293.4971 | 159.101 | 293.4971 | 159.101
778 | 289.7602 | 125.9712 | 289.7602 | 125.9712
779 | 274.317 | 104.3527 | 274.317 | 104.3527
780 | 256.5387 | 94.0283 | 256.5387 | 94.0283
781 | 242.8686 | 88.0638 | 242.8686 | 88.0638
782 | 234.7821 | 86.4771 | 234.7821 | 86.4771
783 | 231.3916 | 89.9235 | 231.3916 | 89.9235
784 | 225.7296 | 113.9293 | 225.7296 | 113.9293
785 | 221.5838 | 182.5491 | 221.5838 | 182.5491
786 | 223.7692 | 213.1272 | 223.7692 | 213.1272
787 | 234.1264 | 216.7352 | 234.1264 | 216.7352
788 | 256.7646 | 203.2904 | 256.7646 | 203.2904
789 | 277.9682 | 194.687 | 277.9682 | 194.687
790 | 295.0838 | 180.73 | 295.0838 | 180.73
791 | 317.4544 | 170.7617 | 317.4544 | 170.7617
792 | 324.4993 | 156.2499 | 324.4993 | 156.2499
793 | 308.7821 | 142.5253 | 308.7821 | 142.5253
794 | 306.8704 | 140.2428 | 306.8704 | 140.2428
795 | 307.3575 | 133.2199 | 307.3575 | 133.2199
796 | 308.1759 | 145.3295 | 308.1759 | 145.3295
797 | 313.6598 | 161.3999 | 313.6598 | 161.3999
798 | 307.7059 | 153.972 | 307.7059 | 153.972
799 | 293.2862 | 141.5157 | 293.2862 | 141.5157
800 | 287.1668 | 132.8366 | 287.1668 | 132.8366
801 | 292.8155 | 117.5386 | 292.8155 | 117.5386
802 | 288.8957 | 85.7183 | 288.8957 | 85.7183
803 | 274.3968 | 66.3236 | 274.3968 | 66.3236
804 | 254.5896 | 61.0511 | 254.5896 | 61.0511
805 | 241.9562 | 63.0442 | 241.9562 | 63.0442
806 | 233.6249 | 70.4689 | 233.6249 | 70.4689
807 | 230.2971 | 79.6569 | 230.2971 | 79.6569
808 | 226.2367 | 105.8399 | 226.2367 | 105.8399
809 | 223.1426 | 174.4288 | 223.1426 | 174.4288
810 | 225.5473 | 205.0457 | 225.5473 | 205.0457
811 | 239.9826 | 209.0565 | 239.9826 | 209.0565
812 | 268.2338 | 195.418 | 268.2338 | 195.418
813 | 291.7229 | 185.6601 | 291.7229 | 185.6601
814 | 313.3916 | 171.3157 | 313.3916 | 171.3157
815 | 337.7624 | 158.217 | 337.7624 | 158.217
816 | 340.885 | 139.1879 | 340.885 | 139.1879
817 | 320.9548 | 121.6976 | 320.9548 | 121.6976
818 | 317.179 | 117.9584 | 317.179 | 117.9584
819 | 321.1213 | 112.6324 | 321.1213 | 112.6324
820 | 321.3614 | 126.7721 | 321.3614 | 126.7721
821 | 322.6073 | 143.3229 | 322.6073 | 143.3229
822 | 318.8849 | 136.4141 | 318.8849 | 136.4141
823 | 296.9603 | 125.6779 | 296.9603 | 125.6779
824 | 290.6182 | 119.4086 | 290.6182 | 119.4086
825 | 298.6273 | 106.3189 | 298.6273 | 106.3189
826 | 293.5372 | 75.5601 | 293.5372 | 75.5601
827 | 277.3922 | 57.227 | 277.3922 | 57.227
828 | 255.0895 | 51.9312 | 255.0895 | 51.9312
829 | 241.669 | 51.2512 | 241.669 | 51.2512
830 | 234.4955 | 55.1581 | 234.4955 | 55.1581
831 | 231.2369 | 61.6186 | 231.2369 | 61.6186
832 | 227.42 | 86.1203 | 227.42 | 86.1203
833 | 223.2554 | 153.8258 | 223.2554 | 153.8258
834 | 226.7251 | 183.9933 | 226.7251 | 183.9933
835 | 240.6874 | 187.733 | 240.6874 | 187.733
836 | 269.491 | 173.5056 | 269.491 | 173.5056
837 | 295.2631 | 163.7089 | 295.2631 | 163.7089
838 | 316.0094 | 151.5496 | 316.0094 | 151.5496
839 | 335.0945 | 143.5725 | 335.0945 | 143.5725
840 | 336.7484 | 131.3775 | 336.7484 | 131.3775
841 | 319.7455 | 119.6443 | 319.7455 | 119.6443
842 | 316.2258 | 120.5231 | 316.2258 | 120.5231
843 | 317.5598 | 119.141 | 317.5598 | 119.141
844 | 316.1727 | 138.0615 | 316.1727 | 138.0615
845 | 317.4874 | 159.734 | 317.4874 | 159.734
846 | 313.1304 | 157.9391 | 313.1304 | 157.9391
847 | 299.0918 | 150.9377 | 299.0918 | 150.9377
848 | 288.4835 | 147.5198 | 288.4835 | 147.5198
849 | 296.9007 | 135.3522 | 296.9007 | 135.3522
850 | 294.1983 | 103.9348 | 294.1983 | 103.9348
851 | 276.9955 | 83.5018 | 276.9955 | 83.5018
852 | 256.586 | 73.8979 | 256.586 | 73.8979
853 | 242.3714 | 70.4827 | 242.3714 | 70.4827
854 | 233.7792 | 74.1727 | 233.7792 | 74.1727
855 | 230.6629 | 83.4691 | 230.6629 | 83.4691
856 | 226.4678 | 111.1321 | 226.4678 | 111.1321
857 | 223.3234 | 181.0382 | 223.3234 | 181.0382
858 | 226.7712 | 212.5384 | 226.7712 | 212.5384
859 | 239.8598 | 216.7894 | 239.8598 | 216.7894
860 | 269.1322 | 203.3369 | 269.1322 | 203.3369
861 | 286.834 | 194.3228 | 286.834 | 194.3228
862 | 307.8548 | 179.4283 | 307.8548 | 179.4283
863 | 325.1869 | 167.7088 | 325.1869 | 167.7088
864 | 329.156 | 147.9436 | 329.156 | 147.9436
865 | 317.3663 | 125.8895 | 317.3663 | 125.8895
866 | 309.8444 | 117.0286 | 309.8444 | 117.0286
867 | 311.4939 | 107.6501 | 311.4939 | 107.6501
868 | 312.1949 | 120.3874 | 312.1949 | 120.3874
869 | 312.2985 | 136.7057 | 312.2985 | 136.7057
870 | 309.203 | 129.1848 | 309.203 | 129.1848
871 | 293.4543 | 118.193 | 293.4543 | 118.193
872 | 286.9434 | 111.2806 | 286.9434 | 111.2806
873 | 292.4461 | 96.7031 | 292.4461 | 96.7031
874 | 291.0342 | 65.2858 | 291.0342 | 65.2858
875 | 274.0148 | 48.1846 | 274.0148 | 48.1846
876 | 254.5833 | 45.3683 | 254.5833 | 45.3683
877 | 240.9212 | 43.5183 | 240.9212 | 43.5183
878 | 232.5976 | 45.8755 | 232.5976 | 45.8755
879 | 228.7376 | 51.7317 | 228.7376 | 51.7317
880 | 224.7031 | 75.6134 | 224.7031 | 75.6134
881 | 218.6557 | 143.1795 | 218.6557 | 143.1795
882 | 222.1665 | 173.316 | 222.1665 | 173.316
883 | 235.5623 | 176.7225 | 235.5623 | 176.7225
884 | 260.872 | 162.6346 | 260.872 | 162.6346
885 | 282.6097 | 152.8456 | 282.6097 | 152.8456
886 | 303.413 | 140.2292 | 303.413 | 140.2292
887 | 322.752 | 131.4463 | 322.752 | 131.4463
888 | 328.9657 | 119.259 | 328.9657 | 119.259
889 | 310.6579 | 107.3166 | 310.6579 | 107.3166
890 | 309.1115 | 103.6549 | 309.1115 | 103.6549
891 | 307.6281 | 95.2837 | 307.6281 | 95.2837
892 | 310.351 | 105.9289 | 310.351 | 105.9289
893 | 311.6315 | 121.3407 | 311.6315 | 121.3407
894 | 308.115 | 114.7418 | 308.115 | 114.7418
895 | 293.9202 | 104.0134 | 293.9202 | 104.0134
896 | 287.7622 | 98.1238 | 287.7622 | 98.1238
897 | 295.0748 | 86.0491 | 295.0748 | 86.0491
898 | 289.6795 | 59.0018 | 289.6795 | 59.0018
899 | 273.4665 | 45.9453 | 273.4665 | 45.9453
900 | 255.0859 | 44.392 | 255.0859 | 44.392
901 | 242.2459 | 43.9057 | 242.2459 | 43.9057
902 | 234.0674 | 47.8126 | 234.0674 | 47.8126
903 | 230.7817 | 53.4673 | 230.7817 | 53.4673
904 | 225.8552 | 76.4813 | 225.8552 | 76.4813
905 | 220.4432 | 142.8773 | 220.4432 | 142.8773
906 | 223.7912 | 172.3319 | 223.7912 | 172.3319
907 | 234.4943 | 176.4203 | 234.4943 | 176.4203
908 | 255.1636 | 164.006 | 255.1636 | 164.006
909 | 272.3212 | 154.7672 | 272.3212 | 154.7672
910 | 293.1216 | 141.2907 | 293.1216 | 141.2907
911 | 310.2582 | 132.3606 | 310.2582 | 132.3606
912 | 315.9691 | 119.5612 | 315.9691 | 119.5612
913 | 305.5397 | 107.3321 | 305.5397 | 107.3321
914 | 303.0915 | 106.0104 | 303.0915 | 106.0104
915 | 303.5786 | 100.4906 | 303.5786 | 100.4906
916 | 307.1745 | 112.7707 | 307.1745 | 112.7707
917 | 306.8938 | 125.5093 | 306.8938 | 125.5093
918 | 303.5948 | 115.6561 | 303.5948 | 115.6561
919 | 291.9972 | 107.136 | 291.9972 | 107.136
920 | 284.5429 | 109.1575 | 284.5429 | 109.1575
921 | 291.3849 | 106.0245 | 291.3849 | 106.0245
922 | 288.6966 | 86.1522 | 288.6966 | 86.1522
923 | 272.9058 | 76.9157 | 272.9058 | 76.9157
924 | 254.1594 | 77.6172 | 254.1594 | 77.6172
925 | 242.3609 | 80.4239 | 242.3609 | 80.4239
926 | 232.674 | 86.2757 | 232.674 | 86.2757
927 | 229.1475 | 93.0694 | 229.1475 | 93.0694
928 | 226.0781 | 116.5482 | 226.0781 | 116.5482
929 | 219.9395 | 182.7506 | 219.9395 | 182.7506
930 | 220.9691 | 211.7868 | 220.9691 | 211.7868
931 | 232.1185 | 214.8601 | 232.1185 | 214.8601
932 | 248.8143 | 200.9504 | 248.8143 | 200.9504
933 | 269.6517 | 191.7271 | 269.6517 | 191.7271
934 | 287.7049 | 180.2651 | 287.7049 | 180.2651
935 | 306.6412 | 172.6988 | 306.6412 | 172.6988
936 | 312.0078 | 160.7517 | 312.0078 | 160.7517
937 | 302.3451 | 149.0959 | 302.3451 | 149.0959
938 | 300.6153 | 149.6804 | 300.6153 | 149.6804
939 | 299.1825 | 146.8028 | 299.1825 | 146.8028
940 | 302.4853 | 162.9261 | 302.4853 | 162.9261
941 | 305.9581 | 181.5302 | 305.9581 | 181.5302
942 | 302.4695 | 176.8452 | 302.4695 | 176.8452
943 | 290.0772 | 167.9222 | 290.0772 | 167.9222
944 | 287.2318 | 162.8151 | 287.2318 | 162.8151
945 | 294.4597 | 151.8252 | 294.4597 | 151.8252
946 | 289.3082 | 124.0961 | 289.3082 | 124.0961
947 | 271.9777 | 107.793 | 271.9777 | 107.793
948 | 254.3643 | 101.4667 | 254.3643 | 101.4667
949 | 241.1926 | 99.5082 | 241.1926 | 99.5082
950 | 234.8495 | 102.71 | 234.8495 | 102.71
951 | 230.9605 | 107.7604 | 230.9605 | 107.7604
952 | 227.8757 | 130.5573 | 227.8757 | 130.5573
953 | 224.1458 | 196.9069 | 224.1458 | 196.9069
954 | 225.1332 | 226.1213 | 225.1332 | 226.1213
955 | 236.512 | 229.1094 | 236.512 | 229.1094
956 | 257.4264 | 215.0835 | 257.4264 | 215.0835
957 | 280.4163 | 206.2708 | 280.4163 | 206.2708
958 | 299.0916 | 196.0099 | 299.0916 | 196.0099
959 | 319.2582 | 189.9932 | 319.2582 | 189.9932
960 | 322.5647 | 180.2389 | 322.5647 | 180.2389
961 | 311.1966 | 171.3881 | 311.1966 | 171.3881
962 | 308.849 | 174.6457 | 308.849 | 174.6457
963 | 310.1639 | 173.0776 | 310.1639 | 173.0776
964 | 314.1527 | 189.3791 | 314.1527 | 189.3791
965 | 317.5721 | 208.1305 | 317.5721 | 208.1305
966 | 311.4188 | 202.5544 | 311.4188 | 202.5544
967 | 297.0236 | 191.3146 | 297.0236 | 191.3146
968 | 291.9902 | 183.1314 | 291.9902 | 183.1314
969 | 296.8852 | 167.9652 | 296.8852 | 167.9652
970 | 293.5234 | 135.7807 | 293.5234 | 135.7807
971 | 275.8704 | 115.0688 | 275.8704 | 115.0688
972 | 255.68 | 105.0542 | 255.68 | 105.0542
973 | 242.0643 | 100.6007 | 242.0643 | 100.6007
974 | 233.4173 | 102.3613 | 233.4173 | 102.3613
975 | 229.3311 | 107.125 | 229.3311 | 107.125
976 | 227.5248 | 130.1622 | 227.5248 | 130.1622
977 | 222.6205 | 196.628 | 222.6205 | 196.628
978 | 225.46 | 225.8114 | 225.46 | 225.8114
979 | 239.337 | 228.5748 | 239.337 | 228.5748
980 | 268.5645 | 214.1847 | 268.5645 | 214.1847
981 | 292.1522 | 204.5662 | 292.1522 | 204.5662
982 | 311.8321 | 192.1744 | 311.8321 | 192.1744
983 | 332.1774 | 183.8332 | 332.1774 | 183.8332
984 | 339.0034 | 171.1655 | 339.0034 | 171.1655
985 | 320.0588 | 159.3316 | 320.0588 | 159.3316
986 | 315.63 | 159.1024 | 315.63 | 159.1024
987 | 318.7987 | 152.2732 | 318.7987 | 152.2732
988 | 317.0811 | 166.7615 | 317.0811 | 166.7615
989 | 318.6443 | 184.3274 | 318.6443 | 184.3274
990 | 313.6662 | 179.7896 | 313.6662 | 179.7896
991 | 296.385 | 169.929 | 296.385 | 169.929
992 | 288.7347 | 163.2568 | 288.7347 | 163.2568
993 | 299.8984 | 150.3143 | 299.8984 | 150.3143
994 | 294.5531 | 119.8112 | 294.5531 | 119.8112
995 | 275.1156 | 100.8582 | 275.1156 | 100.8582
996 | 255.055 | 93.5014 | 255.055 | 93.5014
997 | 241.3944 | 90.4116 | 241.3944 | 90.4116
998 | 232.3468 | 92.3349 | 232.3468 | 92.3349
999 | 228.646 | 97.0908 | 228.646 | 97.0908
1000 | 227.3088 | 120.9338 | 227.3088 | 120.9338
1001 | 223.4169 | 188.5231 | 223.4169 | 188.5231
1002 | 226.7845 | 218.9773 | 226.7845 | 218.9773
1003 | 242.9072 | 222.4613 | 242.9072 | 222.4613
1004 | 270.6872 | 208.3811 | 270.6872 | 208.3811
1005 | 294.8201 | 198.7471 | 294.8201 | 198.7471
1006 | 310.8328 | 186.1307 | 310.8328 | 186.1307
1007 | 331.5048 | 178.2311 | 331.5048 | 178.2311
1008 | 337.2797 | 165.9121 | 337.2797 | 165.9121
1009 | 320.631 | 155.1552 | 320.631 | 155.1552
1010 | 319.1411 | 157.1885 | 319.1411 | 157.1885
1011 | 319.7118 | 156.1861 | 319.7118 | 156.1861
1012 | 323.6865 | 173.5801 | 323.6865 | 173.5801
1013 | 324.4471 | 193.0521 | 324.4471 | 193.0521
1014 | 320.1579 | 187.9099 | 320.1579 | 187.9099
1015 | 305.3377 | 177.5225 | 305.3377 | 177.5225
1016 | 300.3628 | 170.2536 | 300.3628 | 170.2536
1017 | 304.208 | 155.25 | 304.208 | 155.25
1018 | 294.7215 | 122.5542 | 294.7215 | 122.5542
1019 | 275.977 | 101.0907 | 275.977 | 101.0907
1020 | 257.2139 | 90.9599 | 257.2139 | 90.9599
1021 | 243.8209 | 85.3984 | 243.8209 | 85.3984
1022 | 235.3037 | 85.5318 | 235.3037 | 85.5318
1023 | 230.5442 | 88.8233 | 230.5442 | 88.8233
1024 | 229.3524 | 110.8222 | 229.3524 | 110.8222
1025 | 229.6295 | 177.2027 | 229.6295 | 177.2027
1026 | 230.762 | 207.0912 | 230.762 | 207.0912
1027 | 243.2423 | 211.6678 | 243.2423 | 211.6678
1028 | 269.9553 | 199.238 | 269.9553 | 199.238
1029 | 296.1912 | 191.6341 | 296.1912 | 191.6341
1030 | 320.5972 | 178.9014 | 320.5972 | 178.9014
1031 | 343.3656 | 168.5534 | 343.3656 | 168.5534
1032 | 344.0601 | 154.46 | 344.0601 | 154.46
1033 | 328.5019 | 140.503 | 328.5019 | 140.503
1034 | 325.7276 | 137.8408 | 325.7276 | 137.8408
1035 | 327.6441 | 133.0804 | 327.6441 | 133.0804
1036 | 325.8677 | 149.87 | 325.8677 | 149.87
1037 | 325.5271 | 171.3488 | 325.5271 | 171.3488
1038 | 319.3011 | 169.2983 | 319.3011 | 169.2983
1039 | 301.9594 | 162.6146 | 301.9594 | 162.6146
1040 | 295.0408 | 159.5221 | 295.0408 | 159.5221
1041 | 302.7933 | 149.1133 | 302.7933 | 149.1133
1042 | 294.3923 | 122.4147 | 294.3923 | 122.4147
1043 | 275.6456 | 108.3587 | 275.6456 | 108.3587
1044 | 257.925 | 106.6039 | 257.925 | 106.6039
1045 | 243.525 | 106.7607 | 243.525 | 106.7607
1046 | 235.9943 | 109.7301 | 235.9943 | 109.7301
1047 | 231.3184 | 115.1446 | 231.3184 | 115.1446
1048 | 229.3728 | 137.8718 | 229.3728 | 137.8718
1049 | 225.6415 | 202.3695 | 225.6415 | 202.3695
1050 | 227.282 | 226.9814 | 227.282 | 226.9814
1051 | 240.3321 | 225.4522 | 240.3321 | 225.4522
1052 | 264.3144 | 207.9007 | 264.3144 | 207.9007
1053 | 288.9958 | 194.6405 | 288.9958 | 194.6405
1054 | 308.8791 | 180.2341 | 308.8791 | 180.2341
1055 | 326.4904 | 171.4823 | 326.4904 | 171.4823
1056 | 331.4647 | 160.1241 | 331.4647 | 160.1241
1057 | 317.9973 | 151.6064 | 317.9973 | 151.6064
1058 | 312.5908 | 154.6703 | 312.5908 | 154.6703
1059 | 313.456 | 151.8703 | 313.456 | 151.8703
1060 | 315.6129 | 167.6371 | 315.6129 | 167.6371
1061 | 316.2022 | 187.4267 | 316.2022 | 187.4267
1062 | 313.2845 | 184.6711 | 313.2845 | 184.6711
1063 | 301.2117 | 177.4217 | 301.2117 | 177.4217
1064 | 295.6493 | 173.5389 | 295.6493 | 173.5389
1065 | 301.8591 | 161.3325 | 301.8591 | 161.3325
1066 | 298.1865 | 130.7675 | 298.1865 | 130.7675
1067 | 276.5296 | 110.5282 | 276.5296 | 110.5282
1068 | 260.0312 | 100.9476 | 260.0312 | 100.9476
1069 | 246.2757 | 96.8505 | 246.2757 | 96.8505
1070 | 237.0126 | 98.7816 | 237.0126 | 98.7816
1071 | 232.3736 | 104.2503 | 232.3736 | 104.2503
1072 | 230.2131 | 127.7214 | 230.2131 | 127.7214
1073 | 226.0043 | 194.0555 | 226.0043 | 194.0555
1074 | 226.7845 | 223.2001 | 226.7845 | 223.2001
1075 | 238.1099 | 226.2038 | 238.1099 | 226.2038
1076 | 259.3958 | 211.9996 | 259.3958 | 211.9996
1077 | 280.9017 | 202.2959 | 280.9017 | 202.2959
1078 | 300.1402 | 189.5864 | 300.1402 | 189.5864
1079 | 317.1764 | 181.0748 | 317.1764 | 181.0748
1080 | 321.9023 | 168.6783 | 321.9023 | 168.6783
1081 | 311.2982 | 156.0463 | 311.2982 | 156.0463
1082 | 308.5516 | 156.4679 | 308.5516 | 156.4679
1083 | 306.6046 | 152.9628 | 306.6046 | 152.9628
1084 | 310.9364 | 166.5213 | 310.9364 | 166.5213
1085 | 314.204 | 179.2367 | 314.204 | 179.2367
1086 | 307.922 | 168.8411 | 307.922 | 168.8411
1087 | 299.0275 | 152.8981 | 299.0275 | 152.8981
1088 | 296.8011 | 141.2823 | 296.8011 | 141.2823
1089 | 302.3166 | 124.3029 | 302.3166 | 124.3029
1090 | 291.4696 | 92.7383 | 291.4696 | 92.7383
1091 | 272.4254 | 75.6992 | 272.4254 | 75.6992
1092 | 255.5488 | 70.6823 | 255.5488 | 70.6823
1093 | 241.8528 | 69.2507 | 241.8528 | 69.2507
1094 | 234.6243 | 72.84 | 234.6243 | 72.84
1095 | 230.9328 | 78.7581 | 230.9328 | 78.7581
1096 | 230.2225 | 102.8801 | 230.2225 | 102.8801
1097 | 228.0774 | 170.4616 | 228.0774 | 170.4616
1098 | 227.6053 | 200.3346 | 227.6053 | 200.3346
1099 | 239.1049 | 203.0128 | 239.1049 | 203.0128
1100 | 261.6524 | 187.9563 | 261.6524 | 187.9563
1101 | 280.87 | 177.3616 | 280.87 | 177.3616
1102 | 302.0103 | 164.7916 | 302.0103 | 164.7916
1103 | 323.6874 | 156.2179 | 323.6874 | 156.2179
1104 | 329.3046 | 143.1551 | 329.3046 | 143.1551
1105 | 316.8883 | 131.2049 | 316.8883 | 131.2049
1106 | 312.7491 | 132.3084 | 312.7491 | 132.3084
1107 | 313.5391 | 131.2905 | 313.5391 | 131.2905
1108 | 319.1486 | 148.1034 | 319.1486 | 148.1034
1109 | 324.6258 | 165.677 | 324.6258 | 165.677
1110 | 317.6991 | 158.1019 | 317.6991 | 158.1019
1111 | 307.0864 | 145.3744 | 307.0864 | 145.3744
1112 | 304.9124 | 134.9287 | 304.9124 | 134.9287
1113 | 307.1771 | 118.9798 | 307.1771 | 118.9798
1114 | 295.4498 | 88.283 | 295.4498 | 88.283
1115 | 277.7141 | 70.9804 | 277.7141 | 70.9804
1116 | 259.6188 | 67.8232 | 259.6188 | 67.8232
1117 | 244.6066 | 67.0889 | 244.6066 | 67.0889
1118 | 236.6941 | 70.8021 | 236.6941 | 70.8021
1119 | 233.8839 | 77.5261 | 233.8839 | 77.5261
1120 | 232.5612 | 100.4083 | 232.5612 | 100.4083
1121 | 230.4216 | 167.0678 | 230.4216 | 167.0678
1122 | 231.9108 | 197.1965 | 231.9108 | 197.1965
1123 | 245.5718 | 200.8355 | 245.5718 | 200.8355
1124 | 270.2329 | 185.6318 | 270.2329 | 185.6318
1125 | 293.4785 | 172.728 | 293.4785 | 172.728
1126 | 312.295 | 155.7957 | 312.295 | 155.7957
1127 | 336.1969 | 147.8961 | 336.1969 | 147.8961
1128 | 335.6828 | 133.0899 | 335.6828 | 133.0899
1129 | 321.325 | 121.2095 | 321.325 | 121.2095
1130 | 317.2779 | 119.787 | 317.2779 | 119.787
1131 | 318.5259 | 112.9036 | 318.5259 | 112.9036
1132 | 318.4071 | 126.5009 | 318.4071 | 126.5009
1133 | 326.4368 | 143.0594 | 326.4368 | 143.0594
1134 | 320.5281 | 136.2669 | 320.5281 | 136.2669
1135 | 306.3584 | 125.3215 | 306.3584 | 125.3215
1136 | 304.2006 | 117.3011 | 304.2006 | 117.3011
1137 | 309.0055 | 101.8713 | 309.0055 | 101.8713
1138 | 296.362 | 69.5939 | 296.362 | 69.5939
1139 | 275.1182 | 49.6413 | 275.1182 | 49.6413
1140 | 257.2839 | 41.2307 | 257.2839 | 41.2307
1141 | 243.5923 | 38.1176 | 243.5923 | 38.1176
1142 | 235.6691 | 40.0255 | 235.6691 | 40.0255
1143 | 231.3421 | 44.4637 | 231.3421 | 44.4637
1144 | 231.644 | 67.1367 | 231.644 | 67.1367
1145 | 229.1311 | 133.5638 | 229.1311 | 133.5638
1146 | 231.4332 | 162.7394 | 231.4332 | 162.7394
1147 | 250.3781 | 165.588 | 250.3781 | 165.588
1148 | 279.6966 | 151.8875 | 279.6966 | 151.8875
1149 | 304.806 | 143.3461 | 304.806 | 143.3461
1150 | 323.5418 | 132.0159 | 323.5418 | 132.0159
1151 | 346.2671 | 124.6355 | 346.2671 | 124.6355
1152 | 348.5282 | 113.2695 | 348.5282 | 113.2695
1153 | 327.3097 | 102.9077 | 327.3097 | 102.9077
1154 | 322.7773 | 103.3604 | 322.7773 | 103.3604
1155 | 325.7287 | 99.8165 | 325.7287 | 99.8165
1156 | 323.9558 | 116.4589 | 323.9558 | 116.4589
1157 | 328.9089 | 133.8543 | 328.9089 | 133.8543
1158 | 327.1435 | 125.4734 | 327.1435 | 125.4734
1159 | 309.844 | 113.3038 | 309.844 | 113.3038
1160 | 305.0565 | 107.5458 | 305.0565 | 107.5458
1161 | 313.0232 | 103.483 | 313.0232 | 103.483
1162 | 299.8404 | 94.9776 | 299.8404 | 94.9776
1163 | 278.8602 | 89.3906 | 278.8602 | 89.3906
1164 | 259.8994 | 86.0552 | 259.8994 | 86.0552
1165 | 245.335 | 85.5378 | 245.335 | 85.5378
1166 | 236.8801 | 85.6093 | 236.8801 | 85.6093
1167 | 233.7312 | 89.908 | 233.7312 | 89.908
1168 | 233.4977 | 114.123 | 233.4977 | 114.123
1169 | 230.8582 | 181.015 | 230.8582 | 181.015
1170 | 231.4496 | 210.2448 | 231.4496 | 210.2448
1171 | 251.4407 | 212.1637 | 251.4407 | 212.1637
1172 | 283.8385 | 197.7813 | 283.8385 | 197.7813
1173 | 305.5072 | 188.7517 | 305.5072 | 188.7517
1174 | 324.56 | 178.3745 | 324.56 | 178.3745
1175 | 353.6474 | 171.8309 | 353.6474 | 171.8309
1176 | 353.1316 | 161.5808 | 353.1316 | 161.5808
1177 | 331.4492 | 152.4355 | 331.4492 | 152.4355
1178 | 325.5447 | 155.6699 | 325.5447 | 155.6699
1179 | 329.1975 | 155.4733 | 329.1975 | 155.4733
1180 | 330.1696 | 174.4402 | 330.1696 | 174.4402
1181 | 337.873 | 195.3766 | 337.873 | 195.3766
1182 | 334.9493 | 191.7609 | 334.9493 | 191.7609
1183 | 319.7376 | 182.435 | 319.7376 | 182.435
1184 | 317.872 | 175.9332 | 317.872 | 175.9332
1185 | 315.9497 | 161.565 | 315.9497 | 161.565
1186 | 301.4679 | 129.7679 | 301.4679 | 129.7679
1187 | 281.4407 | 109.4047 | 281.4407 | 109.4047
1188 | 260.7853 | 99.5451 | 260.7853 | 99.5451
1189 | 248.5131 | 95.2931 | 248.5131 | 95.2931
1190 | 240.3764 | 97.1854 | 240.3764 | 97.1854
1191 | 235.2018 | 101.9413 | 235.2018 | 101.9413
1192 | 234.8333 | 124.6376 | 234.8333 | 124.6376
1193 | 236.311 | 190.9329 | 236.311 | 190.9329
1194 | 236.4261 | 220.5812 | 236.4261 | 220.5812
1195 | 256.8616 | 224.0962 | 256.8616 | 224.0962
1196 | 288.3834 | 210.5972 | 288.3834 | 210.5972
1197 | 312.0497 | 201.2964 | 312.0497 | 201.2964
1198 | 330.4443 | 190.2451 | 330.4443 | 190.2451
1199 | 354.7077 | 183.2986 | 354.7077 | 183.2986
1200 | 354.5572 | 172.3356 | 354.5572 | 172.3356
1201 | 332.3874 | 162.1752 | 332.3874 | 162.1752
1202 | 328.5378 | 163.333 | 328.5378 | 163.333
1203 | 333.3042 | 160.4942 | 333.3042 | 160.4942
1204 | 333.8285 | 176.8809 | 333.8285 | 176.8809
1205 | 339.3604 | 194.656 | 339.3604 | 194.656
1206 | 333.4419 | 188.708 | 333.4419 | 188.708
1207 | 316.8763 | 177.7084 | 316.8763 | 177.7084
1208 | 312.8327 | 170.2071 | 312.8327 | 170.2071
1209 | 315.1994 | 154.8936 | 315.1994 | 154.8936
1210 | 302.6421 | 121.1672 | 302.6421 | 121.1672
1211 | 283.7174 | 99.9672 | 283.7174 | 99.9672
1212 | 263.4205 | 91.3938 | 263.4205 | 91.3938
1213 | 248.7518 | 87.5059 | 248.7518 | 87.5059
1214 | 240.4765 | 88.3832 | 240.4765 | 88.3832
1215 | 236.9843 | 92.5193 | 236.9843 | 92.5193
1216 | 237.315 | 116.1221 | 237.315 | 116.1221
1217 | 237.9877 | 183.6804 | 237.9877 | 183.6804
1218 | 237.4246 | 214.1345 | 237.4246 | 214.1345
1219 | 252.9032 | 218.5716 | 252.9032 | 218.5716
1220 | 280.3584 | 205.5762 | 280.3584 | 205.5762
1221 | 302.625 | 196.7016 | 302.625 | 196.7016
1222 | 317.8343 | 183.5427 | 317.8343 | 183.5427
1223 | 344.4041 | 172.7375 | 344.4041 | 172.7375
1224 | 347.2417 | 159.2253 | 347.2417 | 159.2253
1225 | 329.9065 | 145.7486 | 329.9065 | 145.7486
1226 | 326.3885 | 142.8153 | 326.3885 | 142.8153
1227 | 328.4095 | 135.4281 | 328.4095 | 135.4281
1228 | 331.2101 | 147.3441 | 331.2101 | 147.3441
1229 | 333.3515 | 164.0576 | 333.3515 | 164.0576
1230 | 330.3871 | 156.3275 | 330.3871 | 156.3275
1231 | 314.8379 | 143.9409 | 314.8379 | 143.9409
1232 | 311.795 | 136.3311 | 311.795 | 136.3311
1233 | 313.1827 | 122.6525 | 313.1827 | 122.6525
1234 | 300.656 | 93.1413 | 300.656 | 93.1413
1235 | 279.5891 | 77.8145 | 279.5891 | 77.8145
1236 | 263.1635 | 76.1062 | 263.1635 | 76.1062
1237 | 250.3567 | 76.542 | 250.3567 | 76.542
1238 | 242.654 | 82.6959 | 242.654 | 82.6959
1239 | 238.6372 | 91.0858 | 238.6372 | 91.0858
1240 | 238.6111 | 117.478 | 238.6111 | 117.478
1241 | 237.2429 | 187.4229 | 237.2429 | 187.4229
1242 | 234.3285 | 219.5816 | 234.3285 | 219.5816
1243 | 246.675 | 224.5301 | 246.675 | 224.5301
1244 | 270.5822 | 212.7202 | 270.5822 | 212.7202
1245 | 293.3704 | 204.8064 | 293.3704 | 204.8064
1246 | 310.5355 | 193.4219 | 310.5355 | 193.4219
1247 | 335.3763 | 182.516 | 335.3763 | 182.516
1248 | 331.4486 | 165.3155 | 331.4486 | 165.3155
1249 | 317.7943 | 147.0271 | 317.7943 | 147.0271
1250 | 315.8435 | 139.5067 | 315.8435 | 139.5067
1251 | 313.1046 | 131.368 | 313.1046 | 131.368
1252 | 317.0407 | 143.3536 | 317.0407 | 143.3536
1253 | 321.7987 | 157.4714 | 321.7987 | 157.4714
1254 | 315.2673 | 147.6338 | 315.2673 | 147.6338
1255 | 305.8008 | 134.5963 | 305.8008 | 134.5963
1256 | 309.4366 | 127.9319 | 309.4366 | 127.9319
1257 | 307.8808 | 117.9647 | 307.8808 | 117.9647
1258 | 295.6221 | 93.7999 | 295.6221 | 93.7999
1259 | 276.6592 | 84.2147 | 276.6592 | 84.2147
1260 | 259.4119 | 86.7835 | 259.4119 | 86.7835
1261 | 246.0725 | 88.7379 | 246.0725 | 88.7379
1262 | 239.5681 | 95.1553 | 239.5681 | 95.1553
1263 | 235.6164 | 104.0954 | 235.6164 | 104.0954
1264 | 236.6718 | 131.0765 | 236.6718 | 131.0765
1265 | 235.6631 | 199.5259 | 235.6631 | 199.5259
1266 | 233.0915 | 229.918 | 233.0915 | 229.918
1267 | 242.7984 | 236.0675 | 242.7984 | 236.0675
1268 | 268.0418 | 225.9235 | 268.0418 | 225.9235
1269 | 289.8962 | 217.4673 | 289.8962 | 217.4673
1270 | 308.083 | 201.3795 | 308.083 | 201.3795
1271 | 335.0547 | 184.8637 | 335.0547 | 184.8637
1272 | 333.9367 | 166.4778 | 333.9367 | 166.4778
1273 | 320.081 | 149.5918 | 320.081 | 149.5918
1274 | 313.3952 | 146.9684 | 313.3952 | 146.9684
1275 | 313.9114 | 141.9213 | 313.9114 | 141.9213
1276 | 316.621 | 155.7666 | 316.621 | 155.7666
1277 | 321.3781 | 172.1857 | 321.3781 | 172.1857
1278 | 314.942 | 164.8895 | 314.942 | 164.8895
1279 | 303.4061 | 152.7896 | 303.4061 | 152.7896
1280 | 305.7328 | 144.374 | 305.7328 | 144.374
1281 | 309.6714 | 130.029 | 309.6714 | 130.029
1282 | 295.9156 | 99.9676 | 295.9156 | 99.9676
1283 | 272.783 | 81.6964 | 272.783 | 81.6964
1284 | 255.4464 | 73.0301 | 255.4464 | 73.0301
1285 | 242.0624 | 67.8095 | 242.0624 | 67.8095
1286 | 234.9924 | 69.2214 | 234.9924 | 69.2214
1287 | 231.4811 | 73.5357 | 231.4811 | 73.5357
1288 | 232.6289 | 98.9981 | 232.6289 | 98.9981
1289 | 232.5695 | 167.8504 | 232.5695 | 167.8504
1290 | 232.2242 | 198.0256 | 232.2242 | 198.0256
1291 | 246.7552 | 201.9435 | 246.7552 | 201.9435
1292 | 274.0383 | 188.5065 | 274.0383 | 188.5065
1293 | 297.7937 | 179.5776 | 297.7937 | 179.5776
1294 | 316.8511 | 168.751 | 316.8511 | 168.751
1295 | 342.7504 | 160.1309 | 342.7504 | 160.1309
1296 | 343.6445 | 145.1232 | 343.6445 | 145.1232
1297 | 324.3685 | 129.0973 | 324.3685 | 129.0973
1298 | 317.6126 | 122.8941 | 317.6126 | 122.8941
1299 | 319.5302 | 113.105 | 319.5302 | 113.105
1300 | 320.0367 | 125.3231 | 320.0367 | 125.3231
1301 | 329.6154 | 142.548 | 329.6154 | 142.548
1302 | 324.5784 | 137.3207 | 324.5784 | 137.3207
1303 | 314.4226 | 127.8242 | 314.4226 | 127.8242
1304 | 315.5765 | 121.7099 | 315.5765 | 121.7099
1305 | 313.1952 | 108.9146 | 313.1952 | 108.9146
1306 | 297.3512 | 80.9995 | 297.3512 | 80.9995
1307 | 274.963 | 66.3004 | 274.963 | 66.3004
1308 | 255.54 | 60.7411 | 255.54 | 60.7411
1309 | 242.5356 | 58.2557 | 242.5356 | 58.2557
1310 | 235.2569 | 59.6212 | 235.2569 | 59.6212
1311 | 232.4091 | 65.3534 | 232.4091 | 65.3534
1312 | 233.7187 | 91.8851 | 233.7187 | 91.8851
1313 | 233.5704 | 159.6991 | 233.5704 | 159.6991
1314 | 235.968 | 188.7973 | 235.968 | 188.7973
1315 | 255.7326 | 194.4663 | 255.7326 | 194.4663
1316 | 291.9694 | 182.6797 | 291.9694 | 182.6797
1317 | 315.7278 | 173.867 | 315.7278 | 173.867
1318 | 336.063 | 161.359 | 336.063 | 161.359
1319 | 367.0629 | 150.3989 | 367.0629 | 150.3989
1320 | 360.5036 | 135.3292 | 360.5036 | 135.3292
1321 | 334.9667 | 120.8608 | 334.9667 | 120.8608
1322 | 333.8392 | 118.6093 | 333.8392 | 118.6093
1323 | 334.577 | 114.0813 | 334.577 | 114.0813
1324 | 333.5117 | 129.0966 | 333.5117 | 129.0966
1325 | 341.9026 | 145.7791 | 341.9026 | 145.7791
1326 | 335.7947 | 138.6456 | 335.7947 | 138.6456
1327 | 319.4324 | 127.5918 | 319.4324 | 127.5918
1328 | 326.31 | 120.4159 | 326.31 | 120.4159
1329 | 322.7488 | 106.9 | 322.7488 | 106.9
1330 | 304.0856 | 77.4353 | 304.0856 | 77.4353
1331 | 278.6391 | 61.9303 | 278.6391 | 61.9303
1332 | 258.0826 | 57.5488 | 258.0826 | 57.5488
1333 | 244.0371 | 54.1103 | 244.0371 | 54.1103
1334 | 237.531 | 56.5218 | 237.531 | 56.5218
1335 | 233.6252 | 61.6341 | 233.6252 | 61.6341
1336 | 235.1905 | 85.1595 | 235.1905 | 85.1595
1337 | 235.6862 | 152.0514 | 235.6862 | 152.0514
1338 | 237.7934 | 180.6072 | 237.7934 | 180.6072
1339 | 256.8492 | 183.3319 | 256.8492 | 183.3319
1340 | 293.9574 | 169.5926 | 293.9574 | 169.5926
1341 | 316.4046 | 159.2303 | 316.4046 | 159.2303
1342 | 335.5827 | 144.762 | 335.5827 | 144.762
1343 | 361.6571 | 130.9969 | 361.6571 | 130.9969
1344 | 355.7249 | 115.2376 | 355.7249 | 115.2376
1345 | 333.7729 | 99.6379 | 333.7729 | 99.6379
1346 | 328.7477 | 92.9233 | 328.7477 | 92.9233
1347 | 329.5762 | 81.7395 | 329.5762 | 81.7395
1348 | 331.7538 | 96.6308 | 331.7538 | 96.6308
1349 | 336.3656 | 116.5057 | 336.3656 | 116.5057
1350 | 332.7096 | 112.2081 | 332.7096 | 112.2081
1351 | 317.6034 | 105.2144 | 317.6034 | 105.2144
1352 | 321.4875 | 100.2468 | 321.4875 | 100.2468
1353 | 322.4167 | 86.1421 | 322.4167 | 86.1421
1354 | 303.7831 | 55.8327 | 303.7831 | 55.8327
1355 | 280.4099 | 41.2808 | 280.4099 | 41.2808
1356 | 262.6509 | 34.2029 | 262.6509 | 34.2029
1357 | 248.8399 | 30.6404 | 248.8399 | 30.6404
1358 | 240.9083 | 32.8815 | 240.9083 | 32.8815
1359 | 238.3909 | 36.8935 | 238.3909 | 36.8935
1360 | 238.5606 | 59.0241 | 238.5606 | 59.0241
1361 | 240.6218 | 125.5984 | 240.6218 | 125.5984
1362 | 241.5232 | 156.0758 | 241.5232 | 156.0758
1363 | 261.9775 | 160.6213 | 261.9775 | 160.6213
1364 | 297.6909 | 148.0598 | 297.6909 | 148.0598
1365 | 315.1974 | 139.5494 | 315.1974 | 139.5494
1366 | 330.0797 | 128.3664 | 330.0797 | 128.3664
1367 | 355.897 | 120.5133 | 355.897 | 120.5133
1368 | 348.8162 | 108.0394 | 348.8162 | 108.0394
1369 | 329.2131 | 95.5623 | 329.2131 | 95.5623
1370 | 327.6876 | 94.6822 | 327.6876 | 94.6822
1371 | 330.9675 | 89.147 | 330.9675 | 89.147
1372 | 330.4477 | 101.9152 | 330.4477 | 101.9152
1373 | 335.0501 | 118.559 | 335.0501 | 118.559
1374 | 329.8856 | 111.7664 | 329.8856 | 111.7664
1375 | 319.1013 | 101.7509 | 319.1013 | 101.7509
1376 | 324.9833 | 97.256 | 324.9833 | 97.256
1377 | 322.0894 | 87.2036 | 322.0894 | 87.2036
1378 | 305.7724 | 60.1253 | 305.7724 | 60.1253
1379 | 282.1303 | 45.3719 | 282.1303 | 45.3719
1380 | 263.4521 | 40.7503 | 263.4521 | 40.7503
1381 | 249.4924 | 38.5051 | 249.4924 | 38.5051
1382 | 242.0892 | 42.2958 | 242.0892 | 42.2958
1383 | 239.349 | 46.6875 | 239.349 | 46.6875
1384 | 239.9966 | 69.3063 | 239.9966 | 69.3063
1385 | 241.8374 | 135.1599 | 241.8374 | 135.1599
1386 | 241.8142 | 163.8087 | 241.8142 | 163.8087
1387 | 256.498 | 165.8205 | 256.498 | 165.8205
1388 | 287.2798 | 153.0266 | 287.2798 | 153.0266
1389 | 308.0474 | 147.0111 | 308.0474 | 147.0111
1390 | 324.5762 | 140.8723 | 324.5762 | 140.8723
1391 | 351.4232 | 136.7307 | 351.4232 | 136.7307
1392 | 346.9863 | 126.6123 | 346.9863 | 126.6123
1393 | 330.3223 | 117.6452 | 330.3223 | 117.6452
1394 | 330.0515 | 122.127 | 330.0515 | 122.127
1395 | 332.1022 | 122.5271 | 332.1022 | 122.5271
1396 | 336.8892 | 141.4708 | 336.8892 | 141.4708
1397 | 343.0179 | 162.6396 | 343.0179 | 162.6396
1398 | 338.2678 | 160.3334 | 338.2678 | 160.3334
1399 | 321.1843 | 152.4719 | 321.1843 | 152.4719
1400 | 320.7242 | 147.1246 | 320.7242 | 147.1246
1401 | 317.025 | 133.756 | 317.025 | 133.756
1402 | 303.079 | 101.9744 | 303.079 | 101.9744
1403 | 281.8924 | 81.2315 | 281.8924 | 81.2315
1404 | 264.1515 | 71.5424 | 264.1515 | 71.5424
1405 | 251.5213 | 65.7794 | 251.5213 | 65.7794
1406 | 244.1915 | 66.2306 | 244.1915 | 66.2306
1407 | 240.1389 | 69.2973 | 240.1389 | 69.2973
1408 | 240.0531 | 91.0095 | 240.0531 | 91.0095
1409 | 244.2052 | 156.1193 | 244.2052 | 156.1193
1410 | 241.4554 | 185.8064 | 241.4554 | 185.8064
1411 | 252.2269 | 188.593 | 252.2269 | 188.593
1412 | 275.5061 | 174.2804 | 275.5061 | 174.2804
1413 | 298.4875 | 164.9254 | 298.4875 | 164.9254
1414 | 318.0578 | 154.0058 | 318.0578 | 154.0058
1415 | 342.4651 | 147.6249 | 342.4651 | 147.6249
1416 | 336.5962 | 137.6692 | 336.5962 | 137.6692
1417 | 321.1089 | 130.4068 | 321.1089 | 130.4068
1418 | 315.4714 | 136.9342 | 315.4714 | 136.9342
1419 | 318.0345 | 138.9459 | 318.0345 | 138.9459
1420 | 319.844 | 158.0678 | 319.844 | 158.0678
1421 | 326.1398 | 178.2371 | 326.1398 | 178.2371
1422 | 319.6022 | 174.9004 | 319.6022 | 174.9004
1423 | 310.9425 | 167.4728 | 310.9425 | 167.4728
1424 | 315.0988 | 163.2491 | 315.0988 | 163.2491
1425 | 313.7057 | 151.2906 | 313.7057 | 151.2906
1426 | 300.3883 | 121.3842 | 300.3883 | 121.3842
1427 | 281.2398 | 102.1135 | 281.2398 | 102.1135
1428 | 264.1407 | 93.6718 | 264.1407 | 93.6718
1429 | 252.7937 | 92.4804 | 252.7937 | 92.4804
1430 | 245.8931 | 98.5956 | 245.8931 | 98.5956
1431 | 241.6879 | 105.0717 | 241.6879 | 105.0717
1432 | 242.4228 | 127.2333 | 242.4228 | 127.2333
1433 | 243.6994 | 193.025 | 243.6994 | 193.025
1434 | 240.0571 | 222.4486 | 240.0571 | 222.4486
1435 | 250.7165 | 225.6149 | 250.7165 | 225.6149
1436 | 272.3972 | 211.8446 | 272.3972 | 211.8446
1437 | 293.2499 | 203.6441 | 293.2499 | 203.6441
1438 | 315.5454 | 193.7318 | 315.5454 | 193.7318
1439 | 340.8771 | 187.5369 | 340.8771 | 187.5369
1440 | 335.9043 | 177.7594 | 335.9043 | 177.7594
1441 | 319.4244 | 169.234 | 319.4244 | 169.234
1442 | 317.6675 | 172.2824 | 317.6675 | 172.2824
1443 | 319.3393 | 171.3265 | 319.3393 | 171.3265
1444 | 319.4787 | 188.4725 | 319.4787 | 188.4725
1445 | 324.9074 | 208.4791 | 324.9074 | 208.4791
1446 | 320.1213 | 204.8634 | 320.1213 | 204.8634
1447 | 313.3208 | 196.0024 | 313.3208 | 196.0024
1448 | 319.8229 | 190.043 | 319.8229 | 190.043
1449 | 317.4582 | 177.2245 | 317.4582 | 177.2245
1450 | 300.6804 | 147.3878 | 300.6804 | 147.3878
1451 | 282.3011 | 128.2178 | 282.3011 | 128.2178
1452 | 265.3691 | 444.5462 | 265.3691 | 444.5462
1453 | 252.6281 | 442.7064 | 252.6281 | 442.7064
1454 | 243.7837 | 441.8746 | 243.7837 | 441.8746
1455 | 240.6438 | 450.0545 | 240.6438 | 450.0545
1456 | 241.6412 | 468.3921 | 241.6412 | 468.3921
1457 | 242.7571 | 530.2774 | 242.7571 | 530.2774
1458 | 241.1569 | 552.9144 | 241.1569 | 552.9144
1459 | 252.5159 | 549.8201 | 252.5159 | 549.8201
1460 | 274.3707 | 532.2544 | 274.3707 | 532.2544
1461 | 296.0954 | 525.0916 | 296.0954 | 525.0916
1462 | 316.5321 | 512.7906 | 316.5321 | 512.7906
1463 | 341.7666 | 484.9868 | 341.7666 | 484.9868
1464 | 337.1725 | 469.563 | 337.1725 | 469.563
1465 | 321.3328 | 453.6333 | 321.3328 | 453.6333
1466 | 315.8245 | 442.6282 | 315.8245 | 442.6282
1467 | 316.5882 | 437.5397 | 316.5882 | 437.5397
1468 | 320.3011 | 459.9779 | 320.3011 | 459.9779
1469 | 326.9582 | 478.1893 | 326.9582 | 478.1893
1470 | 322.6753 | 476.5696 | 322.6753 | 476.5696
1471 | 319.2832 | 475.1202 | 319.2832 | 475.1202
1472 | 322.7863 | 481.4572 | 322.7863 | 481.4572
1473 | 317.6305 | 485.0413 | 317.6305 | 485.0413
1474 | 301.0844 | 471.2389 | 301.0844 | 471.2389
1475 | 281.0219 | 464.406 | 281.0219 | 464.406
1476 | 264.4355 | 469.225 | 264.4355 | 469.225
1477 | 251.2342 | 477.7881 | 251.2342 | 477.7881
1478 | 244.4026 | 478.3647 | 244.4026 | 478.3647
1479 | 240.2735 | 488.6572 | 240.2735 | 488.6572
1480 | 241.5645 | 507.923 | 241.5645 | 507.923
1481 | 244.8274 | 568.9441 | 244.8274 | 568.9441
1482 | 244.0131 | 596.5105 | 244.0131 | 596.5105
1483 | 261.8466 | 603.5949 | 261.8466 | 603.5949
1484 | 293.4767 | 591.3108 | 293.4767 | 591.3108
1485 | 316.3471 | 585.3002 | 316.3471 | 585.3002
1486 | 335.7045 | 568.3899 | 335.7045 | 568.3899
1487 | 365.2037 | 541.8345 | 365.2037 | 541.8345
1488 | 359.8487 | 523.9461 | 359.8487 | 523.9461
1489 | 334.6797 | 508.3044 | 334.6797 | 508.3044
1490 | 330.6894 | 500.9803 | 330.6894 | 500.9803
1491 | 333.9037 | 496.5001 | 333.9037 | 496.5001
1492 | 337.5614 | 516.2494 | 337.5614 | 516.2494
1493 | 342.7394 | 533.0525 | 342.7394 | 533.0525
1494 | 336.1997 | 527.5277 | 336.1997 | 527.5277
1495 | 327.2769 | 517.6279 | 327.2769 | 517.6279
1496 | 330.9131 | 510.2972 | 330.9131 | 510.2972
1497 | 324.8932 | 498.6131 | 324.8932 | 498.6131
1498 | 307.4451 | 472.8393 | 307.4451 | 472.8393
1499 | 283.0101 | 455.2515 | 283.0101 | 455.2515
1500 | 264.9181 | 446.9468 | 264.9181 | 446.9468
1501 | 250.9478 | 441.6181 | 250.9478 | 441.6181
1502 | 244.5409 | 436.8813 | 244.5409 | 436.8813
1503 | 241.1247 | 440.4839 | 241.1247 | 440.4839
1504 | 242.7725 | 460.3259 | 242.7725 | 460.3259
1505 | 245.3648 | 527.3966 | 245.3648 | 527.3966
1506 | 247.8214 | 555.5391 | 247.8214 | 555.5391
1507 | 267.7772 | 559.3267 | 267.7772 | 559.3267
1508 | 306.1253 | 546.4664 | 306.1253 | 546.4664
1509 | 327.8128 | 540.1677 | 327.8128 | 540.1677
1510 | 345.7569 | 525.37 | 345.7569 | 525.37
1511 | 374.4949 | 502.1115 | 374.4949 | 502.1115
1512 | 363.7168 | 485.2474 | 363.7168 | 485.2474
1513 | 340.617 | 469.3176 | 340.617 | 469.3176
1514 | 339.1313 | 458.7606 | 339.1313 | 458.7606
1515 | 341.1286 | 454.2164 | 341.1286 | 454.2164
1516 | 344.7084 | 475.3101 | 344.7084 | 475.3101
1517 | 350.7055 | 495.7622 | 350.7055 | 495.7622
1518 | 347.4478 | 494.2385 | 347.4478 | 494.2385
1519 | 339.9586 | 487.1875 | 339.9586 | 487.1875
1520 | 340.0835 | 485.2983 | 340.0835 | 485.2983
1521 | 331.705 | 479.7599 | 331.705 | 479.7599
1522 | 311.2511 | 458.1152 | 311.2511 | 458.1152
1523 | 286.3998 | 440.5274 | 286.3998 | 440.5274
1524 | 265.4631 | 436.3199 | 265.4631 | 436.3199
1525 | 251.6889 | 437.3289 | 251.6889 | 437.3289
1526 | 244.7173 | 438.8978 | 244.7173 | 438.8978
1527 | 240.8429 | 449.0942 | 240.8429 | 449.0942
1528 | 242.7546 | 473.1294 | 242.7546 | 473.1294
1529 | 247.91 | 543.305 | 247.91 | 543.305
1530 | 252.0313 | 574.4244 | 252.0313 | 574.4244
1531 | 272.6545 | 580.5486 | 272.6545 | 580.5486
1532 | 313.7894 | 570.281 | 313.7894 | 570.281
1533 | 340.5465 | 565.5187 | 340.5465 | 565.5187
1534 | 355.9381 | 550.369 | 355.9381 | 550.369
1535 | 386.6615 | 521.1568 | 386.6615 | 521.1568
1536 | 375.8894 | 497.7628 | 375.8894 | 497.7628
1537 | 352.4162 | 478.152 | 352.4162 | 478.152
1538 | 347.9061 | 467.7551 | 347.9061 | 467.7551
1539 | 352.0694 | 459.7219 | 352.0694 | 459.7219
1540 | 354.9217 | 476.0463 | 354.9217 | 476.0463
1541 | 357.0569 | 493.1055 | 357.0569 | 493.1055
1542 | 352.8744 | 492.1899 | 352.8744 | 492.1899
1543 | 342.7467 | 491.7328 | 342.7467 | 491.7328
1544 | 343.6349 | 495.7332 | 343.6349 | 495.7332
1545 | 333.0872 | 495.3162 | 333.0872 | 495.3162
1546 | 317.4077 | 479.1451 | 317.4077 | 479.1451
1547 | 293.0062 | 467.959 | 293.0062 | 467.959
1548 | 274.8481 | 463.9435 | 274.8481 | 463.9435
1549 | 261.1493 | 462.3278 | 261.1493 | 462.3278
1550 | 252.7912 | 460.5678 | 252.7912 | 460.5678
1551 | 249.1723 | 467.4033 | 249.1723 | 467.4033
1552 | 250.58 | 488.3656 | 250.58 | 488.3656
1553 | 254.205 | 552.8437 | 254.205 | 552.8437
1554 | 255.5761 | 578.7776 | 255.5761 | 578.7776
1555 | 271.6085 | 579.4603 | 271.6085 | 579.4603
1556 | 302.599 | 563.207 | 302.599 | 563.207
1557 | 326.8889 | 554.3156 | 326.8889 | 554.3156
1558 | 342.234 | 540.8303 | 342.234 | 540.8303
1559 | 369.2636 | 521.2848 | 369.2636 | 521.2848
1560 | 365.7614 | 504.4847 | 365.7614 | 504.4847
1561 | 345.1381 | 483.2735 | 345.1381 | 483.2735
1562 | 341.5147 | 467.435 | 341.5147 | 467.435
1563 | 343.7405 | 449.319 | 343.7405 | 449.319
1564 | 344.6664 | 460.298 | 344.6664 | 460.298
1565 | 347.7332 | 473.324 | 347.7332 | 473.324
1566 | 345.0642 | 470.2638 | 345.0642 | 470.2638
1567 | 336.7381 | 465.0054 | 336.7381 | 465.0054
1568 | 339.0322 | 464.7166 | 339.0322 | 464.7166
1569 | 328.9119 | 462.123 | 328.9119 | 462.123
1570 | 314.171 | 443.9033 | 314.171 | 443.9033
1571 | 294.2843 | 431.3729 | 294.2843 | 431.3729
1572 | 276.2281 | 433.5351 | 276.2281 | 433.5351
1573 | 262.1771 | 436.4966 | 262.1771 | 436.4966
1574 | 254.8372 | 438.0656 | 254.8372 | 438.0656
1575 | 249.5365 | 445.9254 | 249.5365 | 445.9254
1576 | 250.3993 | 467.0797 | 250.3993 | 467.0797
1577 | 253.6542 | 532.7101 | 253.6542 | 532.7101
1578 | 250.9382 | 563.3173 | 250.9382 | 563.3173
1579 | 263.909 | 569.6335 | 263.909 | 569.6335
1580 | 289.4465 | 558.7258 | 289.4465 | 558.7258
1581 | 312.7994 | 554.1236 | 312.7994 | 554.1236
1582 | 327.8986 | 542.4308 | 327.8986 | 542.4308
1583 | 349.6916 | 523.1094 | 349.6916 | 523.1094
1584 | 343.8717 | 506.5333 | 343.8717 | 506.5333
1585 | 331.4956 | 491.1476 | 331.4956 | 491.1476
1586 | 324.8479 | 483.2154 | 324.8479 | 483.2154
1587 | 325.6553 | 480.5596 | 325.6553 | 480.5596
1588 | 327.542 | 500.7252 | 327.542 | 500.7252
1589 | 333.7381 | 518.7446 | 333.7381 | 518.7446
1590 | 328.4228 | 514.18 | 328.4228 | 514.18
1591 | 324.5593 | 506.7769 | 324.5593 | 506.7769
1592 | 332.4984 | 506.2641 | 332.4984 | 506.2641
1593 | 326.9807 | 501.0137 | 326.9807 | 501.0137
1594 | 309.8013 | 479.4651 | 309.8013 | 479.4651
1595 | 289.3315 | 469.6234 | 289.3315 | 469.6234
1596 | 272.4116 | 469.4811 | 272.4116 | 469.4811
1597 | 261.1329 | 467.9614 | 261.1329 | 467.9614
1598 | 253.377 | 464.3128 | 253.377 | 464.3128
1599 | 250.875 | 467.3713 | 250.875 | 467.3713
1600 | 251.1856 | 487.1493 | 251.1856 | 487.1493
1601 | 254.5994 | 551.2432 | 254.5994 | 551.2432
1602 | 251.935 | 577.4012 | 251.935 | 577.4012
1603 | 261.811 | 578.0839 | 261.811 | 578.0839
1604 | 281.7452 | 563.175 | 281.7452 | 563.175
1605 | 302.3484 | 556.0761 | 302.3484 | 556.0761
1606 | 320.9422 | 543.9672 | 320.9422 | 543.9672
1607 | 346.0634 | 526.0862 | 346.0634 | 526.0862
1608 | 341.3393 | 514.5355 | 341.3393 | 514.5355
1609 | 327.2353 | 497.9975 | 327.2353 | 497.9975
1610 | 322.9544 | 482.6393 | 322.9544 | 482.6393
1611 | 324.9117 | 466.6038 | 324.9117 | 466.6038
1612 | 329.6107 | 466.6037 | 329.6107 | 466.6037
1613 | 336.9162 | 471.4035 | 336.9162 | 471.4035
1614 | 329.0125 | 453.9393 | 329.0125 | 453.9393
1615 | 326.2225 | 436.1654 | 326.2225 | 436.1654
1616 | 334.6722 | 426.7221 | 334.6722 | 426.7221
1617 | 326.4578 | 414.4618 | 326.4578 | 414.4618
1618 | 311.8218 | 386.8315 | 311.8218 | 386.8315
1619 | 289.3672 | 379.9346 | 289.3672 | 379.9346
1620 | 269.8308 | 378.928 | 269.8308 | 378.928
1621 | 259.2599 | 377.9845 | 259.2599 | 377.9845
1622 | 251.6944 | 380.8658 | 251.6944 | 380.8658
1623 | 249.0022 | 395.0953 | 249.0022 | 395.0953
1624 | 250.3211 | 431.1658 | 250.3211 | 431.1658
1625 | 254.7199 | 509.5357 | 254.7199 | 509.5357
1626 | 254.8097 | 546.5446 | 254.8097 | 546.5446
1627 | 273.1584 | 555.7737 | 273.1584 | 555.7737
1628 | 301.7965 | 547.9708 | 301.7965 | 547.9708
1629 | 318.9091 | 546.1854 | 318.9091 | 546.1854
1630 | 337.5877 | 536.6692 | 337.5877 | 536.6692
1631 | 364.2522 | 510.7859 | 364.2522 | 510.7859
1632 | 358.5114 | 487.456 | 358.5114 | 487.456
1633 | 335.4632 | 450.5604 | 335.4632 | 450.5604
1634 | 332.6493 | 417.1171 | 332.6493 | 417.1171
1635 | 332.9966 | 402.0099 | 332.9966 | 402.0099
1636 | 337.8565 | 417.5661 | 337.8565 | 417.5661
1637 | 345.8909 | 436.6098 | 345.8909 | 436.6098
1638 | 340.7686 | 435.3422 | 340.7686 | 435.3422
1639 | 338.6406 | 430.8199 | 338.6406 | 430.8199
1640 | 341.2822 | 429.859 | 341.2822 | 429.859
1641 | 329.5844 | 420.7995 | 329.5844 | 420.7995
1642 | 314.1648 | 395.922 | 314.1648 | 395.922
1643 | 289.341 | 389.7934 | 289.341 | 389.7934
1644 | 269.0074 | 396.2448 | 269.0074 | 396.2448
1645 | 257.5841 | 403.4635 | 257.5841 | 403.4635
1646 | 250.0789 | 408.0413 | 250.0789 | 408.0413
1647 | 247.4152 | 419.5501 | 247.4152 | 419.5501
1648 | 250.0555 | 441.5687 | 250.0555 | 441.5687
1649 | 257.1771 | 509.5997 | 257.1771 | 509.5997
1650 | 259.5499 | 542.2875 | 259.5499 | 542.2875
1651 | 280.5866 | 550.6843 | 280.5866 | 550.6843
1652 | 319.1998 | 540.5127 | 319.1998 | 540.5127
1653 | 341.3951 | 537.671 | 341.3951 | 537.671
1654 | 360.9708 | 530.1394 | 360.9708 | 530.1394
1655 | 387.9838 | 514.0188 | 387.9838 | 514.0188
1656 | 377.3551 | 501.4759 | 377.3551 | 501.4759
1657 | 349.4428 | 486.3143 | 349.4428 | 486.3143
1658 | 346.1292 | 479.2463 | 346.1292 | 479.2463
1659 | 349.8263 | 472.8775 | 349.8263 | 472.8775
1660 | 350.0647 | 490.6424 | 350.0647 | 490.6424
1661 | 358.0903 | 508.0216 | 358.0903 | 508.0216
1662 | 354.7517 | 505.6336 | 354.7517 | 505.6336
1663 | 349.0755 | 497.6544 | 349.0755 | 497.6544
1664 | 349.5673 | 491.2519 | 349.5673 | 491.2519
1665 | 338.3191 | 482.0965 | 338.3191 | 482.0965
1666 | 320.4081 | 456.7709 | 320.4081 | 456.7709
1667 | 294.0297 | 443.5682 | 294.0297 | 443.5682
1668 | 273.018 | 443.6819 | 273.018 | 443.6819
1669 | 261.1866 | 447.6997 | 261.1866 | 447.6997
1670 | 253.9862 | 453.878 | 253.9862 | 453.878
1671 | 252.1696 | 467.0832 | 252.1696 | 467.0832
1672 | 253.3514 | 496.3038 | 253.3514 | 496.3038
1673 | 259.0874 | 568.656 | 259.0874 | 568.656
1674 | 260.7585 | 602.3041 | 260.7585 | 602.3041
1675 | 281.4522 | 607.532 | 281.4522 | 607.532
1676 | 319.3812 | 596.9123 | 319.3812 | 596.9123
1677 | 341.8478 | 593.9106 | 341.8478 | 593.9106
1678 | 355.439 | 583.9462 | 355.439 | 583.9462
1679 | 385.7884 | 557.1988 | 385.7884 | 557.1988
1680 | 372.408 | 535.5653 | 372.408 | 535.5653
1681 | 349.7123 | 516.1786 | 349.7123 | 516.1786
1682 | 351.4104 | 501.0123 | 351.4104 | 501.0123
1683 | 356.3693 | 483.8566 | 356.3693 | 483.8566
1684 | 356.8997 | 495.9558 | 356.8997 | 495.9558
1685 | 360.7307 | 509.558 | 360.7307 | 509.558
1686 | 357.0897 | 503.1689 | 357.0897 | 503.1689
1687 | 352.7162 | 496.7902 | 352.7162 | 496.7902
1688 | 354.5896 | 493.0444 | 354.5896 | 493.0444
1689 | 341.2226 | 486.4817 | 341.2226 | 486.4817
1690 | 321.743 | 467.7499 | 321.743 | 467.7499
1691 | 296.4324 | 463.1577 | 296.4324 | 463.1577
1692 | 276.2671 | 463.3994 | 276.2671 | 463.3994
1693 | 263.545 | 463.3201 | 263.545 | 463.3201
1694 | 256.4547 | 463.9607 | 256.4547 | 463.9607
1695 | 254.4756 | 472.9088 | 254.4756 | 472.9088
1696 | 256.5615 | 496.848 | 256.5615 | 496.848
1697 | 262.9925 | 564.815 | 262.9925 | 564.815
1698 | 267.4009 | 593.4056 | 267.4009 | 593.4056
1699 | 287.8562 | 595.8488 | 287.8562 | 595.8488
1700 | 323.7921 | 578.9874 | 323.7921 | 578.9874
1701 | 348.4861 | 567.6633 | 348.4861 | 567.6633
1702 | 363.6831 | 551.9054 | 363.6831 | 551.9054
1703 | 388.2034 | 527.7506 | 388.2034 | 527.7506
1704 | 376.5462 | 499.7794 | 376.5462 | 499.7794
1705 | 354.0904 | 479.3684 | 354.0904 | 479.3684
1706 | 350.1566 | 463.626 | 350.1566 | 463.626
1707 | 352.0678 | 456.649 | 352.0678 | 456.649
1708 | 351.7169 | 481.7759 | 351.7169 | 481.7759
1709 | 357.2051 | 505.1088 | 357.2051 | 505.1088
1710 | 353.9316 | 503.425 | 353.9316 | 503.425
1711 | 354.9838 | 498.9988 | 354.9838 | 498.9988
1712 | 353.3367 | 499.2221 | 353.3367 | 499.2221
1713 | 339.877 | 493.3636 | 339.877 | 493.3636
1714 | 323.8619 | 468.3581 | 323.8619 | 468.3581
1715 | 300.6775 | 449.906 | 300.6775 | 449.906
1716 | 280.9388 | 442.1775 | 280.9388 | 442.1775
1717 | 267.3076 | 436.9768 | 267.3076 | 436.9768
1718 | 259.0961 | 431.0877 | 259.0961 | 431.0877
1719 | 256.6438 | 437.507 | 256.6438 | 437.507
1720 | 259.1119 | 459.8457 | 259.1119 | 459.8457
1721 | 265.2676 | 525.188 | 265.2676 | 525.188
1722 | 267.2687 | 549.1374 | 267.2687 | 549.1374
1723 | 286.2212 | 546.9072 | 286.2212 | 546.9072
1724 | 316.1438 | 528.8935 | 316.1438 | 528.8935
1725 | 336.5311 | 519.49 | 336.5311 | 519.49
1726 | 351.3654 | 503.8601 | 351.3654 | 503.8601
1727 | 381.1693 | 486.1711 | 381.1693 | 486.1711
1728 | 371.715 | 469.7551 | 371.715 | 469.7551
1729 | 351.6339 | 449.3441 | 351.6339 | 449.3441
1730 | 347.4522 | 433.2816 | 347.4522 | 433.2816
1731 | 346.8871 | 424.4801 | 346.8871 | 424.4801
1732 | 347.5058 | 436.8355 | 347.5058 | 436.8355
1733 | 356.9003 | 460.3604 | 356.9003 | 460.3604
1734 | 353.067 | 463.766 | 353.067 | 463.766
1735 | 354.8926 | 455.8829 | 354.8926 | 455.8829
1736 | 351.87 | 453.8976 | 351.87 | 453.8976
1737 | 338.3965 | 448.9353 | 338.3965 | 448.9353
1738 | 323.148 | 432.4761 | 323.148 | 432.4761
1739 | 301.202 | 435.374 | 301.202 | 435.374
1740 | 283.4822 | 440.6411 | 283.4822 | 440.6411
1741 | 270.5937 | 445.2991 | 270.5937 | 445.2991
1742 | 262.5153 | 448.3404 | 262.5153 | 448.3404
1743 | 259.7111 | 456.9044 | 259.7111 | 456.9044
1744 | 260.5841 | 477.1945 | 260.5841 | 477.1945
1745 | 266.7469 | 540.7763 | 266.7469 | 540.7763
1746 | 266.7476 | 563.3173 | 266.7476 | 563.3173
1747 | 274.5402 | 558.9426 | 274.5402 | 558.9426
1748 | 300.4221 | 537.7279 | 300.4221 | 537.7279
1749 | 323.0775 | 526.564 | 323.0775 | 526.564
1750 | 338.0624 | 512.6625 | 338.0624 | 512.6625
1751 | 366.9204 | 496.702 | 366.9204 | 496.702
1752 | 363.9573 | 485.0233 | 363.9573 | 485.0233
1753 | 346.2625 | 469.4136 | 346.2625 | 469.4136
1754 | 341.3893 | 457.8324 | 341.3893 | 457.8324
1755 | 341.7669 | 434.819 | 341.7669 | 434.819
1756 | 343.9142 | 434.4988 | 343.9142 | 434.4988
1757 | 351.5661 | 441.0911 | 351.5661 | 441.0911
1758 | 347.0641 | 429.4846 | 347.0641 | 429.4846
1759 | 347.5628 | 410.3343 | 347.5628 | 410.3343
1760 | 345.5499 | 396.9218 | 345.5499 | 396.9218
1761 | 335.3063 | 384.1174 | 335.3063 | 384.1174
1762 | 318.6659 | 368.6505 | 318.6659 | 368.6505
1763 | 298.5066 | 359.8971 | 298.5066 | 359.8971
1764 | 278.3332 | 355.0814 | 278.3332 | 355.0814
1765 | 266.4704 | 357.3067 | 266.4704 | 357.3067
1766 | 259.2632 | 363.709 | 259.2632 | 363.709
1767 | 257.1792 | 378.0986 | 257.1792 | 378.0986
1768 | 257.1316 | 404.1503 | 257.1316 | 404.1503
1769 | 261.5983 | 473.7178 | 261.5983 | 473.7178
1770 | 263.7242 | 502.4684 | 263.7242 | 502.4684
1771 | 275.9671 | 503.2472 | 275.9671 | 503.2472
1772 | 298.7419 | 487.6341 | 298.7419 | 487.6341
1773 | 320.2803 | 482.2957 | 320.2803 | 482.2957
1774 | 341.1159 | 474.9561 | 341.1159 | 474.9561
1775 | 365.9089 | 461.2362 | 365.9089 | 461.2362
1776 | 362.5755 | 438.0983 | 362.5755 | 438.0983
1777 | 346.3226 | 404.3716 | 346.3226 | 404.3716
1778 | 344.0129 | 374.9615 | 344.0129 | 374.9615
1779 | 348.0302 | 351.4359 | 348.0302 | 351.4359
1780 | 353.0608 | 359.7902 | 353.0608 | 359.7902
1781 | 355.9994 | 371.8239 | 355.9994 | 371.8239
1782 | 352.6554 | 362.0099 | 352.6554 | 362.0099
1783 | 352.8387 | 348.2691 | 352.8387 | 348.2691
1784 | 347.4867 | 341.1944 | 347.4867 | 341.1944
1785 | 335.3995 | 332.4231 | 335.3995 | 332.4231
1786 | 318.3687 | 312.3789 | 318.3687 | 312.3789
1787 | 295.6097 | 304.2017 | 295.6097 | 304.2017
1788 | 277.952 | 307.8043 | 277.952 | 307.8043
1789 | 266.5704 | 316.7515 | 266.5704 | 316.7515
1790 | 257.8978 | 325.4904 | 257.8978 | 325.4904
1791 | 254.292 | 341.9926 | 254.292 | 341.9926
1792 | 256.9486 | 375.2463 | 256.9486 | 375.2463
1793 | 261.9592 | 454.9606 | 261.9592 | 454.9606
1794 | 266.3225 | 495.8106 | 266.3225 | 495.8106
1795 | 281.7557 | 510.6732 | 281.7557 | 510.6732
1796 | 310.825 | 507.5756 | 310.825 | 507.5756
1797 | 328.9576 | 507.4227 | 328.9576 | 507.4227
1798 | 347.8894 | 501.0113 | 347.8894 | 501.0113
1799 | 375.9989 | 493.7892 | 375.9989 | 493.7892
1800 | 368.1729 | 486.3357 | 368.1729 | 486.3357
1801 | 353.0573 | 459.811 | 353.0573 | 459.811
1802 | 347.6129 | 419.6138 | 347.6129 | 419.6138
1803 | 352.5189 | 381.2362 | 352.5189 | 381.2362
1804 | 352.0521 | 376.4668 | 352.0521 | 376.4668
1805 | 358.6371 | 371.984 | 358.6371 | 371.984
1806 | 358.9122 | 350.7428 | 358.9122 | 350.7428
1807 | 360.2427 | 334.3132 | 360.2427 | 334.3132
1808 | 356.0735 | 328.679 | 356.0735 | 328.679
1809 | 343.1948 | 322.8204 | 343.1948 | 322.8204
1810 | 325.6702 | 312.859 | 325.6702 | 312.859
1811 | 299.5446 | 324.8794 | 299.5446 | 324.8794
1812 | 280.2995 | 333.9236 | 280.2995 | 333.9236
1813 | 267.5862 | 344.5672 | 267.5862 | 344.5672
1814 | 259.0691 | 355.1947 | 259.0691 | 355.1947
1815 | 257.65 | 372.9452 | 257.65 | 372.9452
1816 | 259.6704 | 403.2541 | 259.6704 | 403.2541
1817 | 266.0723 | 476.5986 | 266.0723 | 476.5986
1818 | 270.7642 | 512.7433 | 270.7642 | 512.7433
1819 | 294.7835 | 524.9172 | 294.7835 | 524.9172
1820 | 331.4286 | 520.5712 | 331.4286 | 520.5712
1821 | 354.2762 | 519.618 | 354.2762 | 519.618
1822 | 371.0556 | 510.3259 | 371.0556 | 510.3259
1823 | 399.3056 | 481.7539 | 399.3056 | 481.7539
1824 | 389.7219 | 448.3412 | 389.7219 | 448.3412
1825 | 365.963 | 409.1089 | 365.963 | 409.1089
1826 | 362.3937 | 368.5277 | 362.3937 | 368.5277
1827 | 367.491 | 339.9127 | 367.491 | 339.9127
1828 | 369.2631 | 342.2493 | 369.2631 | 342.2493
1829 | 378.144 | 349.1616 | 378.144 | 349.1616
1830 | 375.6622 | 340.3079 | 375.6622 | 340.3079
1831 | 372.2799 | 330.3441 | 372.2799 | 330.3441
1832 | 368.1304 | 325.7982 | 368.1304 | 325.7982
1833 | 351.6383 | 321.188 | 351.6383 | 321.188
1834 | 328.245 | 313.6593 | 328.245 | 313.6593
1835 | 301.5534 | 311.8518 | 301.5534 | 311.8518
1836 | 282.9809 | 312.7657 | 282.9809 | 312.7657
1837 | 269.1651 | 318.8321 | 269.1651 | 318.8321
1838 | 261.5385 | 321.2012 | 261.5385 | 321.2012
1839 | 257.0472 | 326.0842 | 257.0472 | 326.0842
1840 | 260.2137 | 344.7099 | 260.2137 | 344.7099
1841 | 266.8723 | 414.2133 | 266.8723 | 414.2133
1842 | 272.5659 | 448.7896 | 272.5659 | 448.7896
1843 | 294.5917 | 459.171 | 294.5917 | 459.171
1844 | 331.733 | 453.3206 | 331.733 | 453.3206
1845 | 352.9567 | 455.0562 | 352.9567 | 455.0562
1846 | 369.2252 | 455.0466 | 369.2252 | 455.0466
1847 | 396.0811 | 428.2671 | 396.0811 | 428.2671
1848 | 388.8779 | 387.8124 | 388.8779 | 387.8124
1849 | 364.374 | 350.4047 | 364.374 | 350.4047
1850 | 361.2282 | 311.904 | 361.2282 | 311.904
1851 | 363.6651 | 272.5341 | 363.6651 | 272.5341
1852 | 365.1967 | 273.0782 | 365.1967 | 273.0782
1853 | 372.3824 | 279.9265 | 372.3824 | 279.9265
1854 | 373.8396 | 269.3442 | 373.8396 | 269.3442
1855 | 375.1269 | 257.9401 | 375.1269 | 257.9401
1856 | 367.6213 | 252.1138 | 367.6213 | 252.1138
1857 | 352.3698 | 247.1835 | 352.3698 | 247.1835
1858 | 332.2665 | 245.3204 | 332.2665 | 245.3204
1859 | 307.6198 | 260.4136 | 307.6198 | 260.4136
1860 | 285.9166 | 262.6398 | 285.9166 | 262.6398
1861 | 273.1523 | 269.3784 | 273.1523 | 269.3784
1862 | 266.3624 | 277.093 | 266.3624 | 277.093
1863 | 263.6803 | 292.1228 | 263.6803 | 292.1228
1864 | 264.9435 | 323.9361 | 264.9435 | 323.9361
1865 | 270.3492 | 397.7928 | 270.3492 | 397.7928
1866 | 277.1364 | 432.8172 | 277.1364 | 432.8172
1867 | 299.2521 | 442.3663 | 299.2521 | 442.3663
1868 | 335.1385 | 432.6429 | 335.1385 | 432.6429
1869 | 355.5253 | 432.714 | 355.5253 | 432.714
1870 | 372.9332 | 423.5179 | 372.9332 | 423.5179
1871 | 396.6045 | 410.5342 | 396.6045 | 410.5342
1872 | 389.5768 | 391.6535 | 389.5768 | 391.6535
1873 | 365.1646 | 356.5504 | 365.1646 | 356.5504
1874 | 363.0407 | 315.1049 | 363.0407 | 315.1049
1875 | 368.0562 | 274.4226 | 368.0562 | 274.4226
1876 | 366.6046 | 264.7559 | 366.6046 | 264.7559
1877 | 373.5179 | 262.7057 | 373.5179 | 262.7057
1878 | 371.4341 | 247.5142 | 371.4341 | 247.5142
1879 | 371.7909 | 232.333 | 371.7909 | 232.333
1880 | 362.4221 | 227.1149 | 362.4221 | 227.1149
1881 | 348.1759 | 221.9925 | 348.1759 | 221.9925
1882 | 327.6792 | 205.0532 | 327.6792 | 205.0532
1883 | 306.7757 | 201.1972 | 306.7757 | 201.1972
1884 | 285.1816 | 201.0868 | 285.1816 | 201.0868
1885 | 272.1541 | 192.3011 | 272.1541 | 192.3011
1886 | 264.1521 | 188.6206 | 264.1521 | 188.6206
1887 | 261.7219 | 207.1393 | 261.7219 | 207.1393
1888 | 263.3433 | 242.6656 | 263.3433 | 242.6656
1889 | 270.1271 | 311.6249 | 270.1271 | 311.6249
1890 | 276.4841 | 333.4937 | 276.4841 | 333.4937
1891 | 295.3067 | 312.6024 | 295.3067 | 312.6024
1892 | 326.2561 | 290.6836 | 326.2561 | 290.6836
1893 | 347.6065 | 286.2095 | 347.6065 | 286.2095
1894 | 363.4472 | 280.8224 | 363.4472 | 280.8224
1895 | 395.7658 | 286.4999 | 395.7658 | 286.4999
1896 | 387.1679 | 286.5364 | 387.1679 | 286.5364
1897 | 364.8517 | 275.6 | 364.8517 | 275.6
1898 | 359.5763 | 270.8367 | 359.5763 | 270.8367
1899 | 358.7099 | 269.4292 | 358.7099 | 269.4292
1900 | 363.7112 | 296.0925 | 363.7112 | 296.0925
1901 | 373.6373 | 323.7786 | 373.6373 | 323.7786
1902 | 371.9962 | 337.3951 | 371.9962 | 337.3951
1903 | 374.938 | 361.4247 | 374.938 | 361.4247
1904 | 365.4373 | 394.4251 | 365.4373 | 394.4251
1905 | 349.2432 | 417.8867 | 349.2432 | 417.8867
1906 | 329.6269 | 411.1582 | 329.6269 | 411.1582
1907 | 308.3671 | 398.2757 | 308.3671 | 398.2757
1908 | 289.0769 | 396.1488 | 289.0769 | 396.1488
1909 | 277.3914 | 398.3421 | 277.3914 | 398.3421
1910 | 268.892 | 397.4463 | 268.892 | 397.4463
1911 | 265.4224 | 406.3304 | 265.4224 | 406.3304
1912 | 266.6081 | 429.8854 | 266.6081 | 429.8854
1913 | 272.4906 | 497.9485 | 272.4906 | 497.9485
1914 | 276.8499 | 528.7797 | 276.8499 | 528.7797
1915 | 287.9537 | 534.8719 | 287.9537 | 534.8719
1916 | 312.2252 | 524.3482 | 312.2252 | 524.3482
1917 | 332.6886 | 521.7626 | 332.6886 | 521.7626
1918 | 348.5751 | 516.0875 | 348.5751 | 516.0875
1919 | 375.6824 | 507.0729 | 375.6824 | 507.0729
1920 | 371.4722 | 501.7639 | 371.4722 | 501.7639
1921 | 352.3344 | 492.2679 | 352.3344 | 492.2679
1922 | 348.0745 | 488.977 | 348.0745 | 488.977
1923 | 351.7957 | 485.361 | 351.7957 | 485.361
1924 | 357.8869 | 504.2781 | 357.8869 | 504.2781
1925 | 363.1573 | 523.0017 | 363.1573 | 523.0017
1926 | 363.2735 | 521.9581 | 363.2735 | 521.9581
1927 | 364.4725 | 514.6511 | 364.4725 | 514.6511
1928 | 354.0321 | 508.6648 | 354.0321 | 508.6648
1929 | 340.0902 | 497.4287 | 340.0902 | 497.4287
1930 | 326.3081 | 469.5744 | 326.3081 | 469.5744
1931 | 306.2045 | 448.6576 | 306.2045 | 448.6576
1932 | 287.4779 | 439.6488 | 287.4779 | 439.6488
1933 | 276.5956 | 431.9834 | 276.5956 | 431.9834
1934 | 268.8514 | 424.8779 | 268.8514 | 424.8779
1935 | 266.7671 | 430.6891 | 266.7671 | 430.6891
1936 | 268.2168 | 452.2276 | 268.2168 | 452.2276
1937 | 272.4682 | 519.4904 | 272.4682 | 519.4904
1938 | 277.5881 | 546.7687 | 277.5881 | 546.7687
1939 | 287.3538 | 551.1964 | 287.3538 | 551.1964
1940 | 310.3221 | 540.1286 | 310.3221 | 540.1286
1941 | 331.7359 | 532.6777 | 331.7359 | 532.6777
1942 | 347.9511 | 515.1592 | 347.9511 | 515.1592
1943 | 377.1359 | 496.3179 | 377.1359 | 496.3179
1944 | 368.1105 | 479.2617 | 368.1105 | 479.2617
1945 | 353.2805 | 454.4975 | 353.2805 | 454.4975
1946 | 348.8336 | 431.201 | 348.8336 | 431.201
1947 | 350.1125 | 401.3697 | 350.1125 | 401.3697
1948 | 357.8662 | 404.1864 | 357.8662 | 404.1864
1949 | 369.3126 | 410.5226 | 369.3126 | 410.5226
1950 | 364.779 | 395.4912 | 364.779 | 395.4912
1951 | 367.538 | 375.5406 | 367.538 | 375.5406
1952 | 359.0827 | 356.8468 | 359.0827 | 356.8468
1953 | 345.3439 | 328.0699 | 345.3439 | 328.0699
1954 | 327.3595 | 285.0433 | 327.3595 | 285.0433
1955 | 306.1053 | 251.227 | 306.1053 | 251.227
1956 | 290.3208 | 225.9897 | 290.3208 | 225.9897
1957 | 278.2232 | 213.1388 | 278.2232 | 213.1388
1958 | 269.6967 | 201.7442 | 269.6967 | 201.7442
1959 | 267.4563 | 189.1183 | 267.4563 | 189.1183
1960 | 268.3981 | 197.8212 | 268.3981 | 197.8212
1961 | 273.1601 | 256.9218 | 273.1601 | 256.9218
1962 | 279.4629 | 287.8811 | 279.4629 | 287.8811
1963 | 296.0656 | 292.7569 | 296.0656 | 292.7569
1964 | 323.8059 | 300.2862 | 323.8059 | 300.2862
1965 | 344.6189 | 371.289 | 344.6189 | 371.289
1966 | 362.3411 | 412.5068 | 362.3411 | 412.5068
1967 | 389.4715 | 431.8521 | 389.4715 | 431.8521
1968 | 378.8541 | 439.5707 | 378.8541 | 439.5707
1969 | 358.6147 | 432.1873 | 358.6147 | 432.1873
1970 | 354.0834 | 431.233 | 354.0834 | 431.233
1971 | 356.6486 | 433.5066 | 356.6486 | 433.5066
1972 | 361.5621 | 459.0496 | 361.5621 | 459.0496
1973 | 371.4623 | 483.6949 | 371.4623 | 483.6949
1974 | 370.6102 | 482.0751 | 370.6102 | 482.0751
1975 | 374.763 | 468.6864 | 374.763 | 468.6864
1976 | 363.6495 | 453.6735 | 363.6495 | 453.6735
1977 | 349.1547 | 435.3956 | 349.1547 | 435.3956
1978 | 328.1646 | 410.358 | 328.1646 | 410.358
1979 | 306.9812 | 398.6598 | 306.9812 | 398.6598
1980 | 286.6217 | 396.0207 | 286.6217 | 396.0207
1981 | 275.2016 | 391.5562 | 275.2016 | 391.5562
1982 | 268.6224 | 385.5391 | 268.6224 | 385.5391
1983 | 264.6128 | 395.5754 | 264.6128 | 395.5754
1984 | 266.4958 | 434.8468 | 266.4958 | 434.8468
1985 | 274.5413 | 528.901 | 274.5413 | 528.901
1986 | 281.5327 | 580.6981 | 281.5327 | 580.6981
1987 | 303.0365 | 599.5298 | 303.0365 | 599.5298
1988 | 338.7654 | 600.3693 | 338.7654 | 600.3693
1989 | 360.8155 | 607.9945 | 360.8155 | 607.9945
1990 | 377.7926 | 605.8403 | 377.7926 | 605.8403
1991 | 403.8668 | 592.2805 | 403.8668 | 592.2805
1992 | 391.1393 | 562.2927 | 391.1393 | 562.2927
1993 | 369.1811 | 534.7437 | 369.1811 | 534.7437
1994 | 364.108 | 510.807 | 364.108 | 510.807
1995 | 368.9975 | 490.6744 | 368.9975 | 490.6744
1996 | 370.3804 | 497.7483 | 370.3804 | 497.7483
1997 | 379.6218 | 505.3969 | 379.6218 | 505.3969
1998 | 384.023 | 495.0067 | 384.023 | 495.0067
1999 | 382.3712 | 484.6908 | 382.3712 | 484.6908
2000 | 370.1214 | 480.2089 | 370.1214 | 480.2089
2001 | 353.3692 | 475.2146 | 353.3692 | 475.2146
2002 | 333.3963 | 463.4927 | 333.3963 | 463.4927
2003 | 308.3516 | 457.172 | 308.3516 | 457.172
2004 | 287.371 | 446.2747 | 287.371 | 446.2747
2005 | 274.6182 | 442.0022 | 274.6182 | 442.0022
2006 | 267.9322 | 447.0601 | 267.9322 | 447.0601
2007 | 265.3176 | 461.0335 | 265.3176 | 461.0335
2008 | 267.4355 | 483.1802 | 267.4355 | 483.1802
2009 | 273.727 | 542.1207 | 273.727 | 542.1207
2010 | 282.2298 | 570.7113 | 282.2298 | 570.7113
2011 | 302.6709 | 574.3708 | 302.6709 | 574.3708
2012 | 339.3446 | 564.1673 | 339.3446 | 564.1673
2013 | 362.1252 | 561.4216 | 362.1252 | 561.4216
2014 | 379.387 | 553.3778 | 379.387 | 553.3778
2015 | 408.7125 | 539.4979 | 408.7125 | 539.4979
2016 | 395.0743 | 510.7904 | 395.0743 | 510.7904
2017 | 372.7514 | 469.5737 | 372.7514 | 469.5737
2018 | 367.1709 | 430.8489 | 367.1709 | 430.8489
2019 | 372.7446 | 395.4481 | 372.7446 | 395.4481
2020 | 372.9635 | 389.8785 | 372.9635 | 389.8785
2021 | 378.8877 | 387.2202 | 378.8877 | 387.2202
2022 | 380.1587 | 365.915 | 380.1587 | 365.915
2023 | 382.0573 | 345.9965 | 382.0573 | 345.9965
2024 | 366.5571 | 336.169 | 366.5571 | 336.169
2025 | 350.3922 | 330.6946 | 350.3922 | 330.6946
2026 | 330.1309 | 319.0688 | 330.1309 | 319.0688
2027 | 305.6787 | 313.2922 | 305.6787 | 313.2922
2028 | 285.2592 | 312.6057 | 285.2592 | 312.6057
2029 | 272.1666 | 321.4248 | 272.1666 | 321.4248
2030 | 264.1491 | 331.252 | 264.1491 | 331.252
2031 | 262.0478 | 348.8425 | 262.0478 | 348.8425
2032 | 262.7932 | 382.1922 | 262.7932 | 382.1922
2033 | 270.1248 | 458.8016 | 270.1248 | 458.8016
2034 | 279.4445 | 495.5865 | 279.4445 | 495.5865
2035 | 295.5657 | 505.1997 | 295.5657 | 505.1997
2036 | 332.0115 | 497.4288 | 332.0115 | 497.4288
2037 | 354.8379 | 497.2118 | 354.8379 | 497.2118
2038 | 372.3094 | 490.3844 | 372.3094 | 490.3844
2039 | 399.7437 | 480.0894 | 399.7437 | 480.0894
2040 | 390.0753 | 455.7352 | 390.0753 | 455.7352
2041 | 363.9663 | 418.7756 | 363.9663 | 418.7756
2042 | 359.8919 | 370.8003 | 359.8919 | 370.8003
2043 | 365.5523 | 325.3167 | 365.5523 | 325.3167
2044 | 367.6006 | 308.3519 | 367.6006 | 308.3519
2045 | 372.9743 | 305.0214 | 372.9743 | 305.0214
2046 | 377.308 | 298.2803 | 377.308 | 298.2803
2047 | 377.5369 | 301.1841 | 377.5369 | 301.1841
2048 | 364.0368 | 307.137 | 364.0368 | 307.137
2049 | 351.7352 | 307.0401 | 351.7352 | 307.0401
2050 | 333.2947 | 292.8215 | 333.2947 | 292.8215
2051 | 308.7512 | 282.4036 | 308.7512 | 282.4036
2052 | 288.8942 | 275.6354 | 288.8942 | 275.6354
2053 | 274.3414 | 273.8917 | 274.3414 | 273.8917
2054 | 266.8757 | 275.5566 | 266.8757 | 275.5566
2055 | 264.2525 | 288.3778 | 264.2525 | 288.3778
2056 | 264.4018 | 316.9902 | 264.4018 | 316.9902
2057 | 270.8828 | 387.966 | 270.8828 | 387.966
2058 | 278.4855 | 420.2057 | 278.4855 | 420.2057
2059 | 293.2152 | 429.7228 | 293.2152 | 429.7228
2060 | 324.9822 | 430.5943 | 324.9822 | 430.5943
2061 | 347.0057 | 455.9524 | 347.0057 | 455.9524
2062 | 363.3083 | 473.9318 | 363.3083 | 473.9318
2063 | 387.2909 | 477.8488 | 387.2909 | 477.8488
2064 | 382.249 | 473.9162 | 382.249 | 473.9162
2065 | 364.0058 | 457.7304 | 364.0058 | 457.7304
2066 | 361.0859 | 444.9648 | 361.0859 | 444.9648
2067 | 364.9773 | 433.8587 | 364.9773 | 433.8587
2068 | 368.9121 | 446.4701 | 368.9121 | 446.4701
2069 | 374.7336 | 460.3284 | 374.7336 | 460.3284
2070 | 378.333 | 453.0751 | 378.333 | 453.0751
2071 | 376.4787 | 443.9115 | 376.4787 | 443.9115
2072 | 361.0366 | 441.2861 | 361.0366 | 441.2861
2073 | 347.752 | 440.8691 | 347.752 | 440.8691
2074 | 331.6908 | 430.6836 | 331.6908 | 430.6836
2075 | 307.3987 | 427.0197 | 307.3987 | 427.0197
2076 | 286.6109 | 429.47 | 286.6109 | 429.47
2077 | 274.0121 | 435.0562 | 274.0121 | 435.0562
2078 | 266.3388 | 440.0821 | 266.3388 | 440.0821
2079 | 263.0195 | 446.1494 | 263.0195 | 446.1494
2080 | 263.2739 | 465.2552 | 263.2739 | 465.2552
2081 | 269.6681 | 533.0942 | 269.6681 | 533.0942
2082 | 276.8978 | 564.7897 | 276.8978 | 564.7897
2083 | 286.0832 | 577.0276 | 286.0832 | 577.0276
2084 | 310.4994 | 560.4222 | 310.4994 | 560.4222
2085 | 334.6629 | 548.1379 | 334.6629 | 548.1379
2086 | 351.806 | 540.2221 | 351.806 | 540.2221
2087 | 375.7998 | 531.3996 | 375.7998 | 531.3996
2088 | 370.9753 | 515.4637 | 370.9753 | 515.4637
2089 | 356.4894 | 477.1278 | 356.4894 | 477.1278
2090 | 349.319 | 437.6668 | 349.319 | 437.6668
2091 | 352.1511 | 409.5 | 352.1511 | 409.5
2092 | 355.7551 | 418.0783 | 355.7551 | 418.0783
2093 | 363.8282 | 415.7401 | 363.8282 | 415.7401
2094 | 361.4958 | 397.9558 | 361.4958 | 397.9558
2095 | 362.9304 | 405.3089 | 362.9304 | 405.3089
2096 | 351.8658 | 418.5598 | 351.8658 | 418.5598
2097 | 340.0405 | 422.2399 | 340.0405 | 422.2399
2098 | 323.4294 | 407.7333 | 323.4294 | 407.7333
2099 | 303.4305 | 398.7878 | 303.4305 | 398.7878
2100 | 284.5692 | 402.8386 | 284.5692 | 402.8386
2101 | 273.4641 | 411.3057 | 273.4641 | 411.3057
2102 | 265.2468 | 422.8294 | 265.2468 | 422.8294
2103 | 263.1688 | 443.2366 | 263.1688 | 443.2366
2104 | 263.5713 | 476.5864 | 263.5713 | 476.5864
2105 | 270.2414 | 553.7079 | 270.2414 | 553.7079
2106 | 276.0906 | 593.4376 | 276.0906 | 593.4376
2107 | 286.0384 | 606.1236 | 286.0384 | 606.1236
2108 | 308.0751 | 596.4322 | 308.0751 | 596.4322
2109 | 329.7867 | 587.7329 | 329.7867 | 587.7329
2110 | 346.042 | 573.2233 | 346.042 | 573.2233
2111 | 375.1032 | 558.2871 | 375.1032 | 558.2871
2112 | 368.9052 | 538.3821 | 368.9052 | 538.3821
2113 | 352.3701 | 520.2757 | 352.3701 | 520.2757
2114 | 349.0077 | 509.5587 | 349.0077 | 509.5587
2115 | 350.6901 | 499.7009 | 350.6901 | 499.7009
2116 | 359.7918 | 515.9294 | 359.7918 | 515.9294
2117 | 368.7101 | 533.9808 | 368.7101 | 533.9808
2118 | 367.5147 | 532.4891 | 367.5147 | 532.4891
2119 | 369.2157 | 526.7825 | 369.2157 | 526.7825
2120 | 354.7126 | 523.6449 | 354.7126 | 523.6449
2121 | 341.6226 | 518.2345 | 341.6226 | 518.2345
2122 | 324.3593 | 498.7345 | 324.3593 | 498.7345
2123 | 304.5072 | 479.8983 | 304.5072 | 479.8983
2124 | 283.8682 | 471.7217 | 283.8682 | 471.7217
2125 | 270.8536 | 471.0662 | 270.8536 | 471.0662
2126 | 264.0611 | 471.1948 | 264.0611 | 471.1948
2127 | 261.0892 | 481.8073 | 261.0892 | 481.8073
2128 | 261.6776 | 508.3392 | 261.6776 | 508.3392
2129 | 268.172 | 577.5225 | 268.172 | 577.5225
2130 | 273.7209 | 608.2257 | 273.7209 | 608.2257
2131 | 291.0207 | 613.0375 | 291.0207 | 613.0375
2132 | 315.9747 | 598.7368 | 315.9747 | 598.7368
2133 | 337.0148 | 590.8378 | 337.0148 | 590.8378
2134 | 360.7933 | 580.0092 | 360.7933 | 580.0092
2135 | 384.1891 | 570.2904 | 384.1891 | 570.2904
2136 | 379.3433 | 558.9958 | 379.3433 | 558.9958
2137 | 358.2049 | 544.7625 | 358.2049 | 544.7625
2138 | 354.6445 | 539.0709 | 354.6445 | 539.0709
2139 | 359.0879 | 536.2551 | 359.0879 | 536.2551
2140 | 365.9803 | 556.0365 | 365.9803 | 556.0365
2141 | 380.9299 | 576.8406 | 380.9299 | 576.8406
2142 | 381.1477 | 575.1249 | 381.1477 | 575.1249
2143 | 375.3559 | 568.0099 | 375.3559 | 568.0099
2144 | 360.208 | 564.8403 | 360.208 | 564.8403
2145 | 348.7413 | 557.3173 | 348.7413 | 557.3173
2146 | 327.1424 | 535.0005 | 327.1424 | 535.0005
2147 | 305.0543 | 516.9325 | 305.0543 | 516.9325
2148 | 285.0906 | 510.5484 | 285.0906 | 510.5484
2149 | 272.0104 | 507.3963 | 272.0104 | 507.3963
2150 | 263.7042 | 505.9884 | 263.7042 | 505.9884
2151 | 263.8027 | 515.8327 | 263.8027 | 515.8327
2152 | 263.645 | 540.5081 | 263.645 | 540.5081
2153 | 269.468 | 606.9066 | 269.468 | 606.9066
2154 | 281.7348 | 635.8493 | 281.7348 | 635.8493
2155 | 304.6816 | 639.1248 | 304.6816 | 639.1248
2156 | 339.8336 | 625.5923 | 339.8336 | 625.5923
2157 | 361.4762 | 618.8455 | 361.4762 | 618.8455
2158 | 376.796 | 606.7045 | 376.796 | 606.7045
2159 | 407.4419 | 596.5057 | 407.4419 | 596.5057
2160 | 394.3144 | 583.8026 | 394.3144 | 583.8026
2161 | 370.4226 | 566.8806 | 370.4226 | 566.8806
2162 | 365.0652 | 562.4053 | 365.0652 | 562.4053
2163 | 368.4395 | 558.4692 | 368.4395 | 558.4692
2164 | 372.2784 | 578.6027 | 372.2784 | 578.6027
2165 | 381.0552 | 594.1254 | 381.0552 | 594.1254
2166 | 389.3615 | 591.9615 | 389.3615 | 591.9615
2167 | 383.0331 | 582.3499 | 383.0331 | 582.3499
2168 | 369.8095 | 577.7399 | 369.8095 | 577.7399
2169 | 354.2445 | 570.473 | 354.2445 | 570.473
2170 | 334.732 | 551.9332 | 334.732 | 551.9332
2171 | 307.7913 | 534.8895 | 307.7913 | 534.8895
2172 | 288.8909 | 1582.3179 | 288.8909 | 1582.3179
2173 | 274.1661 | 1595.7795 | 274.1661 | 1595.7795
2174 | 266.176 | 1609.875 | 266.176 | 1609.875
2175 | 264.2982 | 1630.7092 | 264.2982 | 1630.7092
2176 | 264.6511 | 1664.1067 | 264.6511 | 1664.1067
2177 | 272.2861 | 1727.974 | 272.2861 | 1727.974
2178 | 284.1997 | 1767.0877 | 284.1997 | 1767.0877
2179 | 303.8772 | 1781.0807 | 303.8772 | 1781.0807
2180 | 337.2721 | 1759.6905 | 337.2721 | 1759.6905
2181 | 361.8903 | 1740.0382 | 361.8903 | 1740.0382
2182 | 375.9622 | 1724.5011 | 375.9622 | 1724.5011
2183 | 408.1002 | 1703.2271 | 408.1002 | 1703.2271
2184 | 396.6321 | 1661.2799 | 396.6321 | 1661.2799
2185 | 365.6818 | 1618.1223 | 365.6818 | 1618.1223
2186 | 366.6444 | 1597.7822 | 366.6444 | 1597.7822
2187 | 374.0835 | 1583.5429 | 374.0835 | 1583.5429
2188 | 375.5554 | 1593.8401 | 375.5554 | 1593.8401
2189 | 387.4246 | 1606.4151 | 387.4246 | 1606.4151
2190 | 397.303 | 1598.0332 | 397.303 | 1598.0332
2191 | 390.9906 | 1590.8381 | 390.9906 | 1590.8381
2192 | 370.4272 | 1602.17 | 370.4272 | 1602.17
2193 | 358.5629 | 1606.0839 | 358.5629 | 1606.0839
2194 | 337.0268 | 1618.7317 | 337.0268 | 1618.7317
2195 | 314.7542 | 1630.6554 | 314.7542 | 1630.6554
2196 | 294.4342 | 1623.2176 | 294.4342 | 1623.2176
2197 | 279.5082 | 1618.8967 | 279.5082 | 1618.8967
2198 | 270.5098 | 1605.7257 | 270.5098 | 1605.7257
2199 | 267.2162 | 1611.0497 | 267.2162 | 1611.0497
2200 | 267.0986 | 1635.062 | 267.0986 | 1635.062
2201 | 274.3996 | 1688.2599 | 274.3996 | 1688.2599
2202 | 285.4463 | 1711.1717 | 285.4463 | 1711.1717
2203 | 305.0876 | 1708.5677 | 305.0876 | 1708.5677
2204 | 338.8737 | 1695.6736 | 338.8737 | 1695.6736
2205 | 360.5371 | 1690.5437 | 360.5371 | 1690.5437
2206 | 376.2253 | 1686.3676 | 376.2253 | 1686.3676
2207 | 406.9032 | 1687.7168 | 406.9032 | 1687.7168
2208 | 396.648 | 1666.3182 | 396.648 | 1666.3182
2209 | 371.466 | 1645.5863 | 371.466 | 1645.5863
2210 | 370.9364 | 1624.5547 | 370.9364 | 1624.5547
2211 | 376.0062 | 1595.2991 | 376.0062 | 1595.2991
2212 | 378.0951 | 1574.2794 | 378.0951 | 1574.2794
2213 | 395.2211 | 1563.9348 | 395.2211 | 1563.9348
2214 | 404.1607 | 1556.936 | 404.1607 | 1556.936
2215 | 391.3178 | 1541.9364 | 391.3178 | 1541.9364
2216 | 372.1504 | 1547.4395 | 372.1504 | 1547.4395
2217 | 351.4008 | 1550.5632 | 351.4008 | 1550.5632
2218 | 326.8406 | 1545.8237 | 326.8406 | 1545.8237
2219 | 303.2018 | 1546.7815 | 303.2018 | 1546.7815
2220 | 284.1334 | 1553.9648 | 284.1334 | 1553.9648
2221 | 271.8106 | 1556.6581 | 271.8106 | 1556.6581
2222 | 264.2234 | 1550.5013 | 264.2234 | 1550.5013
2223 | 262.5805 | 1553.0591 | 262.5805 | 1553.0591
2224 | 262.7963 | 1580.3315 | 262.7963 | 1580.3315
2225 | 269.7573 | 1655.3623 | 269.7573 | 1655.3623
2226 | 278.92 | 1689.1412 | 278.92 | 1689.1412
2227 | 294.2428 | 1691.2792 | 294.2428 | 1691.2792
2228 | 322.0338 | 1672.5564 | 322.0338 | 1672.5564
2229 | 342.8959 | 1653.4969 | 342.8959 | 1653.4969
2230 | 357.3448 | 1632.0323 | 357.3448 | 1632.0323
2231 | 388.6887 | 1606.0163 | 388.6887 | 1606.0163
2232 | 380.1939 | 1565.1558 | 380.1939 | 1565.1558
2233 | 357.0627 | 1507.7722 | 357.0627 | 1507.7722
2234 | 358.4443 | 1461.8452 | 358.4443 | 1461.8452
2235 | 369.8232 | 1427.7488 | 369.8232 | 1427.7488
2236 | 371.5124 | 1435.9714 | 371.5124 | 1435.9714
2237 | 385.52 | 1449.2379 | 385.52 | 1449.2379
2238 | 392.7127 | 1450.0436 | 392.7127 | 1450.0436
2239 | 383.5671 | 1446.899 | 383.5671 | 1446.899
2240 | 365.776 | 1465.3438 | 365.776 | 1465.3438
2241 | 350.1995 | 1473.901 | 350.1995 | 1473.901
2242 | 332.2622 | 1459.6775 | 332.2622 | 1459.6775
2243 | 309.7013 | 1443.6432 | 309.7013 | 1443.6432
2244 | 292.9221 | 1435.7114 | 292.9221 | 1435.7114
2245 | 278.6614 | 1442.4552 | 278.6614 | 1442.4552
2246 | 269.9614 | 1458.7241 | 269.9614 | 1458.7241
2247 | 266.8662 | 1496.8468 | 266.8662 | 1496.8468
2248 | 267.0816 | 1544.9642 | 267.0816 | 1544.9642
2249 | 273.1569 | 1630.2693 | 273.1569 | 1630.2693
2250 | 283.2454 | 1670.9636 | 283.2454 | 1670.9636
2251 | 296.3027 | 1676.4605 | 296.3027 | 1676.4605
2252 | 319.8804 | 1672.754 | 319.8804 | 1672.754
2253 | 339.9894 | 1667.1301 | 339.9894 | 1667.1301
2254 | 357.3917 | 1672.2404 | 357.3917 | 1672.2404
2255 | 385.5392 | 1682.8761 | 385.5392 | 1682.8761
2256 | 384.4383 | 1625.3198 | 384.4383 | 1625.3198
2257 | 363.9933 | 1549.1659 | 363.9933 | 1549.1659
2258 | 360.5189 | 1497.0149 | 360.5189 | 1497.0149
2259 | 358.565 | 1479.6143 | 358.565 | 1479.6143
2260 | 366.7153 | 1495.6414 | 366.7153 | 1495.6414
2261 | 377.3109 | 1512.7608 | 377.3109 | 1512.7608
2262 | 386.6647 | 1514.9496 | 386.6647 | 1514.9496
2263 | 377.9903 | 1521.1902 | 377.9903 | 1521.1902
2264 | 361.1144 | 1544.377 | 361.1144 | 1544.377
2265 | 343.2643 | 1560.0471 | 343.2643 | 1560.0471
2266 | 327.8582 | 1582.5741 | 327.8582 | 1582.5741
2267 | 307.3889 | 1599.4373 | 307.3889 | 1599.4373
2268 | 289.3978 | 1602.2738 | 289.3978 | 1602.2738
2269 | 278.3469 | 1606.7454 | 278.3469 | 1606.7454
2270 | 269.7795 | 1593.0804 | 269.7795 | 1593.0804
2271 | 266.8272 | 1578.251 | 266.8272 | 1578.251
2272 | 266.0095 | 1578.0593 | 266.0095 | 1578.0593
2273 | 271.5303 | 1628.491 | 271.5303 | 1628.491
2274 | 279.8238 | 1637.5721 | 279.8238 | 1637.5721
2275 | 293.7945 | 1622.1252 | 293.7945 | 1622.1252
2276 | 317.2732 | 1589.2752 | 317.2732 | 1589.2752
2277 | 336.2741 | 1559.0523 | 336.2741 | 1559.0523
2278 | 350.2662 | 1523.6581 | 350.2662 | 1523.6581
2279 | 378.4499 | 1492.8013 | 378.4499 | 1492.8013
2280 | 375.2405 | 1452.4347 | 375.2405 | 1452.4347
2281 | 354.6782 | 1397.7186 | 354.6782 | 1397.7186
2282 | 352.2496 | 1340.4305 | 352.2496 | 1340.4305
2283 | 356.5371 | 1298.4308 | 356.5371 | 1298.4308
2284 | 364.4625 | 1305.7643 | 364.4625 | 1305.7643
2285 | 377.9159 | 1322.1921 | 377.9159 | 1322.1921
2286 | 386.6371 | 1325.9616 | 386.6371 | 1325.9616
2287 | 377.0215 | 1321.829 | 377.0215 | 1321.829
2288 | 362.2634 | 1323.5781 | 362.2634 | 1323.5781
2289 | 345.5722 | 1308.2277 | 345.5722 | 1308.2277
2290 | 329.2956 | 1296.3752 | 329.2956 | 1296.3752
2291 | 308.3978 | 1282.712 | 308.3978 | 1282.712
2292 | 290.8373 | 1262.6288 | 290.8373 | 1262.6288
2293 | 277.7034 | 1267.2979 | 277.7034 | 1267.2979
2294 | 269.9377 | 1286.4318 | 269.9377 | 1286.4318
2295 | 267.3455 | 1328.0122 | 267.3455 | 1328.0122
2296 | 267.9996 | 1377.4139 | 267.9996 | 1377.4139
2297 | 271.6146 | 1441.7752 | 271.6146 | 1441.7752
2298 | 281.7644 | 1475.6529 | 281.7644 | 1475.6529
2299 | 296.4429 | 1469.5912 | 296.4429 | 1469.5912
2300 | 319.0953 | 1433.8763 | 319.0953 | 1433.8763
2301 | 338.7979 | 1456.8032 | 338.7979 | 1456.8032
2302 | 356.2113 | 1462.7037 | 356.2113 | 1462.7037
2303 | 383.6349 | 1455.6557 | 383.6349 | 1455.6557
2304 | 378.1185 | 1434.8499 | 378.1185 | 1434.8499
2305 | 362.7956 | 1401.769 | 362.7956 | 1401.769
2306 | 359.5244 | 1325.3154 | 359.5244 | 1325.3154
2307 | 361.3645 | 1242.416 | 361.3645 | 1242.416
2308 | 364.8078 | 1214.7773 | 364.8078 | 1214.7773
2309 | 379.5757 | 1188.8236 | 379.5757 | 1188.8236
2310 | 390.9163 | 1167.1049 | 390.9163 | 1167.1049
2311 | 382.633 | 1180.3597 | 382.633 | 1180.3597
2312 | 362.8468 | 1217.3773 | 362.8468 | 1217.3773
2313 | 348.4274 | 1247.2734 | 348.4274 | 1247.2734
2314 | 330.1242 | 1244.9049 | 330.1242 | 1244.9049
2315 | 305.6302 | 1219.5842 | 305.6302 | 1219.5842
2316 | 285.9913 | 1179.7427 | 285.9913 | 1179.7427
2317 | 273.38 | 1128.7923 | 273.38 | 1128.7923
2318 | 265.1046 | 1094.2824 | 265.1046 | 1094.2824
2319 | 263.0117 | 1119.9574 | 263.0117 | 1119.9574
2320 | 264.587 | 1187.5367 | 264.587 | 1187.5367
2321 | 271.4914 | 1293.4892 | 271.4914 | 1293.4892
2322 | 285.6202 | 1363.4258 | 285.6202 | 1363.4258
2323 | 304.5634 | 1405.5744 | 304.5634 | 1405.5744
2324 | 336.3757 | 1435.0618 | 336.3757 | 1435.0618
2325 | 360.1871 | 1458.285 | 360.1871 | 1458.285
2326 | 378.3615 | 1471.2986 | 378.3615 | 1471.2986
2327 | 408.4297 | 1467.7083 | 408.4297 | 1467.7083
2328 | 400.5132 | 1456.584 | 400.5132 | 1456.584
2329 | 378.8261 | 1439.0134 | 378.8261 | 1439.0134
2330 | 373.8914 | 1424.1068 | 373.8914 | 1424.1068
2331 | 378.4981 | 1413.424 | 378.4981 | 1413.424
2332 | 381.8982 | 1425.0055 | 381.8982 | 1425.0055
2333 | 396.6875 | 1436.9877 | 396.6875 | 1436.9877
2334 | 405.8269 | 1430.2853 | 405.8269 | 1430.2853
2335 | 390.8663 | 1421.2132 | 390.8663 | 1421.2132
2336 | 372.414 | 1426.8152 | 372.414 | 1426.8152
2337 | 359.6124 | 1419.3681 | 359.6124 | 1419.3681
2338 | 338.6178 | 1400.5014 | 338.6178 | 1400.5014
2339 | 313.6254 | 1388.814 | 313.6254 | 1388.814
2340 | 291.7469 | 1379.0051 | 291.7469 | 1379.0051
2341 | 280.3443 | 1371.9181 | 280.3443 | 1371.9181
2342 | 272.0932 | 1362.7976 | 272.0932 | 1362.7976
2343 | 269.4721 | 1369.801 | 269.4721 | 1369.801
2344 | 269.8258 | 1396.8758 | 269.8258 | 1396.8758
2345 | 276.5358 | 1465.09 | 276.5358 | 1465.09
2346 | 289.1753 | 1496.9918 | 289.1753 | 1496.9918
2347 | 309.6668 | 1502.0936 | 309.6668 | 1502.0936
2348 | 340.8147 | 1491.5705 | 340.8147 | 1491.5705
2349 | 364.8813 | 1482.4889 | 364.8813 | 1482.4889
2350 | 380.0884 | 1472.3853 | 380.0884 | 1472.3853
2351 | 408.1528 | 1463.8554 | 408.1528 | 1463.8554
2352 | 400.2858 | 1452.9287 | 400.2858 | 1452.9287
2353 | 380.3211 | 1431.0113 | 380.3211 | 1431.0113
2354 | 372.6885 | 1407.905 | 372.6885 | 1407.905
2355 | 377.5156 | 1393.4682 | 377.5156 | 1393.4682
2356 | 380.7124 | 1405.7412 | 380.7124 | 1405.7412
2357 | 396.2669 | 1431.653 | 396.2669 | 1431.653
2358 | 404.9828 | 1436.0152 | 404.9828 | 1436.0152
2359 | 394.6097 | 1427.7334 | 394.6097 | 1427.7334
2360 | 378.9866 | 1436.1016 | 378.9866 | 1436.1016
2361 | 363.8069 | 1440.0155 | 363.8069 | 1440.0155
2362 | 343.5212 | 1453.4537 | 343.5212 | 1453.4537
2363 | 319.9781 | 1412.3263 | 319.9781 | 1412.3263
2364 | 297.392 | 1348.5773 | 297.392 | 1348.5773
2365 | 285.5724 | 1320.2502 | 285.5724 | 1320.2502
2366 | 276.6713 | 1302.2384 | 276.6713 | 1302.2384
2367 | 274.4787 | 1293.1388 | 274.4787 | 1293.1388
2368 | 274.9583 | 1302.6288 | 274.9583 | 1302.6288
2369 | 280.8622 | 1324.9049 | 280.8622 | 1324.9049
2370 | 292.6051 | 1329.4415 | 292.6051 | 1329.4415
2371 | 312.189 | 1349.7572 | 312.189 | 1349.7572
2372 | 345.0555 | 1356.6213 | 345.0555 | 1356.6213
2373 | 365.106 | 1355.7395 | 365.106 | 1355.7395
2374 | 382.5485 | 1350.1803 | 382.5485 | 1350.1803
2375 | 406.2578 | 1336.7108 | 406.2578 | 1336.7108
2376 | 400.6785 | 1283.0074 | 400.6785 | 1283.0074
2377 | 382.1917 | 1212.0894 | 382.1917 | 1212.0894
2378 | 380.0448 | 1152.0352 | 380.0448 | 1152.0352
2379 | 381.9474 | 1112.9992 | 381.9474 | 1112.9992
2380 | 386.6787 | 1078.2476 | 386.6787 | 1078.2476
2381 | 397.5086 | 1038.6606 | 397.5086 | 1038.6606
2382 | 405.9394 | 1033.934 | 405.9394 | 1033.934
2383 | 393.3177 | 1043.0395 | 393.3177 | 1043.0395
2384 | 374.7374 | 1063.8554 | 374.7374 | 1063.8554
2385 | 358.9322 | 1075.0799 | 358.9322 | 1075.0799
2386 | 341.4093 | 1073.2054 | 341.4093 | 1073.2054
2387 | 319.6103 | 1063.3949 | 319.6103 | 1063.3949
2388 | 302.1337 | 1067.6145 | 302.1337 | 1067.6145
2389 | 289.5128 | 1056.0818 | 289.5128 | 1056.0818
2390 | 281.0338 | 1041.7253 | 281.0338 | 1041.7253
2391 | 277.3587 | 1058.9043 | 277.3587 | 1058.9043
2392 | 277.5484 | 1107.3181 | 277.5484 | 1107.3181
2393 | 284.446 | 1193.0183 | 284.446 | 1193.0183
2394 | 294.9394 | 1234.1078 | 294.9394 | 1234.1078
2395 | 304.6166 | 1244.0503 | 304.6166 | 1244.0503
2396 | 329.7299 | 1240.4426 | 329.7299 | 1240.4426
2397 | 352.1124 | 1234.9176 | 352.1124 | 1234.9176
2398 | 370.4478 | 1225.3079 | 370.4478 | 1225.3079
2399 | 395.2269 | 1212.53 | 395.2269 | 1212.53
2400 | 391.0359 | 1195.9721 | 391.0359 | 1195.9721
2401 | 374.3077 | 1165.2623 | 374.3077 | 1165.2623
2402 | 371.6439 | 1123.9784 | 371.6439 | 1123.9784
2403 | 372.6195 | 1089.9808 | 372.6195 | 1089.9808
2404 | 376.5035 | 1109.5644 | 376.5035 | 1109.5644
2405 | 385.0194 | 1150.6901 | 385.0194 | 1150.6901
2406 | 398.9492 | 1192.5931 | 398.9492 | 1192.5931
2407 | 388.6 | 1227.2856 | 388.6 | 1227.2856
2408 | 370.2819 | 1259.2649 | 370.2819 | 1259.2649
2409 | 355.3742 | 1266.3402 | 355.3742 | 1266.3402
2410 | 341.0026 | 1241.1508 | 341.0026 | 1241.1508
2411 | 320.7322 | 1220.7697 | 320.7322 | 1220.7697
2412 | 302.1477 | 1203.7491 | 302.1477 | 1203.7491
2413 | 287.549 | 1188.5611 | 287.549 | 1188.5611
2414 | 281.7304 | 1183.6887 | 281.7304 | 1183.6887
2415 | 277.8867 | 1195.1377 | 277.8867 | 1195.1377
2416 | 278.1916 | 1219.8415 | 278.1916 | 1219.8415
2417 | 283.3083 | 1284.0052 | 283.3083 | 1284.0052
2418 | 291.4609 | 1327.8609 | 291.4609 | 1327.8609
2419 | 301.1419 | 1340.2732 | 301.1419 | 1340.2732
2420 | 318.8244 | 1322.4395 | 318.8244 | 1322.4395
2421 | 339.8978 | 1309.8015 | 339.8978 | 1309.8015
2422 | 358.9721 | 1301.5749 | 358.9721 | 1301.5749
2423 | 384.674 | 1295.8112 | 384.674 | 1295.8112
2424 | 380.9391 | 1281.4267 | 380.9391 | 1281.4267
2425 | 365.6448 | 1242.0232 | 365.6448 | 1242.0232
2426 | 362.093 | 1186.4146 | 362.093 | 1186.4146
2427 | 364.3045 | 1107.5657 | 364.3045 | 1107.5657
2428 | 366.4456 | 1060.1687 | 366.4456 | 1060.1687
2429 | 377.8865 | 1025.9165 | 377.8865 | 1025.9165
2430 | 389.201 | 955.6912 | 389.201 | 955.6912
2431 | 382.8222 | 874.9953 | 382.8222 | 874.9953
2432 | 364.837 | 836.4375 | 364.837 | 836.4375
2433 | 349.3376 | 879.374 | 349.3376 | 879.374
2434 | 334.9445 | 946.5547 | 334.9445 | 946.5547
2435 | 316.7464 | 957.8857 | 316.7464 | 957.8857
2436 | 299.9507 | 937.6049 | 299.9507 | 937.6049
2437 | 288.3351 | 937.9272 | 288.3351 | 937.9272
2438 | 280.0393 | 960.5188 | 280.0393 | 960.5188
2439 | 276.939 | 976.7098 | 276.939 | 976.7098
2440 | 277.2674 | 1035.6943 | 277.2674 | 1035.6943
2441 | 281.7516 | 1145.4008 | 281.7516 | 1145.4008
2442 | 289.7548 | 1213.5592 | 289.7548 | 1213.5592
2443 | 296.4264 | 1246.4213 | 296.4264 | 1246.4213
2444 | 310.1535 | 1252.1988 | 310.1535 | 1252.1988
2445 | 329.2567 | 1260.9985 | 329.2567 | 1260.9985
2446 | 347.9971 | 1268.8749 | 347.9971 | 1268.8749
2447 | 375.5302 | 1282.9683 | 375.5302 | 1282.9683
2448 | 372.3976 | 1274.9065 | 372.3976 | 1274.9065
2449 | 361.1601 | 1212.6822 | 361.1601 | 1212.6822
2450 | 357.6451 | 1127.4361 | 357.6451 | 1127.4361
2451 | 358.2572 | 1031.5951 | 358.2572 | 1031.5951
2452 | 366.3874 | 970.6637 | 366.3874 | 970.6637
2453 | 377.7607 | 925.1492 | 377.7607 | 925.1492
2454 | 384.3309 | 866.6801 | 384.3309 | 866.6801
2455 | 375.0441 | 818.3878 | 375.0441 | 818.3878
2456 | 365.3805 | 815.6913 | 365.3805 | 815.6913
2457 | 349.8771 | 879.5716 | 349.8771 | 879.5716
2458 | 333.741 | 937.1695 | 333.741 | 937.1695
2459 | 314.3926 | 948.1053 | 314.3926 | 948.1053
2460 | 296.5494 | 967.6375 | 296.5494 | 967.6375
2461 | 284.981 | 999.1779 | 284.981 | 999.1779
2462 | 276.3592 | 1026.709 | 276.3592 | 1026.709
2463 | 272.1374 | 1058.2128 | 272.1374 | 1058.2128
2464 | 273.0869 | 1106.8241 | 273.0869 | 1106.8241
2465 | 277.5442 | 1210.1092 | 277.5442 | 1210.1092
2466 | 288.6168 | 1284.0963 | 288.6168 | 1284.0963
2467 | 301.1139 | 1311.2285 | 301.1139 | 1311.2285
2468 | 319.0182 | 1307.3244 | 319.0182 | 1307.3244
2469 | 338.2191 | 1316.4205 | 338.2191 | 1316.4205
2470 | 354.2708 | 1321.1356 | 354.2708 | 1321.1356
2471 | 382.0112 | 1318.3356 | 382.0112 | 1318.3356
2472 | 374.7598 | 1308.8908 | 374.7598 | 1308.8908
2473 | 362.0278 | 1284.5036 | 362.0278 | 1284.5036
2474 | 360.2849 | 1240.6511 | 360.2849 | 1240.6511
2475 | 365.9711 | 1200.5285 | 365.9711 | 1200.5285
2476 | 372.3553 | 1204.2066 | 372.3553 | 1204.2066
2477 | 384.787 | 1227.7475 | 384.787 | 1227.7475
2478 | 391.9456 | 1247.3236 | 391.9456 | 1247.3236
2479 | 379.3966 | 1267.3949 | 379.3966 | 1267.3949
2480 | 364.9444 | 1295.9165 | 364.9444 | 1295.9165
2481 | 352.2268 | 1301.6087 | 352.2268 | 1301.6087
2482 | 335.1768 | 1289.6574 | 335.1768 | 1289.6574
2483 | 313.4709 | 1284.8854 | 313.4709 | 1284.8854
2484 | 294.7987 | 1290.3892 | 294.7987 | 1290.3892
2485 | 284.17 | 1283.7961 | 284.17 | 1283.7961
2486 | 276.0685 | 1282.9741 | 276.0685 | 1282.9741
2487 | 271.8355 | 1308.6491 | 271.8355 | 1308.6491
2488 | 273.4694 | 1366.1517 | 273.4694 | 1366.1517
2489 | 279.6047 | 1464.596 | 279.6047 | 1464.596
2490 | 292.0711 | 1517.3429 | 292.0711 | 1517.3429
2491 | 309.4746 | 1540.3259 | 309.4746 | 1540.3259
2492 | 337.9551 | 1547.19 | 337.9551 | 1547.19
2493 | 356.4369 | 1550.1611 | 356.4369 | 1550.1611
2494 | 379.7312 | 1547.7632 | 379.7312 | 1547.7632
2495 | 409.318 | 1538.9369 | 409.318 | 1538.9369
2496 | 400.8964 | 1518.9214 | 400.8964 | 1518.9214
2497 | 384.6152 | 1480.9998 | 384.6152 | 1480.9998
2498 | 379.5588 | 1447.0265 | 379.5588 | 1447.0265
2499 | 385.0816 | 1374.9942 | 385.0816 | 1374.9942
2500 | 390.673 | 1298.6513 | 390.673 | 1298.6513
2501 | 403.8528 | 1241.3807 | 403.8528 | 1241.3807
2502 | 405.5798 | 1174.4155 | 405.5798 | 1174.4155
2503 | 392.9463 | 1118.0222 | 392.9463 | 1118.0222
2504 | 376.2153 | 1092.4061 | 376.2153 | 1092.4061
2505 | 362.4725 | 1111.3364 | 362.4725 | 1111.3364
2506 | 343.4847 | 1125.466 | 343.4847 | 1125.466
2507 | 317.9178 | 1126.9178 | 317.9178 | 1126.9178
2508 | 297.8004 | 1154.5509 | 297.8004 | 1154.5509
2509 | 283.1589 | 1190.7346 | 283.1589 | 1190.7346
2510 | 274.9838 | 1223.798 | 274.9838 | 1223.798
2511 | 272.3747 | 1241.6685 | 272.3747 | 1241.6685
2512 | 275.6654 | 1256.2956 | 275.6654 | 1256.2956
2513 | 281.1433 | 1329.5481 | 281.1433 | 1329.5481
2514 | 292.9413 | 1402.8436 | 292.9413 | 1402.8436
2515 | 317.308 | 1437.5828 | 317.308 | 1437.5828
2516 | 349.7304 | 1444.9409 | 349.7304 | 1444.9409
2517 | 373.437 | 1439.0207 | 373.437 | 1439.0207
2518 | 390.7823 | 1434.0542 | 390.7823 | 1434.0542
2519 | 421.4947 | 1437.0829 | 421.4947 | 1437.0829
2520 | 413.7497 | 1433.8619 | 413.7497 | 1433.8619
2521 | 391.5671 | 1400.3859 | 391.5671 | 1400.3859
2522 | 392.0651 | 1370.3643 | 392.0651 | 1370.3643
2523 | 392.6268 | 1351.9757 | 392.6268 | 1351.9757
2524 | 393.5525 | 1366.2246 | 393.5525 | 1366.2246
2525 | 413.363 | 1397.3724 | 413.363 | 1397.3724
2526 | 424.4467 | 1409.5391 | 424.4467 | 1409.5391
2527 | 410.5778 | 1413.0135 | 410.5778 | 1413.0135
2528 | 389.495 | 1424.6417 | 389.495 | 1424.6417
2529 | 373.221 | 1426.1847 | 373.221 | 1426.1847
2530 | 353.3669 | 1428.8546 | 353.3669 | 1428.8546
2531 | 329.652 | 1422.6994 | 329.652 | 1422.6994
2532 | 306.5609 | 1417.9289 | 306.5609 | 1417.9289
2533 | 291.8864 | 1403.8277 | 291.8864 | 1403.8277
2534 | 284.4133 | 1381.3704 | 284.4133 | 1381.3704
2535 | 280.5003 | 1388.4726 | 280.5003 | 1388.4726
2536 | 281.5458 | 1435.3057 | 281.5458 | 1435.3057
2537 | 287.3328 | 1523.0805 | 287.3328 | 1523.0805
2538 | 300.055 | 1559.3292 | 300.055 | 1559.3292
2539 | 322.9733 | 1549.7111 | 322.9733 | 1549.7111
2540 | 352.6343 | 1525.6535 | 352.6343 | 1525.6535
2541 | 375.761 | 1496.7149 | 375.761 | 1496.7149
2542 | 392.9621 | 1478.708 | 392.9621 | 1478.708
2543 | 426.5734 | 1476.5995 | 426.5734 | 1476.5995
2544 | 413.4 | 1479.4048 | 413.4 | 1479.4048
2545 | 393.0704 | 1468.1569 | 393.0704 | 1468.1569
2546 | 387.8337 | 1466.0932 | 387.8337 | 1466.0932
2547 | 389.9577 | 1464.4004 | 389.9577 | 1464.4004
2548 | 393.2 | 1494.5547 | 393.2 | 1494.5547
2549 | 412.8562 | 1529.5553 | 412.8562 | 1529.5553
2550 | 423.8078 | 1546.958 | 423.8078 | 1546.958
2551 | 406.0486 | 1557.5454 | 406.0486 | 1557.5454
2552 | 389.8402 | 1577.1757 | 389.8402 | 1577.1757
2553 | 372.64 | 1581.88 | 372.64 | 1581.88
2554 | 353.62 | 1564.594 | 353.62 | 1564.594
2555 | 328.7727 | 1536.7048 | 328.7727 | 1536.7048
2556 | 307.9985 | 1520.4745 | 307.9985 | 1520.4745
2557 | 293.8437 | 1516.3512 | 293.8437 | 1516.3512
2558 | 285.8469 | 1513.2569 | 285.8469 | 1513.2569
2559 | 281.2749 | 1505.6392 | 281.2749 | 1505.6392
2560 | 282.8551 | 1524.6132 | 282.8551 | 1524.6132
2561 | 286.1979 | 1586.5047 | 286.1979 | 1586.5047
2562 | 300.6191 | 1612.0839 | 300.6191 | 1612.0839
2563 | 319.9007 | 1615.7038 | 319.9007 | 1615.7038
2564 | 342.9743 | 1607.1565 | 342.9743 | 1607.1565
2565 | 367.8103 | 1602.323 | 367.8103 | 1602.323
2566 | 384.8051 | 1596.3686 | 384.8051 | 1596.3686
2567 | 412.9087 | 1596.7299 | 412.9087 | 1596.7299
2568 | 404.922 | 1587.2851 | 404.922 | 1587.2851
2569 | 381.9679 | 1534.6435 | 381.9679 | 1534.6435
2570 | 379.113 | 1517.0696 | 379.113 | 1517.0696
2571 | 377.715 | 1502.1388 | 377.715 | 1502.1388
2572 | 388.4434 | 1517.7707 | 388.4434 | 1517.7707
2573 | 408.8761 | 1538.1502 | 408.8761 | 1538.1502
2574 | 419.6502 | 1550.4157 | 419.6502 | 1550.4157
2575 | 402.2097 | 1562.1886 | 402.2097 | 1562.1886
2576 | 381.7596 | 1586.7585 | 381.7596 | 1586.7585
2577 | 367.4841 | 1602.0335 | 367.4841 | 1602.0335
2578 | 349.5107 | 1582.9692 | 349.5107 | 1582.9692
2579 | 329.5939 | 1556.3643 | 329.5939 | 1556.3643
2580 | 308.0213 | 1547.8397 | 308.0213 | 1547.8397
2581 | 295.7078 | 1551.2246 | 295.7078 | 1551.2246
2582 | 285.4942 | 1560.2817 | 285.4942 | 1560.2817
2583 | 281.5946 | 1571.4344 | 281.5946 | 1571.4344
2584 | 281.3377 | 1601.8681 | 281.3377 | 1601.8681
2585 | 287.3196 | 1678.0843 | 287.3196 | 1678.0843
2586 | 296.6289 | 1720.952 | 296.6289 | 1720.952
2587 | 311.7911 | 1749.8626 | 311.7911 | 1749.8626
2588 | 331.0867 | 1750.6016 | 331.0867 | 1750.6016
2589 | 350.5907 | 1740.9274 | 350.5907 | 1740.9274
2590 | 366.8404 | 1737.6403 | 366.8404 | 1737.6403
2591 | 392.2669 | 1739.8787 | 392.2669 | 1739.8787
2592 | 386.4853 | 1727.1738 | 386.4853 | 1727.1738
2593 | 371.5678 | 1665.3446 | 371.5678 | 1665.3446
2594 | 368.8486 | 1596.1028 | 368.8486 | 1596.1028
2595 | 369.1602 | 1521.7982 | 369.1602 | 1521.7982
2596 | 375.8526 | 1481.9094 | 375.8526 | 1481.9094
2597 | 392.0725 | 1457.8327 | 392.0725 | 1457.8327
2598 | 402.3507 | 1419.6159 | 402.3507 | 1419.6159
2599 | 390.6241 | 1384.364 | 390.6241 | 1384.364
2600 | 375.723 | 1370.4052 | 375.723 | 1370.4052
2601 | 361.5762 | 1396.3497 | 361.5762 | 1396.3497
2602 | 345.5987 | 1427.6691 | 345.5987 | 1427.6691
2603 | 323.3587 | 1445.0263 | 323.3587 | 1445.0263
2604 | 307.0086 | 1485.9962 | 307.0086 | 1485.9962
2605 | 292.623 | 1539.666 | 292.623 | 1539.666
2606 | 284.8863 | 1589.7215 | 284.8863 | 1589.7215
2607 | 282.0263 | 1652.6409 | 282.0263 | 1652.6409
2608 | 283.7134 | 1722.69 | 283.7134 | 1722.69
2609 | 287.0593 | 1846.0298 | 287.0593 | 1846.0298
2610 | 295.5684 | 1916.164 | 295.5684 | 1916.164
2611 | 312.5588 | 1937.1711 | 312.5588 | 1937.1711
2612 | 330.6558 | 1944.0353 | 330.6558 | 1944.0353
2613 | 348.1154 | 1940.8813 | 348.1154 | 1940.8813
2614 | 366.0118 | 1933.939 | 366.0118 | 1933.939
2615 | 393.284 | 1917.9009 | 393.284 | 1917.9009
2616 | 387.6572 | 1879.0162 | 387.6572 | 1879.0162
2617 | 374.9423 | 1793.3783 | 374.9423 | 1793.3783
2618 | 370.3584 | 1722.0618 | 370.3584 | 1722.0618
2619 | 370.958 | 1644.6948 | 370.958 | 1644.6948
2620 | 382.9599 | 1588.3078 | 382.9599 | 1588.3078
2621 | 406.019 | 1533.3094 | 406.019 | 1533.3094
2622 | 410.8975 | 1466.0478 | 410.8975 | 1466.0478
2623 | 392.9938 | 1411.4329 | 392.9938 | 1411.4329
2624 | 377.9557 | 1401.0306 | 377.9557 | 1401.0306
2625 | 363.2617 | 1478.9394 | 363.2617 | 1478.9394
2626 | 346.2349 | 1538.3155 | 346.2349 | 1538.3155
2627 | 322.8421 | 1534.1362 | 322.8421 | 1534.1362
2628 | 304.9148 | 1556.8297 | 304.9148 | 1556.8297
2629 | 290.3906 | 1590.8399 | 290.3906 | 1590.8399
2630 | 282.2875 | 1619.2602 | 282.2875 | 1619.2602
2631 | 278.6004 | 1639.5017 | 278.6004 | 1639.5017
2632 | 279.3587 | 1673.5907 | 279.3587 | 1673.5907
2633 | 282.5363 | 1748.1275 | 282.5363 | 1748.1275
2634 | 293.9659 | 1782.5979 | 293.9659 | 1782.5979
2635 | 316.4745 | 1781.1794 | 316.4745 | 1781.1794
2636 | 337.4759 | 1761.4687 | 337.4759 | 1761.4687
2637 | 352.5615 | 1758.3147 | 352.5615 | 1758.3147
2638 | 369.5284 | 1753.8421 | 369.5284 | 1753.8421
2639 | 401.8298 | 1721.4047 | 401.8298 | 1721.4047
2640 | 392.5822 | 1685.6813 | 392.5822 | 1685.6813
2641 | 376.7371 | 1649.044 | 376.7371 | 1649.044
2642 | 372.4662 | 1608.8468 | 372.4662 | 1608.8468
2643 | 374.8471 | 1561.216 | 374.8471 | 1561.216
2644 | 385.4668 | 1533.8737 | 385.4668 | 1533.8737
2645 | 405.1452 | 1523.9242 | 405.1452 | 1523.9242
2646 | 416.6326 | 1508.0342 | 416.6326 | 1508.0342
2647 | 396.984 | 1488.3914 | 396.984 | 1488.3914
2648 | 380.2931 | 1478.7795 | 380.2931 | 1478.7795
2649 | 367.9883 | 1463.1327 | 367.9883 | 1463.1327
2650 | 349.7355 | 1437.9434 | 349.7355 | 1437.9434
2651 | 326.8514 | 1416.0804 | 326.8514 | 1416.0804
2652 | 302.7112 | 1406.5679 | 302.7112 | 1406.5679
2653 | 289.9295 | 1406.0011 | 289.9295 | 1406.0011
2654 | 282.3692 | 1398.3625 | 282.3692 | 1398.3625
2655 | 278.7298 | 1403.2913 | 278.7298 | 1403.2913
2656 | 279.9428 | 1439.2573 | 279.9428 | 1439.2573
2657 | 285.6223 | 1521.8951 | 285.6223 | 1521.8951
2658 | 300.0997 | 1558.0449 | 300.0997 | 1558.0449
2659 | 326.6781 | 1562.06 | 326.6781 | 1562.06
2660 | 354.257 | 1547.9804 | 354.257 | 1547.9804
2661 | 373.0563 | 1535.046 | 373.0563 | 1535.046
2662 | 388.4406 | 1515.3596 | 388.4406 | 1515.3596
2663 | 417.226 | 1495.6663 | 417.226 | 1495.6663
2664 | 409.7266 | 1487.1105 | 409.7266 | 1487.1105
2665 | 389.0299 | 1450.078 | 389.0299 | 1450.078
2666 | 380.4822 | 1412.1531 | 380.4822 | 1412.1531
2667 | 390.3464 | 1398.0126 | 390.3464 | 1398.0126
2668 | 397.5529 | 1414.4349 | 397.5529 | 1414.4349
2669 | 419.4887 | 1435.4071 | 419.4887 | 1435.4071
2670 | 423.6428 | 1441.1524 | 423.6428 | 1441.1524
2671 | 402.0941 | 1446.8002 | 402.0941 | 1446.8002
2672 | 383.7217 | 1471.1725 | 383.7217 | 1471.1725
2673 | 367.545 | 1503.9336 | 367.545 | 1503.9336
2674 | 348.1084 | 1497.1195 | 348.1084 | 1497.1195
2675 | 324.0962 | 1474.4662 | 324.0962 | 1474.4662
2676 | 303.1886 | 1478.1917 | 303.1886 | 1478.1917
2677 | 289.4915 | 1511.6092 | 289.4915 | 1511.6092
2678 | 283.2064 | 1534.0031 | 283.2064 | 1534.0031
2679 | 279.2258 | 1548.8111 | 279.2258 | 1548.8111
2680 | 279.3675 | 1580.5291 | 279.3675 | 1580.5291
2681 | 286.64 | 1635.2088 | 286.64 | 1635.2088
2682 | 297.9302 | 1666.3204 | 297.9302 | 1666.3204
2683 | 324.5632 | 1665.0995 | 324.5632 | 1665.0995
2684 | 355.3169 | 1646.8706 | 355.3169 | 1646.8706
2685 | 374.7993 | 1623.6619 | 374.7993 | 1623.6619
2686 | 394.0903 | 1591.923 | 394.0903 | 1591.923
2687 | 419.1149 | 1557.6085 | 419.1149 | 1557.6085
2688 | 408.4082 | 1531.5667 | 408.4082 | 1531.5667
2689 | 390.036 | 1489.0019 | 390.036 | 1489.0019
2690 | 387.1131 | 1451.1757 | 387.1131 | 1451.1757
2691 | 389.0158 | 1429.2307 | 389.0158 | 1429.2307
2692 | 393.714 | 1440.911 | 393.714 | 1440.911
2693 | 413.6303 | 1451.6089 | 413.6303 | 1451.6089
2694 | 424.1568 | 1445.6968 | 424.1568 | 1445.6968
2695 | 402.1873 | 1421.312 | 402.1873 | 1421.312
2696 | 383.5759 | 1412.0952 | 383.5759 | 1412.0952
2697 | 365.6277 | 1404.253 | 365.6277 | 1404.253
2698 | 345.1738 | 1366.9123 | 345.1738 | 1366.9123
2699 | 322.5316 | 1334.2811 | 322.5316 | 1334.2811
2700 | 300.7329 | 1318.8411 | 300.7329 | 1318.8411
2701 | 288.8255 | 1318.2743 | 288.8255 | 1318.2743
2702 | 279.5886 | 1307.7707 | 279.5886 | 1307.7707
2703 | 277.1735 | 1308.6491 | 277.1735 | 1308.6491
2704 | 280.3331 | 1337.6997 | 280.3331 | 1337.6997
2705 | 284.1982 | 1410.1619 | 284.1982 | 1410.1619
2706 | 297.6031 | 1443.2493 | 297.6031 | 1443.2493
2707 | 325.1584 | 1448.0547 | 325.1584 | 1448.0547
2708 | 354.5694 | 1433.1847 | 354.5694 | 1433.1847
2709 | 378.5332 | 1418.5709 | 378.5332 | 1418.5709
2710 | 396.6221 | 1385.4488 | 396.6221 | 1385.4488
2711 | 422.1307 | 1404.4818 | 422.1307 | 1404.4818
2712 | 413.3143 | 1425.9586 | 413.3143 | 1425.9586
2713 | 390.321 | 1374.8977 | 390.321 | 1374.8977
2714 | 385.6529 | 1316.7205 | 385.6529 | 1316.7205
2715 | 392.7212 | 1238.5632 | 392.7212 | 1238.5632
2716 | 398.6122 | 1176.4463 | 398.6122 | 1176.4463
2717 | 416.99 | 1154.049 | 416.99 | 1154.049
2718 | 425.8466 | 1133.8122 | 425.8466 | 1133.8122
2719 | 408.9048 | 1115.3549 | 408.9048 | 1115.3549
2720 | 389.5793 | 1116.7088 | 389.5793 | 1116.7088
2721 | 372.3885 | 1144.1351 | 372.3885 | 1144.1351
2722 | 353.8686 | 1153.2264 | 353.8686 | 1153.2264
2723 | 332.6642 | 1147.664 | 332.6642 | 1147.664
2724 | 312.2019 | 1155.6376 | 312.2019 | 1155.6376
2725 | 299.369 | 1166.5307 | 299.369 | 1166.5307
2726 | 293.693 | 1180.3298 | 293.693 | 1180.3298
2727 | 287.6452 | 1205.412 | 287.6452 | 1205.412
2728 | 290.4674 | 1245.2309 | 290.4674 | 1245.2309
2729 | 294.573 | 1318.9774 | 294.573 | 1318.9774
2730 | 308.4102 | 1343.3711 | 308.4102 | 1343.3711
2731 | 328.0538 | 1330.3941 | 328.0538 | 1330.3941
2732 | 349.2246 | 1315.6229 | 349.2246 | 1315.6229
2733 | 372.5026 | 1330.4489 | 372.5026 | 1330.4489
2734 | 387.9291 | 1352.7489 | 387.9291 | 1352.7489
2735 | 409.8961 | 1385.7114 | 409.8961 | 1385.7114
2736 | 407.8264 | 1431.2934 | 407.8264 | 1431.2934
2737 | 385.5562 | 1450.1768 | 385.5562 | 1450.1768
2738 | 381.9353 | 1449.2987 | 381.9353 | 1449.2987
2739 | 389.1083 | 1443.753 | 389.1083 | 1443.753
2740 | 394.385 | 1460.3729 | 394.385 | 1460.3729
2741 | 412.0622 | 1482.0366 | 412.0622 | 1482.0366
2742 | 415.1917 | 1486.9916 | 415.1917 | 1486.9916
2743 | 396.6219 | 1492.6394 | 396.6219 | 1492.6394
2744 | 383.2363 | 1522.1489 | 383.2363 | 1522.1489
2745 | 367.7672 | 1549.3777 | 367.7672 | 1549.3777
2746 | 352.1795 | 1548.7874 | 352.1795 | 1548.7874
2747 | 332.6548 | 1523.9607 | 332.6548 | 1523.9607
2748 | 312.6583 | 1498.9379 | 312.6583 | 1498.9379
2749 | 299.1305 | 1508.6454 | 299.1305 | 1508.6454
2750 | 291.885 | 1524.5192 | 291.885 | 1524.5192
2751 | 288.1906 | 1531.325 | 288.1906 | 1531.325
2752 | 288.4104 | 1552.4724 | 288.4104 | 1552.4724
2753 | 294.0437 | 1624.1442 | 294.0437 | 1624.1442
2754 | 306.0261 | 1658.4171 | 306.0261 | 1658.4171
2755 | 321.3155 | 1659.0732 | 321.3155 | 1659.0732
2756 | 337.2017 | 1642.6226 | 337.2017 | 1642.6226
2757 | 356.2245 | 1650.5332 | 356.2245 | 1650.5332
2758 | 374.6671 | 1651.7906 | 374.6671 | 1651.7906
2759 | 394.7178 | 1655.2144 | 394.7178 | 1655.2144
2760 | 391.3819 | 1657.1306 | 391.3819 | 1657.1306
2761 | 375.1947 | 1635.7072 | 375.1947 | 1635.7072
2762 | 376.9055 | 1613.6876 | 376.9055 | 1613.6876
2763 | 377.6674 | 1611.8961 | 377.6674 | 1611.8961
2764 | 389.1484 | 1638.1975 | 389.1484 | 1638.1975
2765 | 411.2295 | 1676.0631 | 411.2295 | 1676.0631
2766 | 409.679 | 1691.7863 | 409.679 | 1691.7863
2767 | 391.3065 | 1712.4504 | 391.3065 | 1712.4504
2768 | 377.5128 | 1745.3188 | 377.5128 | 1745.3188
2769 | 363.918 | 1756.9385 | 363.918 | 1756.9385
2770 | 350.0405 | 1740.0476 | 350.0405 | 1740.0476
2771 | 332.4872 | 1719.7653 | 332.4872 | 1719.7653
2772 | 313.6727 | 1711.0432 | 313.6727 | 1711.0432
2773 | 299.035 | 1710.2788 | 299.035 | 1710.2788
2774 | 291.7775 | 1707.0858 | 291.7775 | 1707.0858
2775 | 287.7436 | 1715.1759 | 287.7436 | 1715.1759
2776 | 288.9626 | 1739.6821 | 288.9626 | 1739.6821
2777 | 293.2684 | 1804.8338 | 293.2684 | 1804.8338
2778 | 305.0137 | 1828.3384 | 305.0137 | 1828.3384
2779 | 321.4702 | 1817.8311 | 321.4702 | 1817.8311
2780 | 338.0873 | 1793.1808 | 338.0873 | 1793.1808
2781 | 352.1622 | 1785.5811 | 352.1622 | 1785.5811
2782 | 366.4563 | 1780.1207 | 366.4563 | 1780.1207
2783 | 389.4386 | 1773.9618 | 389.4386 | 1773.9618
2784 | 386.5118 | 1764.2205 | 386.5118 | 1764.2205
2785 | 373.3179 | 1712.2705 | 373.3179 | 1712.2705
2786 | 372.1665 | 1652.9078 | 372.1665 | 1652.9078
2787 | 377.2175 | 1601.4242 | 377.2175 | 1601.4242
2788 | 386.0005 | 1584.6525 | 386.0005 | 1584.6525
2789 | 407.8383 | 1591.6952 | 407.8383 | 1591.6952
2790 | 414.205 | 1586.9686 | 414.205 | 1586.9686
2791 | 393.2792 | 1578.9831 | 393.2792 | 1578.9831
2792 | 381.1396 | 1600.2929 | 381.1396 | 1600.2929
2793 | 367.6704 | 1672.9658 | 367.6704 | 1672.9658
2794 | 351.5283 | 1674.6477 | 351.5283 | 1674.6477
2795 | 330.3759 | 1660.8856 | 330.3759 | 1660.8856
2796 | 310.6212 | 1680.1214 | 310.6212 | 1680.1214
2797 | 298.933 | 1706.8211 | 298.933 | 1706.8211
2798 | 293.004 | 1725.6586 | 293.004 | 1725.6586
2799 | 289.5514 | 1724.2647 | 289.5514 | 1724.2647
2800 | 290.4928 | 1726.6417 | 290.4928 | 1726.6417
2801 | 296.3171 | 1799.1039 | 296.3171 | 1799.1039
2802 | 306.6168 | 1822.9048 | 306.6168 | 1822.9048
2803 | 325.0313 | 1800.0486 | 325.0313 | 1800.0486
2804 | 348.7534 | 1765.0252 | 348.7534 | 1765.0252
2805 | 365.2275 | 1741.4213 | 365.2275 | 1741.4213
2806 | 376.9463 | 1717.6845 | 376.9463 | 1717.6845
2807 | 398.5227 | 1684.7531 | 398.5227 | 1684.7531
2808 | 391.8376 | 1652.8826 | 391.8376 | 1652.8826
2809 | 373.4328 | 1599.8459 | 373.4328 | 1599.8459
2810 | 371.9249 | 1538.3098 | 371.9249 | 1538.3098
2811 | 377.7674 | 1455.7068 | 377.7674 | 1455.7068
2812 | 390.6568 | 1388.8479 | 390.6568 | 1388.8479
2813 | 412.3161 | 1334.1458 | 412.3161 | 1334.1458
2814 | 416.54 | 1291.6809 | 416.54 | 1291.6809
2815 | 396.1381 | 1273.3224 | 396.1381 | 1273.3224
2816 | 383.8248 | 1301.0536 | 383.8248 | 1301.0536
2817 | 368.4923 | 1332.8268 | 368.4923 | 1332.8268
2818 | 349.3613 | 1344.1903 | 349.3613 | 1344.1903
2819 | 324.8678 | 1357.5959 | 324.8678 | 1357.5959
2820 | 305.2886 | 1370.4102 | 305.2886 | 1370.4102
2821 | 294.8338 | 1386.0453 | 294.8338 | 1386.0453
2822 | 289.1314 | 1395.9915 | 289.1314 | 1395.9915
2823 | 285.8806 | 1429.0759 | 285.8806 | 1429.0759
2824 | 290.2661 | 1495.3709 | 290.2661 | 1495.3709
2825 | 295.9226 | 1603.0028 | 295.9226 | 1603.0028
2826 | 312.5692 | 1660.7881 | 312.5692 | 1660.7881
2827 | 340.1255 | 1681.4001 | 340.1255 | 1681.4001
2828 | 369.8244 | 1691.6231 | 369.8244 | 1691.6231
2829 | 391.2364 | 1702.8927 | 391.2364 | 1702.8927
2830 | 404.0196 | 1690.3192 | 404.0196 | 1690.3192
2831 | 426.7043 | 1679.9123 | 426.7043 | 1679.9123
2832 | 414.2477 | 1669.9735 | 414.2477 | 1669.9735
2833 | 390.1391 | 1641.3383 | 390.1391 | 1641.3383
2834 | 390.0421 | 1593.3366 | 390.0421 | 1593.3366
2835 | 397.5432 | 1537.5061 | 397.5432 | 1537.5061
2836 | 406.7495 | 1524.7849 | 406.7495 | 1524.7849
2837 | 428.0064 | 1533.2106 | 428.0064 | 1533.2106
2838 | 431.8852 | 1552.3916 | 431.8852 | 1552.3916
2839 | 414.163 | 1568.7088 | 414.163 | 1568.7088
2840 | 395.2632 | 1599.799 | 395.2632 | 1599.799
2841 | 377.6876 | 1645.0078 | 377.6876 | 1645.0078
2842 | 359.1338 | 1658.3471 | 359.1338 | 1658.3471
2843 | 334.3137 | 1646.5609 | 334.3137 | 1646.5609
2844 | 309.9953 | 1642.0867 | 309.9953 | 1642.0867
2845 | 298.4752 | 1647.4474 | 298.4752 | 1647.4474
2846 | 291.5472 | 1642.6737 | 291.5472 | 1642.6737
2847 | 289.7913 | 1661.9273 | 289.7913 | 1661.9273
2848 | 292.8691 | 1700.9559 | 292.8691 | 1700.9559
2849 | 299.646 | 1777.8637 | 299.646 | 1777.8637
2850 | 314.334 | 1813.816 | 314.334 | 1813.816
2851 | 343.6796 | 1826.1296 | 343.6796 | 1826.1296
2852 | 372.4879 | 1822.3242 | 372.4879 | 1822.3242
2853 | 390.3202 | 1815.5149 | 390.3202 | 1815.5149
2854 | 406.4496 | 1812.9194 | 406.4496 | 1812.9194
2855 | 429.3782 | 1800.3391 | 429.3782 | 1800.3391
2856 | 416.527 | 1796.229 | 416.527 | 1796.229
2857 | 398.6657 | 1765.124 | 398.6657 | 1765.124
2858 | 398.0298 | 1734.4108 | 398.0298 | 1734.4108
2859 | 403.4929 | 1709.1068 | 403.4929 | 1709.1068
2860 | 413.2119 | 1719.7992 | 413.2119 | 1719.7992
2861 | 433.6863 | 1745.5134 | 433.6863 | 1745.5134
2862 | 441.4139 | 1761.8294 | 441.4139 | 1761.8294
2863 | 421.5197 | 1780.0237 | 421.5197 | 1780.0237
2864 | 401.5897 | 1800.7408 | 401.5897 | 1800.7408
2865 | 383.8928 | 1799.6164 | 383.8928 | 1799.6164
2866 | 367.1285 | 1769.8827 | 367.1285 | 1769.8827
2867 | 340.9147 | 1745.2535 | 340.9147 | 1745.2535
2868 | 318.4457 | 1742.4588 | 318.4457 | 1742.4588
2869 | 307.6213 | 1759.7733 | 307.6213 | 1759.7733
2870 | 298.61 | 1767.0522 | 298.61 | 1767.0522
2871 | 296.4257 | 1778.6 | 296.4257 | 1778.6
2872 | 300.4943 | 1807.4531 | 300.4943 | 1807.4531
2873 | 303.4475 | 1875.4696 | 303.4475 | 1875.4696
2874 | 321.9147 | 1906.0872 | 321.9147 | 1906.0872
2875 | 349.8102 | 1904.6688 | 349.8102 | 1904.6688
2876 | 383.769 | 1893.948 | 383.769 | 1893.948
2877 | 395.0648 | 1880.7173 | 395.0648 | 1880.7173
2878 | 411.3153 | 1864.4886 | 411.3153 | 1864.4886
2879 | 432.6508 | 1842.3255 | 432.6508 | 1842.3255
2880 | 420.6841 | 1816.58 | 420.6841 | 1816.58
2881 | 400.2074 | 1779.0536 | 400.2074 | 1779.0536
2882 | 399.1842 | 1734.9047 | 399.1842 | 1734.9047
2883 | 403.5917 | 1699.9192 | 403.5917 | 1699.9192
2884 | 414.6865 | 1702.5107 | 414.6865 | 1702.5107
2885 | 438.0941 | 1720.8156 | 438.0941 | 1720.8156
2886 | 443.7541 | 1725.573 | 443.7541 | 1725.573
2887 | 422.4996 | 1741.6927 | 422.4996 | 1741.6927
2888 | 407.4085 | 1794.4181 | 407.4085 | 1794.4181
2889 | 393.3003 | 1832.3164 | 393.3003 | 1832.3164
2890 | 371.4484 | 1809.3992 | 371.4484 | 1809.3992
2891 | 347.5518 | 1776.5704 | 347.5518 | 1776.5704
2892 | 321.701 | 1742.4588 | 321.701 | 1742.4588
2893 | 306.9621 | 1740.6078 | 306.9621 | 1740.6078
2894 | 298.8817 | 1753.4189 | 298.8817 | 1753.4189
2895 | 296.6627 | 1793.3199 | 296.6627 | 1793.3199
2896 | 297.9471 | 1844.0059 | 297.9471 | 1844.0059
2897 | 304.2014 | 1921.9016 | 304.2014 | 1921.9016
2898 | 317.3338 | 1967.8319 | 317.3338 | 1967.8319
2899 | 339.1639 | 1986.7644 | 339.1639 | 1986.7644
2900 | 363.1553 | 1983.2555 | 363.1553 | 1983.2555
2901 | 382.2464 | 1977.7305 | 382.2464 | 1977.7305
2902 | 395.3918 | 1957.6489 | 395.3918 | 1957.6489
2903 | 418.9392 | 1932.7196 | 418.9392 | 1932.7196
2904 | 407.3256 | 1914.9763 | 407.3256 | 1914.9763
2905 | 385.4004 | 1880.6112 | 385.4004 | 1880.6112
2906 | 381.3112 | 1845.5512 | 381.3112 | 1845.5512
2907 | 385.3486 | 1829.2372 | 385.3486 | 1829.2372
2908 | 389.9917 | 1857.7121 | 389.9917 | 1857.7121
2909 | 403.8822 | 1890.0453 | 403.8822 | 1890.0453
2910 | 398.3345 | 1901.6193 | 398.3345 | 1901.6193
2911 | 388.4716 | 1905.2913 | 388.4716 | 1905.2913
2912 | 373.2955 | 1927.6878 | 373.2955 | 1927.6878
2913 | 364.5379 | 1957.1888 | 364.5379 | 1957.1888
2914 | 352.1772 | 1947.1145 | 352.1772 | 1947.1145
2915 | 336.6127 | 1932.9573 | 336.6127 | 1932.9573
2916 | 325.9662 | 2611.2503 | 325.9662 | 2611.2503
2917 | 313.0591 | 2608.7474 | 313.0591 | 2608.7474
2918 | 302.9408 | 2607.7773 | 302.9408 | 2607.7773
2919 | 304.8388 | 2609.0219 | 304.8388 | 2609.0219
2920 | 304.0258 | 2622.2506 | 304.0258 | 2622.2506
2921 | 307.5772 | 2667.7754 | 307.5772 | 2667.7754
2922 | 319.0867 | 2749.1348 | 319.0867 | 2749.1348
2923 | 336.0266 | 2793.1823 | 336.0266 | 2793.1823
2924 | 360.3261 | 2806.6713 | 360.3261 | 2806.6713
2925 | 372.5184 | 2806.0676 | 372.5184 | 2806.0676
2926 | 388.9947 | 2827.3808 | 388.9947 | 2827.3808
2927 | 411.8277 | 2855.6057 | 411.8277 | 2855.6057
2928 | 409.7976 | 2860.8041 | 409.7976 | 2860.8041
2929 | 396.0846 | 2863.2239 | 396.0846 | 2863.2239
2930 | 394.3757 | 2808.0112 | 394.3757 | 2808.0112
2931 | 398.43 | 2772.4238 | 398.43 | 2772.4238
2932 | 417.5832 | 2744.9008 | 417.5832 | 2744.9008
2933 | 435.435 | 2743.7551 | 435.435 | 2743.7551
2934 | 423.1781 | 2735.7006 | 423.1781 | 2735.7006
2935 | 412.539 | 2727.508 | 412.539 | 2727.508
2936 | 397.6648 | 2750.2967 | 397.6648 | 2750.2967
2937 | 379.5388 | 2784.6617 | 379.5388 | 2784.6617
2938 | 362.9761 | 2793.0877 | 362.9761 | 2793.0877
2939 | 343.0256 | 2771.7508 | 343.0256 | 2771.7508
2940 | 324.5862 | 2753.8313 | 324.5862 | 2753.8313
2941 | 311.0267 | 2746.9228 | 311.0267 | 2746.9228
2942 | 303.5472 | 2753.2953 | 303.5472 | 2753.2953
2943 | 301.3249 | 2756.2755 | 301.3249 | 2756.2755
2944 | 302.8726 | 2757.8894 | 302.8726 | 2757.8894
2945 | 311.4295 | 2791.3989 | 311.4295 | 2791.3989
2946 | 323.0369 | 2857.272 | 323.0369 | 2857.272
2947 | 335.9153 | 2890.2389 | 335.9153 | 2890.2389
2948 | 353.4022 | 2901.1912 | 353.4022 | 2901.1912
2949 | 369.1852 | 2887.2373 | 369.1852 | 2887.2373
2950 | 391.4714 | 2883.986 | 391.4714 | 2883.986
2951 | 407.0482 | 2888.9814 | 407.0482 | 2888.9814
2952 | 400.0561 | 2882.4316 | 400.0561 | 2882.4316
2953 | 389.0962 | 2869.098 | 389.0962 | 2869.098
2954 | 386.9197 | 2791.7238 | 386.9197 | 2791.7238
2955 | 398.7183 | 2713.4156 | 398.7183 | 2713.4156
2956 | 417.2169 | 2688.2956 | 417.2169 | 2688.2956
2957 | 441.4288 | 2695.6941 | 441.4288 | 2695.6941
2958 | 426.491 | 2711.0026 | 426.491 | 2711.0026
2959 | 406.9855 | 2732.4476 | 406.9855 | 2732.4476
2960 | 391.7328 | 2756.7048 | 391.7328 | 2756.7048
2961 | 381.6685 | 2789.4678 | 381.6685 | 2789.4678
2962 | 362.2539 | 2815.7832 | 362.2539 | 2815.7832
2963 | 340.388 | 2808.9981 | 340.388 | 2808.9981
2964 | 320.8333 | 2800.8243 | 320.8333 | 2800.8243
2965 | 306.6558 | 2804.4625 | 306.6558 | 2804.4625
2966 | 301.7975 | 2814.9736 | 301.7975 | 2814.9736
2967 | 299.7331 | 2814.4827 | 299.7331 | 2814.4827
2968 | 299.9307 | 2803.9479 | 299.9307 | 2803.9479
2969 | 308.9898 | 2820.9031 | 308.9898 | 2820.9031
2970 | 318.7352 | 2873.8263 | 318.7352 | 2873.8263
2971 | 337.4762 | 2898.3825 | 337.4762 | 2898.3825
2972 | 361.4184 | 2914.8085 | 361.4184 | 2914.8085
2973 | 376.0261 | 2915.2729 | 376.0261 | 2915.2729
2974 | 388.8882 | 2920.1652 | 388.8882 | 2920.1652
2975 | 400.7996 | 2922.4906 | 400.7996 | 2922.4906
2976 | 404.0422 | 2908.9986 | 404.0422 | 2908.9986
2977 | 386.5319 | 2913.0204 | 386.5319 | 2913.0204
2978 | 387.4282 | 2854.8706 | 387.4282 | 2854.8706
2979 | 395.6653 | 2788.1771 | 395.6653 | 2788.1771
2980 | 424.7625 | 2755.047 | 424.7625 | 2755.047
2981 | 441.5079 | 2752.4327 | 441.5079 | 2752.4327
2982 | 427.1683 | 2761.6002 | 427.1683 | 2761.6002
2983 | 410.4003 | 2756.3446 | 410.4003 | 2756.3446
2984 | 394.2844 | 2756.0373 | 394.2844 | 2756.0373
2985 | 378.7291 | 2757.0267 | 378.7291 | 2757.0267
2986 | 366.3796 | 2758.11 | 366.3796 | 2758.11
2987 | 343.3405 | 2733.569 | 343.3405 | 2733.569
2988 | 320.5518 | 2711.3774 | 320.5518 | 2711.3774
2989 | 308.0513 | 2701.3983 | 308.0513 | 2701.3983
2990 | 302.2607 | 2703.7658 | 302.2607 | 2703.7658
2991 | 300.3001 | 2710.0835 | 300.3001 | 2710.0835
2992 | 303.5342 | 2721.9772 | 303.5342 | 2721.9772
2993 | 313.3567 | 2762.4288 | 313.3567 | 2762.4288
2994 | 327.4797 | 2820.9593 | 327.4797 | 2820.9593
2995 | 344.6708 | 2823.354 | 344.6708 | 2823.354
2996 | 374.3263 | 2798.5276 | 374.3263 | 2798.5276
2997 | 394.4675 | 2758.8077 | 394.4675 | 2758.8077
2998 | 407.0733 | 2742.74 | 407.0733 | 2742.74
2999 | 433.8133 | 2737.9897 | 433.8133 | 2737.9897
3000 | 428.0477 | 2721.1602 | 428.0477 | 2721.1602
3001 | 403.4597 | 2697.1465 | 403.4597 | 2697.1465
3002 | 403.183 | 2614.4321 | 403.183 | 2614.4321
3003 | 417.0616 | 2557.2173 | 417.0616 | 2557.2173
3004 | 438.4544 | 2526.8907 | 438.4544 | 2526.8907
3005 | 456.6122 | 2534.8232 | 456.6122 | 2534.8232
3006 | 448.4755 | 2556.9404 | 448.4755 | 2556.9404
3007 | 425.205 | 2579.854 | 425.205 | 2579.854
3008 | 408.9774 | 2611.8543 | 408.9774 | 2611.8543
3009 | 394.7093 | 2645.6854 | 394.7093 | 2645.6854
3010 | 375.1086 | 2668.1291 | 375.1086 | 2668.1291
3011 | 349.3349 | 2637.5805 | 349.3349 | 2637.5805
3012 | 330.3969 | 2600.7036 | 330.3969 | 2600.7036
3013 | 313.1347 | 2579.9108 | 313.1347 | 2579.9108
3014 | 307.9141 | 2582.5453 | 307.9141 | 2582.5453
3015 | 305.8727 | 2585.659 | 305.8727 | 2585.659
3016 | 306.493 | 2597.6861 | 306.493 | 2597.6861
3017 | 315.3673 | 2659.6317 | 315.3673 | 2659.6317
3018 | 328.6875 | 2757.4119 | 328.6875 | 2757.4119
3019 | 348.4076 | 2825.8905 | 348.4076 | 2825.8905
3020 | 376.5229 | 2868.6166 | 376.5229 | 2868.6166
3021 | 392.7447 | 2896.0485 | 392.7447 | 2896.0485
3022 | 407.9896 | 2943.6617 | 407.9896 | 2943.6617
3023 | 432.9975 | 2979.0957 | 432.9975 | 2979.0957
3024 | 429.7366 | 2984.8282 | 429.7366 | 2984.8282
3025 | 410.1282 | 2977.2353 | 410.1282 | 2977.2353
3026 | 408.3044 | 2878.6341 | 408.3044 | 2878.6341
3027 | 418.8559 | 2757.4715 | 418.8559 | 2757.4715
3028 | 445.4002 | 2655.3204 | 445.4002 | 2655.3204
3029 | 454.5978 | 2594.766 | 454.5978 | 2594.766
3030 | 450.571 | 2557.2074 | 450.571 | 2557.2074
3031 | 429.9713 | 2555.957 | 429.9713 | 2555.957
3032 | 408.4663 | 2620.1315 | 408.4663 | 2620.1315
3033 | 393.9343 | 2721.3814 | 393.9343 | 2721.3814
3034 | 379.8782 | 2788.6821 | 379.8782 | 2788.6821
3035 | 352.2394 | 2812.3357 | 352.2394 | 2812.3357
3036 | 327.8758 | 2828.4593 | 327.8758 | 2828.4593
3037 | 313.9791 | 2852.924 | 313.9791 | 2852.924
3038 | 308.3462 | 2885.7301 | 308.3462 | 2885.7301
3039 | 304.6378 | 2911.0052 | 304.6378 | 2911.0052
3040 | 309.0239 | 2938.7857 | 309.0239 | 2938.7857
3041 | 315.7259 | 2994.7237 | 315.7259 | 2994.7237
3042 | 326.4052 | 3072.4785 | 326.4052 | 3072.4785
3043 | 343.6174 | 3104.5108 | 343.6174 | 3104.5108
3044 | 370.4907 | 3106.652 | 370.4907 | 3106.652
3045 | 390.4004 | 3085.6224 | 390.4004 | 3085.6224
3046 | 405.4278 | 3070.0888 | 405.4278 | 3070.0888
3047 | 428.3653 | 3052.6557 | 428.3653 | 3052.6557
3048 | 423.5841 | 3024.078 | 423.5841 | 3024.078
3049 | 405.9577 | 3025.5633 | 405.9577 | 3025.5633
3050 | 408.4934 | 2977.1592 | 408.4934 | 2977.1592
3051 | 419.4493 | 2934.3626 | 419.4493 | 2934.3626
3052 | 446.0669 | 2907.6406 | 446.0669 | 2907.6406
3053 | 456.9908 | 2905.8274 | 456.9908 | 2905.8274
3054 | 448.3633 | 2914.4608 | 448.3633 | 2914.4608
3055 | 432.6172 | 2925.0921 | 432.6172 | 2925.0921
3056 | 414.0243 | 2952.8204 | 414.0243 | 2952.8204
3057 | 395.4553 | 2985.7169 | 395.4553 | 2985.7169
3058 | 379.0221 | 3004.4226 | 379.0221 | 3004.4226
3059 | 351.8931 | 2994.1664 | 351.8931 | 2994.1664
3060 | 332.0691 | 2984.5241 | 332.0691 | 2984.5241
3061 | 317.0891 | 2992.5679 | 317.0891 | 2992.5679
3062 | 310.2282 | 3020.8349 | 310.2282 | 3020.8349
3063 | 308.1632 | 3062.9313 | 308.1632 | 3062.9313
3064 | 310.4663 | 3110.3367 | 310.4663 | 3110.3367
3065 | 316.9268 | 3169.3453 | 316.9268 | 3169.3453
3066 | 328.4118 | 3247.3671 | 328.4118 | 3247.3671
3067 | 345.2059 | 3280.0669 | 345.2059 | 3280.0669
3068 | 372.4046 | 3286.6137 | 372.4046 | 3286.6137
3069 | 388.1236 | 3266.6522 | 388.1236 | 3266.6522
3070 | 397.3878 | 3237.7683 | 397.3878 | 3237.7683
3071 | 420.2299 | 3203.2469 | 420.2299 | 3203.2469
3072 | 418.0022 | 3147.7016 | 418.0022 | 3147.7016
3073 | 400.3795 | 3115.6776 | 400.3795 | 3115.6776
3074 | 401.5799 | 3033.0968 | 401.5799 | 3033.0968
3075 | 409.838 | 2947.3124 | 409.838 | 2947.3124
3076 | 437.3255 | 2841.2897 | 437.3255 | 2841.2897
3077 | 448.3871 | 2809.5719 | 448.3871 | 2809.5719
3078 | 438.8001 | 2816.3363 | 438.8001 | 2816.3363
3079 | 421.5397 | 2804.1386 | 421.5397 | 2804.1386
3080 | 403.9833 | 2799.1587 | 403.9833 | 2799.1587
3081 | 390.5051 | 2801.4831 | 390.5051 | 2801.4831
3082 | 371.7244 | 2812.0451 | 371.7244 | 2812.0451
3083 | 347.9455 | 2807.9301 | 347.9455 | 2807.9301
3084 | 331.7787 | 2797.3532 | 331.7787 | 2797.3532
3085 | 317.863 | 2791.9132 | 317.863 | 2791.9132
3086 | 311.041 | 2802.9584 | 311.041 | 2802.9584
3087 | 309.8211 | 2824.8959 | 309.8211 | 2824.8959
3088 | 305.9951 | 2852.5429 | 305.9951 | 2852.5429
3089 | 312.2923 | 2914.7555 | 312.2923 | 2914.7555
3090 | 324.3457 | 3002.523 | 324.3457 | 3002.523
3091 | 338.6408 | 3051.9107 | 338.6408 | 3051.9107
3092 | 357.4027 | 3070.7397 | 357.4027 | 3070.7397
3093 | 372.9934 | 3057.1863 | 372.9934 | 3057.1863
3094 | 388.6251 | 3034.5771 | 388.6251 | 3034.5771
3095 | 408.0847 | 3021.2826 | 408.0847 | 3021.2826
3096 | 407.3786 | 2992.8384 | 407.3786 | 2992.8384
3097 | 388.6393 | 2998.5957 | 388.6393 | 2998.5957
3098 | 389.1843 | 2984.1013 | 389.1843 | 2984.1013
3099 | 396.437 | 2986.6957 | 396.437 | 2986.6957
3100 | 427.2128 | 3008.4352 | 427.2128 | 3008.4352
3101 | 436.6339 | 3053.882 | 436.6339 | 3053.882
3102 | 423.2515 | 3099.2287 | 423.2515 | 3099.2287
3103 | 405.5525 | 3130.8199 | 405.5525 | 3130.8199
3104 | 394.7588 | 3155.6111 | 394.7588 | 3155.6111
3105 | 381.4111 | 3172.2203 | 381.4111 | 3172.2203
3106 | 366.0475 | 3187.0544 | 366.0475 | 3187.0544
3107 | 344.6644 | 3185.0754 | 344.6644 | 3185.0754
3108 | 325.8845 | 3186.1132 | 325.8845 | 3186.1132
3109 | 312.8209 | 3203.2352 | 312.8209 | 3203.2352
3110 | 307.0567 | 3205.8697 | 307.0567 | 3205.8697
3111 | 304.6007 | 3200.1722 | 304.6007 | 3200.1722
3112 | 304.1965 | 3208.5947 | 304.1965 | 3208.5947
3113 | 309.6652 | 3237.0312 | 309.6652 | 3237.0312
3114 | 321.2598 | 3253.1077 | 321.2598 | 3253.1077
3115 | 332.4508 | 3214.1166 | 332.4508 | 3214.1166
3116 | 350.88 | 3174.0709 | 350.88 | 3174.0709
3117 | 367.0978 | 3145.4317 | 367.0978 | 3145.4317
3118 | 380.0964 | 3125.092 | 380.0964 | 3125.092
3119 | 397.9887 | 3099.3817 | 397.9887 | 3099.3817
3120 | 397.9766 | 3050.9121 | 397.9766 | 3050.9121
3121 | 386.1515 | 3031.8379 | 386.1515 | 3031.8379
3122 | 386.058 | 2993.9805 | 386.058 | 2993.9805
3123 | 400.936 | 2987.0962 | 400.936 | 2987.0962
3124 | 427.0116 | 3001.3596 | 427.0116 | 3001.3596
3125 | 439.129 | 3029.451 | 439.129 | 3029.451
3126 | 427.4489 | 3043.9585 | 427.4489 | 3043.9585
3127 | 410.3888 | 3035.2319 | 410.3888 | 3035.2319
3128 | 394.7075 | 3026.3804 | 394.7075 | 3026.3804
3129 | 382.7863 | 3026.4352 | 382.7863 | 3026.4352
3130 | 363.6065 | 3050.748 | 363.6065 | 3050.748
3131 | 343.2569 | 3066.5249 | 343.2569 | 3066.5249
3132 | 325.2086 | 3067.1623 | 325.2086 | 3067.1623
3133 | 310.0223 | 3082.1482 | 310.0223 | 3082.1482
3134 | 305.5682 | 3120.2944 | 305.5682 | 3120.2944
3135 | 303.8405 | 3169.4665 | 303.8405 | 3169.4665
3136 | 305.5378 | 3236.4968 | 305.5378 | 3236.4968
3137 | 311.5393 | 3328.7476 | 311.5393 | 3328.7476
3138 | 319.9361 | 3438.9435 | 319.9361 | 3438.9435
3139 | 334.7117 | 3497.0089 | 334.7117 | 3497.0089
3140 | 349.8383 | 3513.0344 | 349.8383 | 3513.0344
3141 | 370.7263 | 3496.8109 | 370.7263 | 3496.8109
3142 | 384.0609 | 3482.2118 | 384.0609 | 3482.2118
3143 | 405.206 | 3472.7889 | 405.206 | 3472.7889
3144 | 402.5558 | 3445.2792 | 402.5558 | 3445.2792
3145 | 393.2585 | 3454.3741 | 393.2585 | 3454.3741
3146 | 390.5182 | 3426.3959 | 390.5182 | 3426.3959
3147 | 400.9449 | 3360.7705 | 400.9449 | 3360.7705
3148 | 431.7832 | 3288.3905 | 431.7832 | 3288.3905
3149 | 441.7641 | 3217.1559 | 441.7641 | 3217.1559
3150 | 424.6522 | 3161.1739 | 424.6522 | 3161.1739
3151 | 410.7887 | 3144.4372 | 410.7887 | 3144.4372
3152 | 394.4338 | 3165.6238 | 394.4338 | 3165.6238
3153 | 384.483 | 3166.0791 | 384.483 | 3166.0791
3154 | 366.4238 | 3116.1644 | 366.4238 | 3116.1644
3155 | 343.6493 | 3004.3126 | 343.6493 | 3004.3126
3156 | 327.0329 | 2891.0721 | 327.0329 | 2891.0721
3157 | 314.6352 | 2842.7778 | 314.6352 | 2842.7778
3158 | 303.7811 | 2869.5762 | 303.7811 | 2869.5762
3159 | 303.4934 | 2941.7108 | 303.4934 | 2941.7108
3160 | 304.9775 | 3044.6533 | 304.9775 | 3044.6533
3161 | 312.5196 | 3168.2772 | 312.5196 | 3168.2772
3162 | 324.6488 | 3291.423 | 324.6488 | 3291.423
3163 | 339.7605 | 3353.6269 | 339.7605 | 3353.6269
3164 | 355.469 | 3380.1991 | 355.469 | 3380.1991
3165 | 375.8898 | 3377.7265 | 375.8898 | 3377.7265
3166 | 395.8829 | 3371.6716 | 395.8829 | 3371.6716
3167 | 415.5778 | 3360.6466 | 415.5778 | 3360.6466
3168 | 416.8199 | 3339.1445 | 416.8199 | 3339.1445
3169 | 395.2268 | 3357.0506 | 395.2268 | 3357.0506
3170 | 393.9556 | 3301.3039 | 393.9556 | 3301.3039
3171 | 410.5735 | 3222.0611 | 410.5735 | 3222.0611
3172 | 436.3914 | 3167.8375 | 436.3914 | 3167.8375
3173 | 448.3691 | 3160.1502 | 448.3691 | 3160.1502
3174 | 433.1936 | 3180.5318 | 433.1936 | 3180.5318
3175 | 419.1679 | 3217.0627 | 419.1679 | 3217.0627
3176 | 401.9799 | 3272.693 | 401.9799 | 3272.693
3177 | 390.6069 | 3335.2271 | 390.6069 | 3335.2271
3178 | 373.3177 | 3344.3206 | 373.3177 | 3344.3206
3179 | 350.8657 | 3273.4542 | 350.8657 | 3273.4542
3180 | 330.083 | 3172.3624 | 330.083 | 3172.3624
3181 | 317.8906 | 3057.9842 | 317.8906 | 3057.9842
3182 | 306.3036 | 2948.7434 | 306.3036 | 2948.7434
3183 | 307.1573 | 2851.0624 | 307.1573 | 2851.0624
3184 | 310.0269 | 2827.1773 | 310.0269 | 2827.1773
3185 | 316.1349 | 2890.0575 | 316.1349 | 2890.0575
3186 | 327.4639 | 3002.3895 | 327.4639 | 3002.3895
3187 | 348.859 | 3043.767 | 348.859 | 3043.767
3188 | 373.5908 | 3046.5757 | 373.5908 | 3046.5757
3189 | 395.494 | 3052.1132 | 395.494 | 3052.1132
3190 | 407.2804 | 3066.8848 | 407.2804 | 3066.8848
3191 | 425.4041 | 3080.8248 | 425.4041 | 3080.8248
3192 | 412.2908 | 3068.4009 | 412.2908 | 3068.4009
3193 | 408.0193 | 3088.7101 | 408.0193 | 3088.7101
3194 | 409.8647 | 3055.6588 | 409.8647 | 3055.6588
3195 | 423.7971 | 2992.4363 | 423.7971 | 2992.4363
3196 | 450.0072 | 2936.6107 | 450.0072 | 2936.6107
3197 | 460.342 | 2950.6844 | 460.342 | 2950.6844
3198 | 455.2778 | 2990.2904 | 455.2778 | 2990.2904
3199 | 434.7546 | 3034.0304 | 434.7546 | 3034.0304
3200 | 422.1322 | 3081.7841 | 422.1322 | 3081.7841
3201 | 402.6569 | 3101.5973 | 402.6569 | 3101.5973
3202 | 386.4579 | 3099.7435 | 386.4579 | 3099.7435
3203 | 355.2693 | 3071.865 | 355.2693 | 3071.865
3204 | 335.5696 | 3044.4668 | 335.5696 | 3044.4668
3205 | 318.5979 | 3031.2837 | 318.5979 | 3031.2837
3206 | 312.6605 | 3034.4521 | 312.6605 | 3034.4521
3207 | 307.992 | 3039.7018 | 307.992 | 3039.7018
3208 | 310.2771 | 3048.3914 | 310.2771 | 3048.3914
3209 | 316.1203 | 3090.1781 | 316.1203 | 3090.1781
3210 | 330.7486 | 3168.0664 | 330.7486 | 3168.0664
3211 | 349.4884 | 3214.7841 | 349.4884 | 3214.7841
3212 | 377.3947 | 3240.8223 | 377.3947 | 3240.8223
3213 | 396.4044 | 3224.0648 | 396.4044 | 3224.0648
3214 | 410.662 | 3189.1733 | 410.662 | 3189.1733
3215 | 434.318 | 3151.7148 | 434.318 | 3151.7148
3216 | 433.3844 | 3093.2324 | 433.3844 | 3093.2324
3217 | 407.8311 | 3077.7628 | 407.8311 | 3077.7628
3218 | 408.8875 | 3034.5653 | 408.8875 | 3034.5653
3219 | 421.4943 | 3013.3963 | 421.4943 | 3013.3963
3220 | 443.4029 | 3018.4479 | 443.4029 | 3018.4479
3221 | 457.9894 | 3055.8845 | 457.9894 | 3055.8845
3222 | 447.8312 | 3094.8231 | 447.8312 | 3094.8231
3223 | 432.4254 | 3117.2026 | 432.4254 | 3117.2026
3224 | 413.0847 | 3134.2506 | 413.0847 | 3134.2506
3225 | 402.212 | 3139.9126 | 402.212 | 3139.9126
3226 | 388.5325 | 3145.6685 | 388.5325 | 3145.6685
3227 | 363.2369 | 3123.3971 | 363.2369 | 3123.3971
3228 | 340.1885 | 3098.1349 | 340.1885 | 3098.1349
3229 | 322.9757 | 3089.0904 | 322.9757 | 3089.0904
3230 | 314.7758 | 3090.3898 | 314.7758 | 3090.3898
3231 | 310.762 | 3087.7628 | 310.762 | 3087.7628
3232 | 311.1043 | 3092.3138 | 311.1043 | 3092.3138
3233 | 315.2781 | 3134.6345 | 315.2781 | 3134.6345
3234 | 330.3522 | 3216.9284 | 330.3522 | 3216.9284
3235 | 352.1736 | 3272.5908 | 352.1736 | 3272.5908
3236 | 372.0492 | 3301.9665 | 372.0492 | 3301.9665
3237 | 390.4692 | 3281.204 | 390.4692 | 3281.204
3238 | 406.4207 | 3247.1135 | 406.4207 | 3247.1135
3239 | 426.6602 | 3220.7357 | 426.6602 | 3220.7357
3240 | 425.9926 | 3192.425 | 425.9926 | 3192.425
3241 | 403.2274 | 3212.2001 | 403.2274 | 3212.2001
3242 | 409.5525 | 3199.7083 | 409.5525 | 3199.7083
3243 | 424.3891 | 3188.2849 | 424.3891 | 3188.2849
3244 | 450.9137 | 3181.7218 | 450.9137 | 3181.7218
3245 | 454.6217 | 3190.5888 | 454.6217 | 3190.5888
3246 | 443.4863 | 3205.8974 | 443.4863 | 3205.8974
3247 | 428.1025 | 3221.8688 | 428.1025 | 3221.8688
3248 | 408.2196 | 3243.1889 | 408.2196 | 3243.1889
3249 | 397.5032 | 3245.6468 | 397.5032 | 3245.6468
3250 | 380.9444 | 3250.8687 | 380.9444 | 3250.8687
3251 | 359.0351 | 3240.6125 | 359.0351 | 3240.6125
3252 | 337.8686 | 3228.4336 | 337.8686 | 3228.4336
3253 | 325.6145 | 3226.7317 | 325.6145 | 3226.7317
3254 | 316.144 | 3230.0337 | 316.144 | 3230.0337
3255 | 311.0066 | 3229.5428 | 311.0066 | 3229.5428
3256 | 313.0331 | 3236.3633 | 313.0331 | 3236.3633
3257 | 316.6087 | 3273.4774 | 316.6087 | 3273.4774
3258 | 329.3427 | 3339.3505 | 329.3427 | 3339.3505
3259 | 343.9483 | 3363.7732 | 343.9483 | 3363.7732
3260 | 361.7222 | 3366.4484 | 361.7222 | 3366.4484
3261 | 378.7991 | 3365.1772 | 378.7991 | 3365.1772
3262 | 395.2367 | 3381.1503 | 395.2367 | 3381.1503
3263 | 416.1958 | 3390.5512 | 416.1958 | 3390.5512
3264 | 409.7604 | 3376.1248 | 409.7604 | 3376.1248
3265 | 397.2052 | 3388.6908 | 397.2052 | 3388.6908
3266 | 396.9479 | 3343.4907 | 396.9479 | 3343.4907
3267 | 413.0478 | 3273.1927 | 413.0478 | 3273.1927
3268 | 435.8938 | 3190.533 | 435.8938 | 3190.533
3269 | 444.2272 | 3125.84 | 444.2272 | 3125.84
3270 | 431.7328 | 3098.4276 | 431.7328 | 3098.4276
3271 | 416.303 | 3113.9985 | 416.303 | 3113.9985
3272 | 401.5439 | 3177.9061 | 401.5439 | 3177.9061
3273 | 387.6279 | 3250.8534 | 387.6279 | 3250.8534
3274 | 374.0241 | 3305.0708 | 374.0241 | 3305.0708
3275 | 354.0432 | 3318.5781 | 354.0432 | 3318.5781
3276 | 336.4158 | 3313.2079 | 336.4158 | 3313.2079
3277 | 323.6073 | 3295.2186 | 323.6073 | 3295.2186
3278 | 314.03 | 3273.2886 | 314.03 | 3273.2886
3279 | 311.7826 | 3245.6966 | 311.7826 | 3245.6966
3280 | 311.9805 | 3237.2978 | 311.9805 | 3237.2978
3281 | 317.177 | 3266.4018 | 317.177 | 3266.4018
3282 | 326.7907 | 3319.7256 | 326.7907 | 3319.7256
3283 | 339.0002 | 3326.1254 | 339.0002 | 3326.1254
3284 | 352.1627 | 3329.8686 | 352.1627 | 3329.8686
3285 | 364.6708 | 3344.8848 | 364.6708 | 3344.8848
3286 | 371.0365 | 3387.4249 | 371.0365 | 3387.4249
3287 | 411.9767 | 3424.3274 | 411.9767 | 3424.3274
3288 | 411.949 | 3429.6594 | 411.949 | 3429.6594
3289 | 403.102 | 3478.5381 | 403.102 | 3478.5381
3290 | 401.3698 | 3497.2859 | 401.3698 | 3497.2859
3291 | 415.4707 | 3501.0819 | 415.4707 | 3501.0819
3292 | 442.341 | 3489.3122 | 442.341 | 3489.3122
3293 | 449.3862 | 3476.0177 | 449.3862 | 3476.0177
3294 | 432.9501 | 3425.6429 | 432.9501 | 3425.6429
3295 | 418.7793 | 3367.3868 | 418.7793 | 3367.3868
3296 | 401.1356 | 3326.2276 | 401.1356 | 3326.2276
3297 | 387.1544 | 3266.4732 | 387.1544 | 3266.4732
3298 | 368.9479 | 3158.8853 | 368.9479 | 3158.8853
3299 | 345.0027 | 3026.7411 | 345.0027 | 3026.7411
3300 | 327.4792 | 3002.2799 | 327.4792 | 3002.2799
3301 | 313.5474 | 3080.4127 | 313.5474 | 3080.4127
3302 | 303.8647 | 3145.3929 | 303.8647 | 3145.3929
3303 | 303.2527 | 3180.1468 | 303.2527 | 3180.1468
3304 | 304.5495 | 3225.0156 | 304.5495 | 3225.0156
3305 | 307.9495 | 3328.3471 | 307.9495 | 3328.3471
3306 | 318.4298 | 3476.3243 | 318.4298 | 3476.3243
3307 | 337.8977 | 3541.1983 | 337.8977 | 3541.1983
3308 | 355.9247 | 3549.4806 | 355.9247 | 3549.4806
3309 | 374.1497 | 3518.7054 | 374.1497 | 3518.7054
3310 | 390.8931 | 3468.5946 | 390.8931 | 3468.5946
3311 | 414.8323 | 3392.8208 | 414.8323 | 3392.8208
3312 | 414.8356 | 3286.2774 | 414.8356 | 3286.2774
3313 | 400.4174 | 3193.7767 | 400.4174 | 3193.7767
3314 | 400.2615 | 3065.1375 | 400.2615 | 3065.1375
3315 | 418.5763 | 2950.116 | 418.5763 | 2950.116
3316 | 442.737 | 2850.1009 | 442.737 | 2850.1009
3317 | 447.8238 | 2774.1937 | 447.8238 | 2774.1937
3318 | 435.598 | 2706.597 | 435.598 | 2706.597
3319 | 417.265 | 2648.2074 | 417.265 | 2648.2074
3320 | 408.2396 | 2634.5498 | 408.2396 | 2634.5498
3321 | 394.4008 | 2632.2016 | 394.4008 | 2632.2016
3322 | 373.5097 | 2638.7585 | 373.5097 | 2638.7585
3323 | 349.2619 | 2628.5024 | 349.2619 | 2628.5024
3324 | 330.7069 | 2634.3463 | 330.7069 | 2634.3463
3325 | 320.4429 | 2671.7607 | 320.4429 | 2671.7607
3326 | 314.5162 | 2714.8465 | 314.5162 | 2714.8465
3327 | 311.3773 | 2743.0587 | 311.3773 | 2743.0587
3328 | 315.0712 | 2773.9097 | 315.0712 | 2773.9097
3329 | 320.9146 | 2826.3767 | 320.9146 | 2826.3767
3330 | 333.9017 | 2898.9249 | 333.9017 | 2898.9249
3331 | 355.9805 | 2937.2318 | 355.9805 | 2937.2318
3332 | 384.0756 | 2960.7335 | 384.0756 | 2960.7335
3333 | 402.1722 | 2959.1953 | 402.1722 | 2959.1953
3334 | 416.5686 | 2952.0724 | 416.5686 | 2952.0724
3335 | 443.7449 | 2937.3094 | 443.7449 | 2937.3094
3336 | 434.685 | 2905.7946 | 434.685 | 2905.7946
3337 | 419.6043 | 2917.0255 | 419.6043 | 2917.0255
3338 | 424.4298 | 2872.3595 | 424.4298 | 2872.3595
3339 | 440.7373 | 2790.8472 | 440.7373 | 2790.8472
3340 | 462.9762 | 2718.6007 | 462.9762 | 2718.6007
3341 | 470.7096 | 2717.188 | 470.7096 | 2717.188
3342 | 453.2289 | 2731.1615 | 453.2289 | 2731.1615
3343 | 434.3971 | 2752.6065 | 434.3971 | 2752.6065
3344 | 419.951 | 2818.3831 | 419.951 | 2818.3831
3345 | 404.4664 | 2883.1868 | 404.4664 | 2883.1868
3346 | 384.7744 | 2922.7189 | 384.7744 | 2922.7189
3347 | 358.4224 | 2925.1455 | 358.4224 | 2925.1455
3348 | 340.4631 | 2919.9087 | 340.4631 | 2919.9087
3349 | 329.4918 | 2924.7485 | 329.4918 | 2924.7485
3350 | 320.0116 | 2936.1941 | 320.0116 | 2936.1941
3351 | 317.5899 | 2946.3834 | 317.5899 | 2946.3834
3352 | 318.4098 | 2964.2847 | 318.4098 | 2964.2847
3353 | 323.347 | 3014.4821 | 323.347 | 3014.4821
3354 | 340.0689 | 3091.7029 | 340.0689 | 3091.7029
3355 | 358.2827 | 3125.7377 | 358.2827 | 3125.7377
3356 | 383.6883 | 3138.1586 | 383.6883 | 3138.1586
3357 | 400.4233 | 3120.3331 | 400.4233 | 3120.3331
3358 | 421.2929 | 3103.598 | 421.2929 | 3103.598
3359 | 444.9791 | 3106.5909 | 444.9791 | 3106.5909
3360 | 434.4305 | 3112.0563 | 434.4305 | 3112.0563
3361 | 416.9599 | 3200.1849 | 416.9599 | 3200.1849
3362 | 416.5359 | 3213.726 | 416.5359 | 3213.726
3363 | 435.0495 | 3136.2188 | 435.0495 | 3136.2188
3364 | 459.4218 | 3057.9647 | 459.4218 | 3057.9647
3365 | 464.4836 | 3031.4535 | 464.4836 | 3031.4535
3366 | 451.5527 | 3018.326 | 451.5527 | 3018.326
3367 | 435.512 | 3041.2395 | 435.512 | 3041.2395
3368 | 419.5542 | 3143.3288 | 419.5542 | 3143.3288
3369 | 399.0446 | 3226.6894 | 399.0446 | 3226.6894
3370 | 379.2329 | 3232.0448 | 379.2329 | 3232.0448
3371 | 353.5095 | 3180.2693 | 353.5095 | 3180.2693
3372 | 337.0089 | 3131.1101 | 337.0089 | 3131.1101
3373 | 324.412 | 3130.0757 | 324.412 | 3130.0757
3374 | 317.772 | 3168.0884 | 317.772 | 3168.0884
3375 | 314.2933 | 3206.8473 | 314.2933 | 3206.8473
3376 | 312.5205 | 3248.5121 | 312.5205 | 3248.5121
3377 | 315.9528 | 3321.1379 | 315.9528 | 3321.1379
3378 | 331.9276 | 3414.646 | 331.9276 | 3414.646
3379 | 354.1592 | 3466.0363 | 354.1592 | 3466.0363
3380 | 380.2901 | 3495.946 | 380.2901 | 3495.946
3381 | 398.179 | 3512.0303 | 398.179 | 3512.0303
3382 | 412.3514 | 3524.2652 | 412.3514 | 3524.2652
3383 | 443.9001 | 3533.7997 | 443.9001 | 3533.7997
3384 | 438.6843 | 3528.5849 | 438.6843 | 3528.5849
3385 | 421.3085 | 3530.2037 | 421.3085 | 3530.2037
3386 | 423.757 | 3431.3356 | 423.757 | 3431.3356
3387 | 447.1549 | 3323.6567 | 447.1549 | 3323.6567
3388 | 465.6742 | 3244.2011 | 465.6742 | 3244.2011
3389 | 470.9244 | 3209.6797 | 470.9244 | 3209.6797
3390 | 459.4516 | 3179.0633 | 459.4516 | 3179.0633
3391 | 437.5044 | 3169.9362 | 437.5044 | 3169.9362
3392 | 415.7385 | 3217.1559 | 415.7385 | 3217.1559
3393 | 402.8197 | 3278.4885 | 402.8197 | 3278.4885
3394 | 387.3901 | 3286.3804 | 387.3901 | 3286.3804
3395 | 359.8133 | 3220.1866 | 359.8133 | 3220.1866
3396 | 341.8545 | 3162.3497 | 341.8545 | 3162.3497
3397 | 323.2911 | 3131.6777 | 323.2911 | 3131.6777
3398 | 314.5267 | 3121.6294 | 314.5267 | 3121.6294
3399 | 312.6219 | 3134.3553 | 312.6219 | 3134.3553
3400 | 315.0352 | 3137.9718 | 315.0352 | 3137.9718
3401 | 319.5639 | 3146.3828 | 319.5639 | 3146.3828
3402 | 332.3673 | 3182.6182 | 332.3673 | 3182.6182
3403 | 350.578 | 3187.5495 | 350.578 | 3187.5495
3404 | 374.2767 | 3166.0607 | 374.2767 | 3166.0607
3405 | 388.9469 | 3091.2295 | 388.9469 | 3091.2295
3406 | 402.0617 | 2989.0526 | 402.0617 | 2989.0526
3407 | 430.6998 | 2891.6514 | 430.6998 | 2891.6514
3408 | 426.8668 | 2796.7228 | 426.8668 | 2796.7228
3409 | 414.8559 | 2756.5552 | 414.8559 | 2756.5552
3410 | 420.1815 | 2710.9546 | 420.1815 | 2710.9546
3411 | 438.7656 | 2699.5313 | 438.7656 | 2699.5313
3412 | 458.5886 | 2710.3235 | 458.5886 | 2710.3235
3413 | 462.9156 | 2746.4251 | 462.9156 | 2746.4251
3414 | 448.0195 | 2784.1621 | 448.0195 | 2784.1621
3415 | 428.9601 | 2816.5544 | 428.9601 | 2816.5544
3416 | 411.42 | 2848.6882 | 411.42 | 2848.6882
3417 | 402.2186 | 2855.1512 | 402.2186 | 2855.1512
3418 | 388.9771 | 2844.7533 | 388.9771 | 2844.7533
3419 | 366.5493 | 2811.4011 | 366.5493 | 2811.4011
3420 | 343.5392 | 2795.4841 | 343.5392 | 2795.4841
3421 | 328.6703 | 2810.3366 | 328.6703 | 2810.3366
3422 | 320.403 | 2824.7193 | 320.403 | 2824.7193
3423 | 318.1889 | 2828.634 | 318.1889 | 2828.634
3424 | 316.0884 | 2829.8474 | 316.0884 | 2829.8474
3425 | 320.666 | 2847.6036 | 320.666 | 2847.6036
3426 | 332.3964 | 2910.1391 | 332.3964 | 2910.1391
3427 | 346.6753 | 2955.7887 | 346.6753 | 2955.7887
3428 | 365.2915 | 2989.5701 | 365.2915 | 2989.5701
3429 | 380.122 | 2988.6994 | 380.122 | 2988.6994
3430 | 394.8185 | 2984.38 | 394.8185 | 2984.38
3431 | 417.8408 | 2976.2922 | 417.8408 | 2976.2922
3432 | 415.5889 | 2944.2433 | 415.5889 | 2944.2433
3433 | 404.6472 | 2916.091 | 404.6472 | 2916.091
3434 | 406.3205 | 2790.3888 | 406.3205 | 2790.3888
3435 | 423.7068 | 2654.9414 | 423.7068 | 2654.9414
3436 | 443.2738 | 2575.7528 | 443.2738 | 2575.7528
3437 | 448.4439 | 2577.0101 | 448.4439 | 2577.0101
3438 | 437.0911 | 2610.475 | 437.0911 | 2610.475
3439 | 417.6061 | 2639.9302 | 417.6061 | 2639.9302
3440 | 403.1028 | 2677.0037 | 403.1028 | 2677.0037
3441 | 391.5757 | 2710.1672 | 391.5757 | 2710.1672
3442 | 379.1758 | 2735.9485 | 379.1758 | 2735.9485
3443 | 359.0136 | 2714.7451 | 359.0136 | 2714.7451
3444 | 343.469 | 2684.8104 | 343.469 | 2684.8104
3445 | 327.3671 | 2675.6323 | 327.3671 | 2675.6323
3446 | 320.014 | 2686.2769 | 320.014 | 2686.2769
3447 | 315.2685 | 2720.8973 | 315.2685 | 2720.8973
3448 | 315.8877 | 2778.0483 | 315.8877 | 2778.0483
3449 | 323.376 | 2898.3347 | 323.376 | 2898.3347
3450 | 331.8793 | 3086.3627 | 331.8793 | 3086.3627
3451 | 341.9675 | 3254.3009 | 341.9675 | 3254.3009
3452 | 358.3599 | 3388.8768 | 358.3599 | 3388.8768
3453 | 373.881 | 3447.0144 | 373.881 | 3447.0144
3454 | 388.1363 | 3450.5717 | 388.1363 | 3450.5717
3455 | 407.211 | 3443.6853 | 407.211 | 3443.6853
3456 | 407.8884 | 3434.866 | 407.8884 | 3434.866
3457 | 397.1632 | 3479.6062 | 397.1632 | 3479.6062
3458 | 404.4006 | 3493.2808 | 404.4006 | 3493.2808
3459 | 422.8691 | 3505.354 | 422.8691 | 3505.354
3460 | 445.6553 | 3498.1233 | 445.6553 | 3498.1233
3461 | 452.7131 | 3490.436 | 452.7131 | 3490.436
3462 | 442.6277 | 3474.9054 | 442.6277 | 3474.9054
3463 | 426.0386 | 3442.9493 | 426.0386 | 3442.9493
3464 | 413.0651 | 3408.0648 | 413.0651 | 3408.0648
3465 | 400.4475 | 3356.1871 | 400.4475 | 3356.1871
3466 | 389.6115 | 3299.5972 | 389.6115 | 3299.5972
3467 | 364.0289 | 3230.0658 | 364.0289 | 3230.0658
3468 | 344.162 | 3163.1508 | 344.162 | 3163.1508
3469 | 326.3618 | 3109.6498 | 326.3618 | 3109.6498
3470 | 319.954 | 3075.571 | 319.954 | 3075.571
3471 | 315.5971 | 3049.7146 | 315.5971 | 3049.7146
3472 | 316.5497 | 3040.6483 | 316.5497 | 3040.6483
3473 | 318.1641 | 3071.2207 | 318.1641 | 3071.2207
3474 | 330.8883 | 3122.275 | 330.8883 | 3122.275
3475 | 349.6309 | 3113.7225 | 349.6309 | 3113.7225
3476 | 369.757 | 3078.7499 | 369.757 | 3078.7499
3477 | 380.3499 | 3027.2817 | 380.3499 | 3027.2817
3478 | 401.8478 | 2975.4354 | 401.8478 | 2975.4354
3479 | 424.6664 | 2923.2916 | 424.6664 | 2923.2916
3480 | 419.4336 | 2872.6859 | 419.4336 | 2872.6859
3481 | 404.7956 | 2873.1031 | 404.7956 | 2873.1031
3482 | 409.0402 | 2845.7924 | 409.0402 | 2845.7924
3483 | 431.1298 | 2826.4924 | 431.1298 | 2826.4924
3484 | 453.7075 | 2825.8034 | 453.7075 | 2825.8034
3485 | 462.6687 | 2856.2979 | 462.6687 | 2856.2979
3486 | 449.9278 | 2885.4907 | 449.9278 | 2885.4907
3487 | 427.5572 | 2905.4672 | 427.5572 | 2905.4672
3488 | 413.0028 | 2947.7473 | 413.0028 | 2947.7473
3489 | 403.0813 | 2970.8981 | 403.0813 | 2970.8981
3490 | 383.9643 | 2965.5733 | 383.9643 | 2965.5733
3491 | 360.5637 | 2927.148 | 360.5637 | 2927.148
3492 | 339.0759 | 2883.9965 | 339.0759 | 2883.9965
3493 | 323.2796 | 2861.8687 | 323.2796 | 2861.8687
3494 | 315.4998 | 2863.7021 | 315.4998 | 2863.7021
3495 | 311.7094 | 2896.9874 | 311.7094 | 2896.9874
3496 | 311.691 | 2958.2771 | 311.691 | 2958.2771
3497 | 318.5994 | 3034.374 | 318.5994 | 3034.374
3498 | 334.8675 | 3116.8014 | 334.8675 | 3116.8014
3499 | 361.6627 | 3153.9068 | 361.6627 | 3153.9068
3500 | 387.438 | 3160.1866 | 387.438 | 3160.1866
3501 | 405.2628 | 3146.7667 | 405.2628 | 3146.7667
3502 | 423.6627 | 3144.1829 | 423.6627 | 3144.1829
3503 | 448.56 | 3150.1128 | 448.56 | 3150.1128
3504 | 445.1722 | 3129.1447 | 445.1722 | 3129.1447
3505 | 422.8186 | 3121.1512 | 422.8186 | 3121.1512
3506 | 428.6384 | 3071.9461 | 428.6384 | 3071.9461
3507 | 453.0921 | 3043.3009 | 453.0921 | 3043.3009
3508 | 473.1675 | 3040.6094 | 473.1675 | 3040.6094
3509 | 480.7342 | 3056.819 | 480.7342 | 3056.819
3510 | 468.6173 | 3069.9916 | 468.6173 | 3069.9916
3511 | 447.2291 | 3076.8848 | 447.2291 | 3076.8848
3512 | 431.8539 | 3102.8775 | 431.8539 | 3102.8775
3513 | 419.8485 | 3142.5826 | 419.8485 | 3142.5826
3514 | 399.5425 | 3191.8605 | 399.5425 | 3191.8605
3515 | 369.7048 | 3204.4333 | 369.7048 | 3204.4333
3516 | 348.567 | 3184.6447 | 348.567 | 3184.6447
3517 | 332.0332 | 3150.3681 | 332.0332 | 3150.3681
3518 | 324.1607 | 3128.1711 | 324.1607 | 3128.1711
3519 | 318.053 | 3124.3426 | 318.053 | 3124.3426
3520 | 317.8578 | 3127.2916 | 317.8578 | 3127.2916
3521 | 321.8777 | 3141.1762 | 321.8777 | 3141.1762
3522 | 335.7344 | 3179.9482 | 335.7344 | 3179.9482
3523 | 363.7695 | 3204.9049 | 363.7695 | 3204.9049
3524 | 387.9319 | 3230.2755 | 387.9319 | 3230.2755
3525 | 404.3189 | 3209.3795 | 404.3189 | 3209.3795
3526 | 415.6557 | 3169.0144 | 415.6557 | 3169.0144
3527 | 440.6945 | 3125.6818 | 440.6945 | 3125.6818
3528 | 440.1767 | 3066.7989 | 440.1767 | 3066.7989
3529 | 419.4123 | 3046.7902 | 419.4123 | 3046.7902
3530 | 427.2823 | 2987.7059 | 427.2823 | 2987.7059
3531 | 448.2631 | 2912.2012 | 448.2631 | 2912.2012
3532 | 470.4092 | 2829.141 | 470.4092 | 2829.141
3533 | 476.9426 | 2783.6724 | 476.9426 | 2783.6724
3534 | 466.5697 | 2788.0337 | 466.5697 | 2788.0337
3535 | 444.4196 | 2822.4285 | 444.4196 | 2822.4285
3536 | 427.9269 | 2886.4695 | 427.9269 | 2886.4695
3537 | 412.7298 | 2922.1696 | 412.7298 | 2922.1696
3538 | 397.2727 | 2921.5174 | 397.2727 | 2921.5174
3539 | 371.5879 | 2884.4272 | 371.5879 | 2884.4272
3540 | 351.0979 | 2844.7467 | 351.0979 | 2844.7467
3541 | 334.1074 | 2822.7523 | 334.1074 | 2822.7523
3542 | 325.8956 | 2813.1046 | 325.8956 | 2813.1046
3543 | 322.8676 | 2814.7497 | 322.8676 | 2814.7497
3544 | 323.2598 | 2843.4647 | 323.2598 | 2843.4647
3545 | 329.6513 | 2901.1382 | 329.6513 | 2901.1382
3546 | 342.6157 | 2977.558 | 342.6157 | 2977.558
3547 | 367.5661 | 3006.9203 | 367.5661 | 3006.9203
3548 | 397.6923 | 3012.666 | 397.6923 | 3012.666
3549 | 415.5732 | 3002.4502 | 415.5732 | 3002.4502
3550 | 425.5395 | 3000.5339 | 425.5395 | 3000.5339
3551 | 450.2207 | 3003.9272 | 450.2207 | 3003.9272
3552 | 444.4382 | 2995.2414 | 444.4382 | 2995.2414
3553 | 426.1772 | 3028.5003 | 426.1772 | 3028.5003
3554 | 429.8808 | 3021.0816 | 429.8808 | 3021.0816
3555 | 449.9976 | 2991.7688 | 449.9976 | 2991.7688
3556 | 466.8817 | 2953.9661 | 466.8817 | 2953.9661
3557 | 473.8906 | 2948.2813 | 473.8906 | 2948.2813
3558 | 466.3943 | 2977.3406 | 466.3943 | 2977.3406
3559 | 441.9084 | 3026.8212 | 441.9084 | 3026.8212
3560 | 426.3097 | 3085.2551 | 426.3097 | 3085.2551
3561 | 411.6373 | 3119.6202 | 411.6373 | 3119.6202
3562 | 397.8543 | 3142.3309 | 397.8543 | 3142.3309
3563 | 373.7809 | 3128.6037 | 373.7809 | 3128.6037
3564 | 353.2412 | 3118.6943 | 353.2412 | 3118.6943
3565 | 337.182 | 3150.1011 | 337.182 | 3150.1011
3566 | 329.0229 | 3172.8945 | 329.0229 | 3172.8945
3567 | 323.9998 | 3179.3457 | 323.9998 | 3179.3457
3568 | 322.1514 | 3215.8039 | 322.1514 | 3215.8039
3569 | 326.3446 | 3315.6643 | 326.3446 | 3315.6643
3570 | 337.4462 | 3471.9187 | 337.4462 | 3471.9187
3571 | 358.9872 | 3555.4831 | 358.9872 | 3555.4831
3572 | 382.4962 | 3572.1761 | 382.4962 | 3572.1761
3573 | 396.1475 | 3562.7613 | 396.1475 | 3562.7613
3574 | 412.1044 | 3536.5475 | 412.1044 | 3536.5475
3575 | 439.0543 | 3493.3484 | 439.0543 | 3493.3484
3576 | 434.9354 | 3434.866 | 434.9354 | 3434.866
3577 | 420.8404 | 3403.1091 | 420.8404 | 3403.1091
3578 | 427.766 | 3323.1983 | 427.766 | 3323.1983
3579 | 449.785 | 3241.8195 | 449.785 | 3241.8195
3580 | 467.3836 | 3186.9284 | 467.3836 | 3186.9284
3581 | 468.9968 | 3150.1375 | 468.9968 | 3150.1375
3582 | 457.7894 | 3135.4079 | 457.7894 | 3135.4079
3583 | 442.1223 | 3139.8981 | 442.1223 | 3139.8981
3584 | 424.5474 | 3138.9232 | 424.5474 | 3138.9232
3585 | 408.4092 | 3123.0912 | 408.4092 | 3123.0912
3586 | 394.362 | 3124.041 | 394.362 | 3124.041
3587 | 374.4602 | 3102.9712 | 374.4602 | 3102.9712
3588 | 357.245 | 3086.1197 | 357.245 | 3086.1197
3589 | 341.6855 | 3092.6949 | 341.6855 | 3092.6949
3590 | 332.8716 | 3103.3396 | 332.8716 | 3103.3396
3591 | 328.4145 | 3119.67 | 328.4145 | 3119.67
3592 | 327.256 | 3138.3723 | 327.256 | 3138.3723
3593 | 332.8 | 3171.3478 | 332.8 | 3171.3478
3594 | 343.4405 | 3226.4071 | 343.4405 | 3226.4071
3595 | 358.4886 | 3240.8171 | 358.4886 | 3240.8171
3596 | 376.6192 | 3237.6182 | 376.6192 | 3237.6182
3597 | 386.7385 | 3228.2034 | 386.7385 | 3228.2034
3598 | 404.2917 | 3225.753 | 404.2917 | 3225.753
3599 | 426.4551 | 3219.4007 | 426.4551 | 3219.4007
3600 | 428.7008 | 3191.357 | 428.7008 | 3191.357
3601 | 414.2168 | 3230.3565 | 414.2168 | 3230.3565
3602 | 419.9164 | 3256.9809 | 419.9164 | 3256.9809
3603 | 439.9866 | 3272.9257 | 439.9866 | 3272.9257
3604 | 457.4753 | 3249.8082 | 457.4753 | 3249.8082
3605 | 460.6975 | 3231.7077 | 460.6975 | 3231.7077
3606 | 450.4978 | 3236.7365 | 450.4978 | 3236.7365
3607 | 431.1002 | 3258.4485 | 431.1002 | 3258.4485
3608 | 420.2739 | 3288.5798 | 420.2739 | 3288.5798
3609 | 404.8249 | 3289.4357 | 404.8249 | 3289.4357
3610 | 390.4371 | 3275.5667 | 390.4371 | 3275.5667
3611 | 371.1926 | 3230.7333 | 371.1926 | 3230.7333
3612 | 353.2672 | 3186.6472 | 353.2672 | 3186.6472
3613 | 338.3042 | 3167.9905 | 338.3042 | 3167.9905
3614 | 331.0455 | 3167.2874 | 331.0455 | 3167.2874
3615 | 324.8921 | 3179.3457 | 324.8921 | 3179.3457
3616 | 320.8525 | 3220.2095 | 320.8525 | 3220.2095
3617 | 324.5982 | 3298.3089 | 324.5982 | 3298.3089
3618 | 333.9748 | 3394.2201 | 333.9748 | 3394.2201
3619 | 349.0189 | 3440.9378 | 349.0189 | 3440.9378
3620 | 365.1473 | 3464.1724 | 365.1473 | 3464.1724
3621 | 377.7488 | 3453.823 | 377.7488 | 3453.823
3622 | 393.8362 | 3425.3397 | 393.8362 | 3425.3397
3623 | 420.1684 | 3367.0548 | 420.1684 | 3367.0548
3624 | 420.6278 | 3289.882 | 420.6278 | 3289.882
3625 | 408.1815 | 3270.9413 | 408.1815 | 3270.9413
3626 | 413.8656 | 3214.6606 | 413.8656 | 3214.6606
3627 | 433.18 | 3142.7605 | 433.18 | 3142.7605
3628 | 454.8398 | 3111.6328 | 454.8398 | 3111.6328
3629 | 462.1831 | 3137.9887 | 462.1831 | 3137.9887
3630 | 446.4884 | 3169.3176 | 446.4884 | 3169.3176
3631 | 427.9842 | 3190.0951 | 427.9842 | 3190.0951
3632 | 418.561 | 3205.0071 | 418.561 | 3205.0071
3633 | 405.0401 | 3197.5858 | 405.0401 | 3197.5858
3634 | 390.7697 | 3191.1929 | 390.7697 | 3191.1929
3635 | 367.6184 | 3168.254 | 367.6184 | 3168.254
3636 | 350.8291 | 2569.5124 | 350.8291 | 2569.5124
3637 | 339.0501 | 2554.2043 | 339.0501 | 2554.2043
3638 | 329.1094 | 2516.0217 | 329.1094 | 2516.0217
3639 | 326.829 | 2485.4906 | 326.829 | 2485.4906
3640 | 325.2357 | 2445.1787 | 325.2357 | 2445.1787
3641 | 332.1604 | 2418.4562 | 332.1604 | 2418.4562
3642 | 341.1866 | 2430.1954 | 341.1866 | 2430.1954
3643 | 361.0525 | 2394.1628 | 361.0525 | 2394.1628
3644 | 383.2132 | 2380.5738 | 383.2132 | 2380.5738
3645 | 399.9859 | 2345.0767 | 399.9859 | 2345.0767
3646 | 414.5996 | 2325.8182 | 414.5996 | 2325.8182
3647 | 441.5541 | 2321.5738 | 441.5541 | 2321.5738
3648 | 434.8979 | 2340.5998 | 434.8979 | 2340.5998
3649 | 422.6742 | 2353.5176 | 422.6742 | 2353.5176
3650 | 430.8085 | 2329.6261 | 430.8085 | 2329.6261
3651 | 451.3398 | 2315.5323 | 451.3398 | 2315.5323
3652 | 467.8252 | 2303.0754 | 467.8252 | 2303.0754
3653 | 476.5008 | 2325.242 | 476.5008 | 2325.242
3654 | 463.7191 | 2349.1706 | 463.7191 | 2349.1706
3655 | 444.194 | 2364.0663 | 444.194 | 2364.0663
3656 | 431.0906 | 2376.84 | 431.0906 | 2376.84
3657 | 417.1503 | 2366.1333 | 417.1503 | 2366.1333
3658 | 398.0792 | 2345.2876 | 398.0792 | 2345.2876
3659 | 374.6179 | 2297.263 | 374.6179 | 2297.263
3660 | 352.3516 | 2245.8886 | 352.3516 | 2245.8886
3661 | 336.5199 | 2218.1585 | 336.5199 | 2218.1585
3662 | 328.6862 | 2180.8476 | 328.6862 | 2180.8476
3663 | 326.3518 | 2176.7948 | 326.3518 | 2176.7948
3664 | 325.3245 | 2204.1498 | 325.3245 | 2204.1498
3665 | 333.0134 | 2256.4264 | 333.0134 | 2256.4264
3666 | 345.9423 | 2340.8447 | 345.9423 | 2340.8447
3667 | 370.1988 | 2371.0624 | 370.1988 | 2371.0624
3668 | 398.0659 | 2396.7005 | 398.0659 | 2396.7005
3669 | 414.2735 | 2368.3951 | 414.2735 | 2368.3951
3670 | 430.6659 | 2342.9256 | 430.6659 | 2342.9256
3671 | 455.9738 | 2323.7531 | 455.9738 | 2323.7531
3672 | 450.7502 | 2316.7366 | 450.7502 | 2316.7366
3673 | 429.9056 | 2320.2835 | 429.9056 | 2320.2835
3674 | 438.8536 | 2313.3905 | 438.8536 | 2313.3905
3675 | 460.8178 | 2325.7749 | 460.8178 | 2325.7749
3676 | 475.403 | 2334.4571 | 475.403 | 2334.4571
3677 | 483.8706 | 2369.5905 | 483.8706 | 2369.5905
3678 | 475.7249 | 2403.4348 | 475.7249 | 2403.4348
3679 | 452.1715 | 2425.1953 | 452.1715 | 2425.1953
3680 | 436.6763 | 2445.9234 | 436.6763 | 2445.9234
3681 | 421.7463 | 2435.6525 | 421.7463 | 2435.6525
3682 | 401.5166 | 2413.8261 | 401.5166 | 2413.8261
3683 | 376.4019 | 2372.4483 | 376.4019 | 2372.4483
3684 | 354.5647 | 2343.3026 | 354.5647 | 2343.3026
3685 | 339.4624 | 2346.3005 | 339.4624 | 2346.3005
3686 | 331.6525 | 2338.301 | 331.6525 | 2338.301
3687 | 328.4463 | 2362.9058 | 328.4463 | 2362.9058
3688 | 328.3551 | 2410.2012 | 328.3551 | 2410.2012
3689 | 335.3196 | 2483.8348 | 335.3196 | 2483.8348
3690 | 348.8251 | 2594.8404 | 348.8251 | 2594.8404
3691 | 372.7668 | 2638.7876 | 372.7668 | 2638.7876
3692 | 400.6635 | 2677.7193 | 400.6635 | 2677.7193
3693 | 420.6788 | 2683.0839 | 420.6788 | 2683.0839
3694 | 432.8759 | 2711.3338 | 432.8759 | 2711.3338
3695 | 458.9213 | 2744.9 | 458.9213 | 2744.9
3696 | 455.1373 | 2794.327 | 455.1373 | 2794.327
3697 | 436.3476 | 2863.0345 | 436.3476 | 2863.0345
3698 | 445.8481 | 2916.1808 | 445.8481 | 2916.1808
3699 | 464.5817 | 2957.9856 | 464.5817 | 2957.9856
3700 | 474.582 | 2958.1686 | 474.582 | 2958.1686
3701 | 482.1831 | 2947.7549 | 482.1831 | 2947.7549
3702 | 475.2809 | 2929.2963 | 475.2809 | 2929.2963
3703 | 454.3463 | 2910.6311 | 454.3463 | 2910.6311
3704 | 438.1904 | 2893.3307 | 438.1904 | 2893.3307
3705 | 424.4906 | 2861.8117 | 424.4906 | 2861.8117
3706 | 402.0754 | 2832.5758 | 402.0754 | 2832.5758
3707 | 377.6808 | 2786.1856 | 377.6808 | 2786.1856
3708 | 356.1327 | 2737.0995 | 356.1327 | 2737.0995
3709 | 339.5351 | 2705.3378 | 339.5351 | 2705.3378
3710 | 331.0829 | 2659.4186 | 331.0829 | 2659.4186
3711 | 338.518 | 2650.6804 | 338.518 | 2650.6804
3712 | 338.4633 | 2638.3724 | 338.4633 | 2638.3724
3713 | 345.2037 | 2652.5114 | 345.2037 | 2652.5114
3714 | 359.1381 | 2715.137 | 359.1381 | 2715.137
3715 | 382.3296 | 2733.5865 | 382.3296 | 2733.5865
3716 | 410.2205 | 2763.0384 | 410.2205 | 2763.0384
3717 | 419.977 | 2734.624 | 419.977 | 2734.624
3718 | 432.8357 | 2704.1422 | 432.8357 | 2704.1422
3719 | 455.6753 | 2681.8096 | 455.6753 | 2681.8096
3720 | 449.6426 | 2670.2167 | 449.6426 | 2670.2167
3721 | 437.3269 | 2674.6353 | 437.3269 | 2674.6353
3722 | 441.203 | 2661.3134 | 441.203 | 2661.3134
3723 | 463.3946 | 2663.3462 | 463.3946 | 2663.3462
3724 | 475.6909 | 2656.4465 | 475.6909 | 2656.4465
3725 | 477.6128 | 2664.9926 | 477.6128 | 2664.9926
3726 | 471.8162 | 2671.5958 | 471.8162 | 2671.5958
3727 | 451.1018 | 2666.769 | 451.1018 | 2666.769
3728 | 430.4674 | 2676.3828 | 430.4674 | 2676.3828
3729 | 417.058 | 2671.0153 | 417.058 | 2671.0153
3730 | 401.3506 | 2651.2593 | 401.3506 | 2651.2593
3731 | 378.7783 | 2616.5283 | 378.7783 | 2616.5283
3732 | 359.6713 | 2579.5371 | 359.6713 | 2579.5371
3733 | 343.5378 | 2559.1077 | 343.5378 | 2559.1077
3734 | 335.3917 | 2570.9397 | 335.3917 | 2570.9397
3735 | 330.8405 | 2669.7491 | 330.8405 | 2669.7491
3736 | 329.9547 | 2812.4973 | 329.9547 | 2812.4973
3737 | 335.9147 | 2943.2281 | 335.9147 | 2943.2281
3738 | 346.6033 | 3069.7067 | 346.6033 | 3069.7067
3739 | 366.2343 | 3133.1584 | 366.2343 | 3133.1584
3740 | 390.9044 | 3192.2486 | 390.9044 | 3192.2486
3741 | 406.2808 | 3199.5745 | 406.2808 | 3199.5745
3742 | 422.3048 | 3202.4357 | 422.3048 | 3202.4357
3743 | 447.2215 | 3204.7291 | 447.2215 | 3204.7291
3744 | 443.6577 | 3208.2822 | 443.6577 | 3208.2822
3745 | 429.6443 | 3219.0207 | 429.6443 | 3219.0207
3746 | 436.8139 | 3204.3912 | 436.8139 | 3204.3912
3747 | 461.3689 | 3162.8384 | 461.3689 | 3162.8384
3748 | 472.4479 | 3118.8909 | 472.4479 | 3118.8909
3749 | 478.7475 | 3127.8728 | 478.7475 | 3127.8728
3750 | 467.123 | 3153.3268 | 467.123 | 3153.3268
3751 | 443.6198 | 3202.8732 | 443.6198 | 3202.8732
3752 | 427.6393 | 3296.3895 | 427.6393 | 3296.3895
3753 | 414.5065 | 3369.5852 | 414.5065 | 3369.5852
3754 | 398.6105 | 3400.0617 | 398.6105 | 3400.0617
3755 | 377.6397 | 3380.3677 | 377.6397 | 3380.3677
3756 | 358.1494 | 3349.6965 | 358.1494 | 3349.6965
3757 | 344.7736 | 3351.2779 | 344.7736 | 3351.2779
3758 | 334.9359 | 3354.3927 | 334.9359 | 3354.3927
3759 | 331.046 | 3381.3948 | 331.046 | 3381.3948
3760 | 329.0954 | 3401.2312 | 329.0954 | 3401.2312
3761 | 334.4555 | 3422.4529 | 334.4555 | 3422.4529
3762 | 341.826 | 3474.9448 | 341.826 | 3474.9448
3763 | 358.1413 | 3469.3132 | 358.1413 | 3469.3132
3764 | 374.9832 | 3464.3324 | 374.9832 | 3464.3324
3765 | 390.3943 | 3415.7596 | 390.3943 | 3415.7596
3766 | 407.0623 | 3371.5483 | 407.0623 | 3371.5483
3767 | 428.5322 | 3329.7112 | 428.5322 | 3329.7112
3768 | 423.3559 | 3299.9211 | 423.3559 | 3299.9211
3769 | 416.0803 | 3276.5539 | 416.0803 | 3276.5539
3770 | 422.6923 | 3227.1648 | 422.6923 | 3227.1648
3771 | 441.2923 | 3170.248 | 441.2923 | 3170.248
3772 | 460.314 | 3105.8151 | 460.314 | 3105.8151
3773 | 464.325 | 3095.5104 | 464.325 | 3095.5104
3774 | 447.2384 | 3116.17 | 447.2384 | 3116.17
3775 | 435.6047 | 3165.4985 | 435.6047 | 3165.4985
3776 | 419.8095 | 3248.99 | 419.8095 | 3248.99
3777 | 407.6721 | 3298.3226 | 407.6721 | 3298.3226
3778 | 394.0943 | 3340.4582 | 394.0943 | 3340.4582
3779 | 374.5013 | 3357.8121 | 374.5013 | 3357.8121
3780 | 354.423 | 3363.535 | 354.423 | 3363.535
3781 | 339.354 | 3377.1024 | 339.354 | 3377.1024
3782 | 330.9113 | 3361.8023 | 330.9113 | 3361.8023
3783 | 328.724 | 3356.115 | 328.724 | 3356.115
3784 | 327.3512 | 3335.0899 | 327.3512 | 3335.0899
3785 | 331.6982 | 3311.7452 | 331.6982 | 3311.7452
3786 | 340.0697 | 3319.4528 | 340.0697 | 3319.4528
3787 | 358.1583 | 3272.1968 | 358.1583 | 3272.1968
3788 | 377.9766 | 3217.7462 | 377.9766 | 3217.7462
3789 | 390.5969 | 3118.0692 | 390.5969 | 3118.0692
3790 | 405.8275 | 3023.8433 | 405.8275 | 3023.8433
3791 | 429.553 | 2926.7613 | 429.553 | 2926.7613
3792 | 428.1803 | 2907.9767 | 428.1803 | 2907.9767
3793 | 418.8399 | 2984.6386 | 418.8399 | 2984.6386
3794 | 424.1534 | 3083.0051 | 424.1534 | 3083.0051
3795 | 447.7714 | 3181.6892 | 447.7714 | 3181.6892
3796 | 465.3442 | 3214.2346 | 465.3442 | 3214.2346
3797 | 469.5761 | 3219.6207 | 469.5761 | 3219.6207
3798 | 456.5551 | 3205.9566 | 456.5551 | 3205.9566
3799 | 436.041 | 3184.0224 | 436.041 | 3184.0224
3800 | 425.4482 | 3163.562 | 425.4482 | 3163.562
3801 | 415.2709 | 3112.9744 | 415.2709 | 3112.9744
3802 | 398.2221 | 3063.798 | 398.2221 | 3063.798
3803 | 376.9684 | 3014.4657 | 376.9684 | 3014.4657
3804 | 357.1799 | 2993.0565 | 357.1799 | 2993.0565
3805 | 340.3177 | 3033.4291 | 340.3177 | 3033.4291
3806 | 332.5648 | 3103.9928 | 332.5648 | 3103.9928
3807 | 328.206 | 3210.7567 | 328.206 | 3210.7567
3808 | 327.858 | 3275.0506 | 327.858 | 3275.0506
3809 | 333.6748 | 3314.4693 | 333.6748 | 3314.4693
3810 | 344.326 | 3392.5678 | 344.326 | 3392.5678
3811 | 364.6211 | 3417.4462 | 364.6211 | 3417.4462
3812 | 388.8664 | 3415.6253 | 388.8664 | 3415.6253
3813 | 404.3544 | 3307.667 | 404.3544 | 3307.667
3814 | 421.0277 | 3167.0224 | 421.0277 | 3167.0224
3815 | 443.1433 | 3018.5092 | 443.1433 | 3018.5092
3816 | 440.2145 | 2912.4442 | 440.2145 | 2912.4442
3817 | 425.5587 | 2856.0608 | 425.5587 | 2856.0608
3818 | 432.3704 | 2818.9846 | 432.3704 | 2818.9846
3819 | 454.7715 | 2810.1211 | 454.7715 | 2810.1211
3820 | 470.7214 | 2804.8559 | 470.7214 | 2804.8559
3821 | 473.9309 | 2877.364 | 473.9309 | 2877.364
3822 | 463.5778 | 3008.5133 | 463.5778 | 3008.5133
3823 | 443.5838 | 3132.3733 | 443.5838 | 3132.3733
3824 | 431.3097 | 3206.7119 | 431.3097 | 3206.7119
3825 | 415.8695 | 3224.4448 | 415.8695 | 3224.4448
3826 | 396.7715 | 3247.5117 | 396.7715 | 3247.5117
3827 | 374.5272 | 3253.2064 | 374.5272 | 3253.2064
3828 | 352.858 | 3240.5143 | 352.858 | 3240.5143
3829 | 338.0743 | 3234.9041 | 338.0743 | 3234.9041
3830 | 330.9409 | 3223.8535 | 330.9409 | 3223.8535
3831 | 326.7301 | 3228.7358 | 326.7301 | 3228.7358
3832 | 327.708 | 3236.9131 | 327.708 | 3236.9131
3833 | 332.9917 | 3260.2051 | 332.9917 | 3260.2051
3834 | 343.5378 | 3325.3368 | 343.5378 | 3325.3368
3835 | 365.3708 | 3342.0429 | 365.3708 | 3342.0429
3836 | 395.4921 | 3371.3858 | 395.4921 | 3371.3858
3837 | 411.6487 | 3347.7659 | 411.6487 | 3347.7659
3838 | 425.9912 | 3315.3227 | 425.9912 | 3315.3227
3839 | 448.8339 | 3280.6772 | 448.8339 | 3280.6772
3840 | 444.7503 | 3242.1701 | 444.7503 | 3242.1701
3841 | 428.7521 | 3205.945 | 428.7521 | 3205.945
3842 | 437.5876 | 3161.4593 | 437.5876 | 3161.4593
3843 | 459.3501 | 3145.4041 | 459.3501 | 3145.4041
3844 | 472.4667 | 3132.9472 | 472.4667 | 3132.9472
3845 | 480.7191 | 3148.0312 | 480.7191 | 3148.0312
3846 | 470.9213 | 3166.2936 | 470.9213 | 3166.2936
3847 | 450.655 | 3186.8555 | 450.655 | 3186.8555
3848 | 438.1266 | 3213.3587 | 438.1266 | 3213.3587
3849 | 422.3094 | 3224.6627 | 422.3094 | 3224.6627
3850 | 401.6112 | 3233.4553 | 401.6112 | 3233.4553
3851 | 375.3183 | 3218.8827 | 375.3183 | 3218.8827
3852 | 354.9315 | 3196.9286 | 354.9315 | 3196.9286
3853 | 338.2304 | 3204.0672 | 338.2304 | 3204.0672
3854 | 328.2431 | 3209.0344 | 328.2431 | 3209.0344
3855 | 325.1367 | 3233.0944 | 325.1367 | 3233.0944
3856 | 324.3876 | 3274.2878 | 324.3876 | 3274.2878
3857 | 329.8313 | 3348.3572 | 329.8313 | 3348.3572
3858 | 344.7513 | 3465.029 | 344.7513 | 3465.029
3859 | 369.8056 | 3530.2242 | 369.8056 | 3530.2242
3860 | 398.977 | 3606.8576 | 398.977 | 3606.8576
3861 | 416.328 | 3634.9957 | 416.328 | 3634.9957
3862 | 427.4979 | 3654.5285 | 427.4979 | 3654.5285
3863 | 451.2343 | 3661.2894 | 451.2343 | 3661.2894
3864 | 446.9845 | 3669.201 | 446.9845 | 3669.201
3865 | 431.9249 | 3678.523 | 431.9249 | 3678.523
3866 | 434.8303 | 3659.426 | 434.8303 | 3659.426
3867 | 453.0954 | 3642.2811 | 453.0954 | 3642.2811
3868 | 468.7999 | 3618.2741 | 468.7999 | 3618.2741
3869 | 474.6844 | 3613.9624 | 474.6844 | 3613.9624
3870 | 464.891 | 3595.1769 | 464.891 | 3595.1769
3871 | 444.7653 | 3576.8386 | 444.7653 | 3576.8386
3872 | 432.0693 | 3584.273 | 432.0693 | 3584.273
3873 | 417.6027 | 3565.285 | 417.6027 | 3565.285
3874 | 396.6152 | 3538.5553 | 396.6152 | 3538.5553
3875 | 370.0278 | 3478.3266 | 370.0278 | 3478.3266
3876 | 349.214 | 3418.8888 | 349.214 | 3418.8888
3877 | 333.5406 | 3410.6634 | 333.5406 | 3410.6634
3878 | 324.576 | 3355.1555 | 324.576 | 3355.1555
3879 | 319.1319 | 3303.1584 | 319.1319 | 3303.1584
3880 | 319.7463 | 3256.9625 | 319.7463 | 3256.9625
3881 | 325.3627 | 3231.2206 | 325.3627 | 3231.2206
3882 | 337.4695 | 3258.1059 | 337.4695 | 3258.1059
3883 | 360.7321 | 3243.5392 | 360.7321 | 3243.5392
3884 | 389.7356 | 3260.7871 | 389.7356 | 3260.7871
3885 | 405.3236 | 3258.96 | 405.3236 | 3258.96
3886 | 418.3653 | 3269.6667 | 418.3653 | 3269.6667
3887 | 442.4975 | 3281.331 | 442.4975 | 3281.331
3888 | 439.4396 | 3306.8949 | 439.4396 | 3306.8949
3889 | 424.2984 | 3340.4069 | 424.2984 | 3340.4069
3890 | 432.6556 | 3366.2032 | 432.6556 | 3366.2032
3891 | 452.0964 | 3401.6881 | 452.0964 | 3401.6881
3892 | 466.2504 | 3423.9908 | 466.2504 | 3423.9908
3893 | 467.0627 | 3472.4178 | 467.0627 | 3472.4178
3894 | 456.1417 | 3528.3818 | 456.1417 | 3528.3818
3895 | 436.204 | 3584.1392 | 436.204 | 3584.1392
3896 | 425.0825 | 3640.0628 | 425.0825 | 3640.0628
3897 | 411.1932 | 3665.968 | 411.1932 | 3665.968
3898 | 391.9052 | 3669.5303 | 391.9052 | 3669.5303
3899 | 369.5572 | 3633.3828 | 369.5572 | 3633.3828
3900 | 348.7673 | 3593.1227 | 348.7673 | 3593.1227
3901 | 333.4529 | 3594.1592 | 333.4529 | 3594.1592
3902 | 323.3609 | 3611.7663 | 323.3609 | 3611.7663
3903 | 318.7094 | 3669.1694 | 318.7094 | 3669.1694
3904 | 318.4503 | 3734.3349 | 318.4503 | 3734.3349
3905 | 323.5514 | 3804.6996 | 323.5514 | 3804.6996
3906 | 339.1381 | 3887.9193 | 339.1381 | 3887.9193
3907 | 360.4633 | 3914.4322 | 360.4633 | 3914.4322
3908 | 383.7931 | 3947.4799 | 383.7931 | 3947.4799
3909 | 398.1106 | 3942.4928 | 398.1106 | 3942.4928
3910 | 409.2944 | 3940.6686 | 409.2944 | 3940.6686
3911 | 433.5713 | 3934.5718 | 433.5713 | 3934.5718
3912 | 433.4384 | 3932.2408 | 433.4384 | 3932.2408
3913 | 420.1818 | 3904.188 | 420.1818 | 3904.188
3914 | 426.262 | 3813.6104 | 426.262 | 3813.6104
3915 | 448.2861 | 3679.22 | 448.2861 | 3679.22
3916 | 463.7559 | 3517.5911 | 463.7559 | 3517.5911
3917 | 466.6516 | 3413.5771 | 466.6516 | 3413.5771
3918 | 452.3749 | 3389.8883 | 452.3749 | 3389.8883
3919 | 432.71 | 3384.1897 | 432.71 | 3384.1897
3920 | 418.1916 | 3392.7139 | 418.1916 | 3392.7139
3921 | 403.8733 | 3389.3077 | 403.8733 | 3389.3077
3922 | 389.8756 | 3359.8539 | 389.8756 | 3359.8539
3923 | 370.8011 | 3307.7975 | 370.8011 | 3307.7975
3924 | 351.5517 | 3294.1248 | 351.5517 | 3294.1248
3925 | 337.134 | 3367.1867 | 337.134 | 3367.1867
3926 | 326.9535 | 3459.6522 | 326.9535 | 3459.6522
3927 | 321.3111 | 3555.6286 | 321.3111 | 3555.6286
3928 | 319.0114 | 3620.7942 | 319.0114 | 3620.7942
3929 | 325.1752 | 3679.0638 | 325.1752 | 3679.0638
3930 | 336.4944 | 3770.4558 | 336.4944 | 3770.4558
3931 | 353.8954 | 3810.8072 | 353.8954 | 3810.8072
3932 | 371.5542 | 3847.8866 | 371.5542 | 3847.8866
3933 | 380.7554 | 3837.5602 | 380.7554 | 3837.5602
3934 | 396.1534 | 3839.7677 | 396.1534 | 3839.7677
3935 | 417.0244 | 3828.0047 | 417.0244 | 3828.0047
3936 | 417.8461 | 3831.3399 | 417.8461 | 3831.3399
3937 | 408.8961 | 3851.3403 | 408.8961 | 3851.3403
3938 | 416.1167 | 3847.4983 | 416.1167 | 3847.4983
3939 | 438.9459 | 3854.2166 | 438.9459 | 3854.2166
3940 | 455.6763 | 3853.6369 | 455.6763 | 3853.6369
3941 | 449.5069 | 3870.7911 | 449.5069 | 3870.7911
3942 | 432.484 | 3890.797 | 432.484 | 3890.797
3943 | 417.0161 | 3901.77 | 417.0161 | 3901.77
3944 | 406.9562 | 3929.6898 | 406.9562 | 3929.6898
3945 | 400.5346 | 3950.4737 | 400.5346 | 3950.4737
3946 | 384.1324 | 3960.3559 | 384.1324 | 3960.3559
3947 | 367.383 | 3944.8026 | 367.383 | 3944.8026
3948 | 348.7188 | 3926.8802 | 348.7188 | 3926.8802
3949 | 333.4324 | 3929.7692 | 333.4324 | 3929.7692
3950 | 325.5567 | 3918.7186 | 325.5567 | 3918.7186
3951 | 320.7282 | 3932.1001 | 320.7282 | 3932.1001
3952 | 320.8405 | 3954.3338 | 320.8405 | 3954.3338
3953 | 323.6306 | 3997.0215 | 323.6306 | 3997.0215
3954 | 332.3145 | 4101.8162 | 332.3145 | 4101.8162
3955 | 351.9341 | 4189.567 | 351.9341 | 4189.567
3956 | 369.2814 | 4294.858 | 369.2814 | 4294.858
3957 | 382.7695 | 4363.4218 | 382.7695 | 4363.4218
3958 | 397.844 | 4418.5859 | 397.844 | 4418.5859
3959 | 423.6446 | 4432.6474 | 423.6446 | 4432.6474
3960 | 421.4141 | 4425.522 | 421.4141 | 4425.522
3961 | 411.4302 | 4410.0001 | 411.4302 | 4410.0001
3962 | 420.2714 | 4372.924 | 420.2714 | 4372.924
3963 | 445.4023 | 4332.2429 | 445.4023 | 4332.2429
3964 | 456.5866 | 4277.3989 | 456.5866 | 4277.3989
3965 | 462.1131 | 4261.646 | 462.1131 | 4261.646
3966 | 448.4285 | 4262.3651 | 448.4285 | 4262.3651
3967 | 431.3684 | 4263.9672 | 431.3684 | 4263.9672
3968 | 417.6071 | 4275.9782 | 417.6071 | 4275.9782
3969 | 406.0163 | 4276.6037 | 406.0163 | 4276.6037
3970 | 391.0143 | 4273.6282 | 391.0143 | 4273.6282
3971 | 370.812 | 4232.9041 | 370.812 | 4232.9041
3972 | 352.4437 | 4169.1078 | 352.4437 | 4169.1078
3973 | 336.6911 | 4117.6236 | 336.6911 | 4117.6236
3974 | 327.3718 | 4052.7447 | 327.3718 | 4052.7447
3975 | 322.1398 | 4004.2345 | 322.1398 | 4004.2345
3976 | 321.5378 | 3936.6816 | 321.5378 | 3936.6816
3977 | 326.0638 | 3896.7744 | 326.0638 | 3896.7744
3978 | 336.8031 | 3924.5313 | 336.8031 | 3924.5313
3979 | 356.727 | 3939.276 | 356.727 | 3939.276
3980 | 379.4624 | 3956.197 | 379.4624 | 3956.197
3981 | 393.5145 | 3937.2625 | 393.5145 | 3937.2625
3982 | 407.1299 | 3918.0041 | 407.1299 | 3918.0041
3983 | 432.0099 | 3897.0881 | 432.0099 | 3897.0881
3984 | 428.784 | 3880.2648 | 428.784 | 3880.2648
3985 | 415.2548 | 3863.5443 | 415.2548 | 3863.5443
3986 | 418.0469 | 3831.8075 | 418.0469 | 3831.8075
3987 | 443.48 | 3811.9385 | 443.48 | 3811.9385
3988 | 461.0659 | 3794.1424 | 461.0659 | 3794.1424
3989 | 466.6012 | 3801.9257 | 466.6012 | 3801.9257
3990 | 452.7881 | 3780.852 | 452.7881 | 3780.852
3991 | 433.9042 | 3724.812 | 433.9042 | 3724.812
3992 | 421.0762 | 3663.0542 | 421.0762 | 3663.0542
3993 | 411.7127 | 3589.2572 | 411.7127 | 3589.2572
3994 | 393.0498 | 3519.7044 | 393.0498 | 3519.7044
3995 | 372.9612 | 3438.2278 | 372.9612 | 3438.2278
3996 | 351.2351 | 3354.491 | 351.2351 | 3354.491
3997 | 338.0599 | 3295.1613 | 338.0599 | 3295.1613
3998 | 327.1983 | 3227.2314 | 327.1983 | 3227.2314
3999 | 323.4927 | 3176.8688 | 323.4927 | 3176.8688
4000 | 323.0638 | 3134.0508 | 323.0638 | 3134.0508
4001 | 327.8515 | 3117.5709 | 327.8515 | 3117.5709
4002 | 341.1014 | 3154.8078 | 341.1014 | 3154.8078
4003 | 364.4048 | 3154.8423 | 364.4048 | 3154.8423
4004 | 393.8521 | 3165.7703 | 393.8521 | 3165.7703
4005 | 409.97 | 3132.3435 | 409.97 | 3132.3435
4006 | 417.8184 | 3108.3996 | 417.8184 | 3108.3996
4007 | 441.5671 | 3089.227 | 441.5671 | 3089.227
4008 | 437.1581 | 3078.5058 | 437.1581 | 3078.5058
4009 | 421.7882 | 3078.3479 | 421.7882 | 3078.3479
4010 | 423.6494 | 3071.4548 | 423.6494 | 3071.4548
4011 | 448.9812 | 3100.9467 | 448.9812 | 3100.9467
4012 | 462.082 | 3136.3251 | 462.082 | 3136.3251
4013 | 464.0676 | 3193.0334 | 464.0676 | 3193.0334
4014 | 453.1842 | 3241.152 | 453.1842 | 3241.152
4015 | 429.8555 | 3269.3414 | 429.8555 | 3269.3414
4016 | 420.6944 | 3295.4088 | 420.6944 | 3295.4088
4017 | 415.4857 | 3291.7847 | 415.4857 | 3291.7847
4018 | 397.9279 | 3267.6701 | 397.9279 | 3267.6701
4019 | 374.2295 | 3220.5172 | 374.2295 | 3220.5172
4020 | 353.7042 | 3176.4434 | 353.7042 | 3176.4434
4021 | 338.2349 | 3165.6028 | 338.2349 | 3165.6028
4022 | 329.3125 | 3147.5785 | 329.3125 | 3147.5785
4023 | 325.5017 | 3167.062 | 325.5017 | 3167.062
4024 | 325.292 | 3203.8969 | 325.292 | 3203.8969
4025 | 330.7818 | 3258.1348 | 330.7818 | 3258.1348
4026 | 344.4838 | 3354.4303 | 344.4838 | 3354.4303
4027 | 365.7743 | 3400.7747 | 365.7743 | 3400.7747
4028 | 394.4323 | 3450.9297 | 394.4323 | 3450.9297
4029 | 407.272 | 3438.86 | 407.272 | 3438.86
4030 | 421.4241 | 3412.9547 | 421.4241 | 3412.9547
4031 | 446.6436 | 3384.8471 | 446.6436 | 3384.8471
4032 | 443.0937 | 3361.7039 | 443.0937 | 3361.7039
4033 | 422.7848 | 3345.7462 | 422.7848 | 3345.7462
4034 | 432.166 | 3317.932 | 432.166 | 3317.932
4035 | 456.0021 | 3314.9525 | 456.0021 | 3314.9525
4036 | 473.3411 | 3330.8263 | 473.3411 | 3330.8263
4037 | 472.0264 | 3391.7842 | 472.0264 | 3391.7842
4038 | 457.3158 | 3458.7537 | 457.3158 | 3458.7537
4039 | 439.717 | 3503.7235 | 439.717 | 3503.7235
4040 | 429.9404 | 3536.0019 | 429.9404 | 3536.0019
4041 | 420.4268 | 3540.4412 | 420.4268 | 3540.4412
4042 | 402.0891 | 3537.3567 | 402.0891 | 3537.3567
4043 | 376.239 | 3515.4834 | 376.239 | 3515.4834
4044 | 356.4443 | 3491.7859 | 356.4443 | 3491.7859
4045 | 339.8263 | 3489.6625 | 339.8263 | 3489.6625
4046 | 329.5314 | 3470.8755 | 329.5314 | 3470.8755
4047 | 323.5259 | 3467.4765 | 323.5259 | 3467.4765
4048 | 323.0615 | 3468.898 | 323.0615 | 3468.898
4049 | 329.3152 | 3487.6136 | 329.3152 | 3487.6136
4050 | 342.1948 | 3551.7646 | 342.1948 | 3551.7646
4051 | 363.3505 | 3571.6306 | 363.3505 | 3571.6306
4052 | 394.495 | 3595.7433 | 394.495 | 3595.7433
4053 | 407.6045 | 3578.8791 | 407.6045 | 3578.8791
4054 | 415.7549 | 3573.2411 | 415.7549 | 3573.2411
4055 | 439.62 | 3556.9016 | 439.62 | 3556.9016
4056 | 440.2476 | 3557.2947 | 440.2476 | 3557.2947
4057 | 420.3328 | 3591.0247 | 420.3328 | 3591.0247
4058 | 423.4962 | 3598.1881 | 423.4962 | 3598.1881
4059 | 444.6715 | 3581.697 | 444.6715 | 3581.697
4060 | 458.5021 | 3526.6351 | 458.5021 | 3526.6351
4061 | 458.0522 | 3504.6712 | 458.0522 | 3504.6712
4062 | 447.6364 | 3501.6856 | 447.6364 | 3501.6856
4063 | 428.1507 | 3506.8835 | 428.1507 | 3506.8835
4064 | 415.1135 | 3528.8102 | 415.1135 | 3528.8102
4065 | 406.1452 | 3512.9822 | 406.1452 | 3512.9822
4066 | 391.3705 | 3469.254 | 391.3705 | 3469.254
4067 | 371.1 | 3426.8955 | 371.1 | 3426.8955
4068 | 349.0426 | 3435.9962 | 349.0426 | 3435.9962
4069 | 334.1535 | 3527.8 | 334.1535 | 3527.8
4070 | 323.3792 | 3616.5607 | 323.3792 | 3616.5607
4071 | 318.693 | 3678.9762 | 318.693 | 3678.9762
4072 | 316.4016 | 3707.4208 | 316.4016 | 3707.4208
4073 | 320.2728 | 3734.6355 | 320.2728 | 3734.6355
4074 | 332.6914 | 3798.8955 | 332.6914 | 3798.8955
4075 | 350.1265 | 3812.4416 | 350.1265 | 3812.4416
4076 | 376.9137 | 3838.2977 | 376.9137 | 3838.2977
4077 | 388.7343 | 3815.9853 | 388.7343 | 3815.9853
4078 | 402.0462 | 3789.6441 | 402.0462 | 3789.6441
4079 | 421.1823 | 3753.0373 | 421.1823 | 3753.0373
4080 | 421.5645 | 3718.017 | 421.5645 | 3718.017
4081 | 408.0279 | 3688.5477 | 408.0279 | 3688.5477
4082 | 415.2921 | 3643.2993 | 415.2921 | 3643.2993
4083 | 437.8783 | 3602.7271 | 437.8783 | 3602.7271
4084 | 453.1152 | 3559.3244 | 453.1152 | 3559.3244
4085 | 455.1398 | 3553.0514 | 455.1398 | 3553.0514
4086 | 438.3066 | 3561.507 | 438.3066 | 3561.507
4087 | 421.038 | 3571.1724 | 421.038 | 3571.1724
4088 | 407.8309 | 3594.4067 | 407.8309 | 3594.4067
4089 | 399.9395 | 3598.1922 | 399.9395 | 3598.1922
4090 | 388.2873 | 3590.7491 | 388.2873 | 3590.7491
4091 | 368.8666 | 3557.3257 | 368.8666 | 3557.3257
4092 | 350.3752 | 3515.3222 | 350.3752 | 3515.3222
4093 | 335.0455 | 3501.8665 | 335.0455 | 3501.8665
4094 | 324.8663 | 3489.0725 | 324.8663 | 3489.0725
4095 | 321.327 | 3512.4788 | 321.327 | 3512.4788
4096 | 319.1929 | 3559.2294 | 319.1929 | 3559.2294
4097 | 324.4645 | 3630.4657 | 324.4645 | 3630.4657
4098 | 333.1307 | 3761.3028 | 333.1307 | 3761.3028
4099 | 347.7345 | 3850.2522 | 347.7345 | 3850.2522
4100 | 362.8816 | 3947.044 | 362.8816 | 3947.044
4101 | 371.8661 | 4016.6975 | 371.8661 | 4016.6975
4102 | 385.4411 | 4114.3577 | 385.4411 | 4114.3577
4103 | 405.0899 | 4193.5798 | 405.0899 | 4193.5798
4104 | 410.2054 | 4241.0455 | 410.2054 | 4241.0455
4105 | 403.0437 | 4283.8195 | 403.0437 | 4283.8195
4106 | 409.6625 | 4303.8407 | 409.6625 | 4303.8407
4107 | 430.5302 | 4300.3163 | 430.5302 | 4300.3163
4108 | 443.9357 | 4267.4832 | 443.9357 | 4267.4832
4109 | 438.9771 | 4280.7147 | 438.9771 | 4280.7147
4110 | 430.8628 | 4304.4253 | 430.8628 | 4304.4253
4111 | 416.5876 | 4340.2422 | 416.5876 | 4340.2422
4112 | 410.1056 | 4412.9463 | 410.1056 | 4412.9463
4113 | 397.3741 | 4461.734 | 397.3741 | 4461.734
4114 | 386.1768 | 4511.1703 | 386.1768 | 4511.1703
4115 | 368.3701 | 4549.7722 | 368.3701 | 4549.7722
4116 | 352.167 | 4573.8011 | 352.167 | 4573.8011
4117 | 337.4924 | 4599.7904 | 337.4924 | 4599.7904
4118 | 329.5353 | 4604.7576 | 329.5353 | 4604.7576
4119 | 324.3045 | 4642.6561 | 324.3045 | 4642.6561
4120 | 321.1824 | 4674.9144 | 321.1824 | 4674.9144
4121 | 322.7729 | 4718.4739 | 322.7729 | 4718.4739
4122 | 330.4496 | 4806.9239 | 330.4496 | 4806.9239
4123 | 342.9654 | 4862.3123 | 342.9654 | 4862.3123
4124 | 359.0257 | 4930.0107 | 359.0257 | 4930.0107
4125 | 369.9367 | 4941.4772 | 369.9367 | 4941.4772
4126 | 384.3739 | 4935.8392 | 384.3739 | 4935.8392
4127 | 404.623 | 4919.0639 | 404.623 | 4919.0639
4128 | 407.1608 | 4894.7221 | 407.1608 | 4894.7221
4129 | 399.1856 | 4865.3618 | 399.1856 | 4865.3618
4130 | 403.6091 | 4789.1675 | 403.6091 | 4789.1675
4131 | 424.3967 | 4677.3327 | 424.3967 | 4677.3327
4132 | 438.9019 | 4571.0576 | 438.9019 | 4571.0576
4133 | 443.1189 | 4465.4091 | 443.1189 | 4465.4091
4134 | 430.2108 | 4401.6214 | 430.2108 | 4401.6214
4135 | 417.484 | 4374.8928 | 417.484 | 4374.8928
4136 | 408.4333 | 4341.1388 | 408.4333 | 4341.1388
4137 | 400.7245 | 4242.389 | 400.7245 | 4242.389
4138 | 389.7499 | 4117.3734 | 389.7499 | 4117.3734
4139 | 372.074 | 3985.6642 | 372.074 | 3985.6642
4140 | 355.2819 | 3846.3557 | 355.2819 | 3846.3557
4141 | 341.2485 | 3783.3212 | 341.2485 | 3783.3212
4142 | 331.4218 | 3748.0806 | 331.4218 | 3748.0806
4143 | 328.0958 | 3752.8539 | 328.0958 | 3752.8539
4144 | 324.2524 | 3768.9856 | 324.2524 | 3768.9856
4145 | 325.5518 | 3792.3866 | 325.5518 | 3792.3866
4146 | 332.1982 | 3844.4426 | 332.1982 | 3844.4426
4147 | 344.3793 | 3834.3435 | 344.3793 | 3834.3435
4148 | 362.5695 | 3835.2467 | 362.5695 | 3835.2467
4149 | 375.6182 | 3798.9869 | 375.6182 | 3798.9869
4150 | 389.75 | 3775.5878 | 389.75 | 3775.5878
4151 | 416.0082 | 3731.2445 | 416.0082 | 3731.2445
4152 | 412.5901 | 3664.8425 | 412.5901 | 3664.8425
4153 | 401.4087 | 3636.3539 | 401.4087 | 3636.3539
4154 | 408.3287 | 3616.0582 | 408.3287 | 3616.0582
4155 | 432.7675 | 3613.5146 | 432.7675 | 3613.5146
4156 | 447.1271 | 3604.4356 | 447.1271 | 3604.4356
4157 | 450.4982 | 3604.7004 | 450.4982 | 3604.7004
4158 | 438.8658 | 3605.8554 | 438.8658 | 3605.8554
4159 | 421.9893 | 3617.2643 | 421.9893 | 3617.2643
4160 | 409.0521 | 3651.613 | 409.0521 | 3651.613
4161 | 400.7672 | 3645.4827 | 400.7672 | 3645.4827
4162 | 390.7035 | 3614.1765 | 390.7035 | 3614.1765
4163 | 376.3869 | 3560.3767 | 376.3869 | 3560.3767
4164 | 358.1878 | 3512.3802 | 358.1878 | 3512.3802
4165 | 345.0867 | 3504.0458 | 345.0867 | 3504.0458
4166 | 335.0174 | 3483.1885 | 335.0174 | 3483.1885
4167 | 328.3818 | 3481.9688 | 328.3818 | 3481.9688
4168 | 325.1703 | 3486.2233 | 325.1703 | 3486.2233
4169 | 327.5988 | 3503.8492 | 327.5988 | 3503.8492
4170 | 339.2569 | 3565.2761 | 339.2569 | 3565.2761
4171 | 354.2152 | 3579.585 | 354.2152 | 3579.585
4172 | 373.3138 | 3608.601 | 373.3138 | 3608.601
4173 | 387.8732 | 3588.0321 | 387.8732 | 3588.0321
4174 | 400.9425 | 3555.262 | 400.9425 | 3555.262
4175 | 422.7558 | 3515.7131 | 422.7558 | 3515.7131
4176 | 429.1265 | 3478.5136 | 429.1265 | 3478.5136
4177 | 415.3559 | 3443.4871 | 415.3559 | 3443.4871
4178 | 417.3287 | 3405.9751 | 417.3287 | 3405.9751
4179 | 439.5035 | 3405.3928 | 439.5035 | 3405.3928
4180 | 454.713 | 3389.6671 | 454.713 | 3389.6671
4181 | 454.0402 | 3371.6259 | 454.0402 | 3371.6259
4182 | 447.5954 | 3371.0374 | 447.5954 | 3371.0374
4183 | 428.8855 | 3392.689 | 428.8855 | 3392.689
4184 | 412.3011 | 3434.7741 | 412.3011 | 3434.7741
4185 | 401.8682 | 3450.4367 | 401.8682 | 3450.4367
4186 | 394.8136 | 3453.0183 | 394.8136 | 3453.0183
4187 | 378.6403 | 3431.0361 | 378.6403 | 3431.0361
4188 | 363.5069 | 3410.7165 | 363.5069 | 3410.7165
4189 | 348.3571 | 3415.131 | 348.3571 | 3415.131
4190 | 336.0236 | 3410.7272 | 336.0236 | 3410.7272
4191 | 328.6261 | 3425.1984 | 328.6261 | 3425.1984
4192 | 324.7794 | 3444.0541 | 324.7794 | 3444.0541
4193 | 327.9708 | 3477.4799 | 327.9708 | 3477.4799
4194 | 339.5846 | 3544.8998 | 339.5846 | 3544.8998
4195 | 351.7472 | 3553.7605 | 351.7472 | 3553.7605
4196 | 369.788 | 3565.7781 | 369.788 | 3565.7781
4197 | 385.367 | 3528.2107 | 385.367 | 3528.2107
4198 | 397.6911 | 3493.6972 | 397.6911 | 3493.6972
4199 | 415.5867 | 3473.9798 | 415.5867 | 3473.9798
4200 | 421.2437 | 3463.6944 | 421.2437 | 3463.6944
4201 | 410.0625 | 3463.4276 | 410.0625 | 3463.4276
4202 | 412.7097 | 3444.7664 | 412.7097 | 3444.7664
4203 | 434.4285 | 3426.5319 | 434.4285 | 3426.5319
4204 | 449.2152 | 3419.7412 | 449.2152 | 3419.7412
4205 | 447.9434 | 3457.5987 | 447.9434 | 3457.5987
4206 | 437.4223 | 3509.2041 | 437.4223 | 3509.2041
4207 | 422.3687 | 3563.218 | 422.3687 | 3563.218
4208 | 407.1262 | 3631.6725 | 407.1262 | 3631.6725
4209 | 397.2678 | 3678.4989 | 397.2678 | 3678.4989
4210 | 384.0722 | 3715.5132 | 384.0722 | 3715.5132
4211 | 374.578 | 3727.4189 | 374.578 | 3727.4189
4212 | 363.052 | 3743.4934 | 363.052 | 3743.4934
4213 | 353.166 | 3797.0507 | 353.166 | 3797.0507
4214 | 342.808 | 3835.9058 | 342.808 | 3835.9058
4215 | 332.9119 | 3882.4124 | 332.9119 | 3882.4124
4216 | 327.8508 | 3925.0224 | 327.8508 | 3925.0224
4217 | 327.9769 | 3977.4079 | 327.9769 | 3977.4079
4218 | 336.4208 | 4068.909 | 336.4208 | 4068.909
4219 | 347.7243 | 4107.8438 | 347.7243 | 4107.8438
4220 | 358.5589 | 4143.2887 | 358.5589 | 4143.2887
4221 | 365.3592 | 4121.1942 | 365.3592 | 4121.1942
4222 | 376.62 | 4104.006 | 376.62 | 4104.006
4223 | 391.8096 | 4097.9092 | 391.8096 | 4097.9092
4224 | 393.7152 | 4098.0844 | 393.7152 | 4098.0844
4225 | 387.6068 | 4088.5555 | 387.6068 | 4088.5555
4226 | 393.824 | 4043.3071 | 393.824 | 4043.3071
4227 | 410.406 | 3990.7489 | 410.406 | 3990.7489
4228 | 423.1841 | 3938.52 | 423.1841 | 3938.52
4229 | 421.0409 | 3934.6442 | 421.0409 | 3934.6442
4230 | 409.7528 | 3927.409 | 409.7528 | 3927.409
4231 | 400.1721 | 3909.8334 | 400.1721 | 3909.8334
4232 | 389.4383 | 3910.1852 | 389.4383 | 3910.1852
4233 | 382.593 | 3880.0828 | 382.593 | 3880.0828
4234 | 372.762 | 3829.054 | 372.762 | 3829.054
4235 | 365.7553 | 3729.2713 | 365.7553 | 3729.2713
4236 | 357.2837 | 3603.9102 | 357.2837 | 3603.9102
4237 | 348.4759 | 3499.2514 | 348.4759 | 3499.2514
4238 | 338.8563 | 3404.2983 | 338.8563 | 3404.2983
4239 | 329.8318 | 3367.1204 | 329.8318 | 3367.1204
4240 | 326.1063 | 3361.1323 | 326.1063 | 3361.1323
4241 | 326.8354 | 3372.6563 | 326.8354 | 3372.6563
4242 | 333.6144 | 3424.3853 | 333.6144 | 3424.3853
4243 | 342.5736 | 3433.4639 | 342.5736 | 3433.4639
4244 | 354.0868 | 3445.9174 | 354.0868 | 3445.9174
4245 | 364.2433 | 3417.2851 | 364.2433 | 3417.2851
4246 | 379.727 | 3407.5065 | 379.727 | 3407.5065
4247 | 402.0145 | 3406.313 | 402.0145 | 3406.313
4248 | 411.3265 | 3415.4233 | 411.3265 | 3415.4233
4249 | 407.526 | 3429.9755 | 407.526 | 3429.9755
4250 | 415.0843 | 3433.761 | 415.0843 | 3433.761
4251 | 434.7765 | 3459.657 | 434.7765 | 3459.657
4252 | 450.113 | 3474.0054 | 450.113 | 3474.0054
4253 | 454.0489 | 3491.0507 | 454.0489 | 3491.0507
4254 | 437.1604 | 3500.378 | 437.1604 | 3500.378
4255 | 418.6162 | 3515.0558 | 418.6162 | 3515.0558
4256 | 403.4946 | 3557.3589 | 403.4946 | 3557.3589
4257 | 391.39 | 3582.3924 | 391.39 | 3582.3924
4258 | 383.1749 | 3626.7074 | 383.1749 | 3626.7074
4259 | 374.7451 | 3723.6052 | 374.7451 | 3723.6052
4260 | 365.9049 | 3848.9708 | 365.9049 | 3848.9708
4261 | 356.5859 | 3957.2282 | 356.5859 | 3957.2282
4262 | 346.0076 | 3999.4611 | 346.0076 | 3999.4611
4263 | 334.5416 | 4044.1154 | 334.5416 | 4044.1154
4264 | 328.2512 | 4081.713 | 328.2512 | 4081.713
4265 | 328.0337 | 4136.1689 | 328.0337 | 4136.1689
4266 | 333.9413 | 4226.1444 | 333.9413 | 4226.1444
4267 | 344.5988 | 4268.2392 | 344.5988 | 4268.2392
4268 | 354.9041 | 4298.5627 | 354.9041 | 4298.5627
4269 | 365.5223 | 4245.1956 | 365.5223 | 4245.1956
4270 | 380.9061 | 4165.7888 | 380.9061 | 4165.7888
4271 | 405.0936 | 4076.7701 | 405.0936 | 4076.7701
4272 | 412.6575 | 3999.9076 | 412.6575 | 3999.9076
4273 | 409.4082 | 3939.4924 | 409.4082 | 3939.4924
4274 | 413.4283 | 3865.4774 | 413.4283 | 3865.4774
4275 | 435.227 | 3801.8048 | 435.227 | 3801.8048
4276 | 449.7595 | 3716.9957 | 449.7595 | 3716.9957
4277 | 448.7408 | 3650.3564 | 448.7408 | 3650.3564
4278 | 437.0876 | 3580.1399 | 437.0876 | 3580.1399
4279 | 419.6023 | 3512.7676 | 419.6023 | 3512.7676
4280 | 405.9865 | 3478.5777 | 405.9865 | 3478.5777
4281 | 391.8218 | 3448.6933 | 391.8218 | 3448.6933
4282 | 381.8149 | 3420.7649 | 381.8149 | 3420.7649
4283 | 371.734 | 3375.0285 | 371.734 | 3375.0285
4284 | 364.4874 | 3332.6981 | 364.4874 | 3332.6981
4285 | 353.134 | 3311.0701 | 353.134 | 3311.0701
4286 | 341.8624 | 3260.4655 | 341.8624 | 3260.4655
4287 | 334.5346 | 3228.4089 | 334.5346 | 3228.4089
4288 | 328.9932 | 3205.4224 | 328.9932 | 3205.4224
4289 | 328.2895 | 3185.3467 | 328.2895 | 3185.3467
4290 | 333.3852 | 3205.2582 | 333.3852 | 3205.2582
4291 | 344.3088 | 3187.2047 | 344.3088 | 3187.2047
4292 | 353.9712 | 3192.2486 | 353.9712 | 3192.2486
4293 | 360.8559 | 3158.495 | 360.8559 | 3158.495
4294 | 375.933 | 3128.0131 | 375.933 | 3128.0131
4295 | 397.1542 | 3095.8738 | 397.1542 | 3095.8738
4296 | 408.1575 | 3068.0452 | 408.1575 | 3068.0452
4297 | 405.0164 | 3045.3317 | 405.0164 | 3045.3317
4298 | 412.7704 | 3017.2996 | 412.7704 | 3017.2996
4299 | 433.9826 | 2994.1617 | 433.9826 | 2994.1617
4300 | 445.7209 | 2951.3038 | 445.7209 | 2951.3038
4301 | 452.9738 | 2950.2611 | 452.9738 | 2950.2611
4302 | 439.1788 | 2978.6571 | 439.1788 | 2978.6571
4303 | 420.8587 | 3021.8836 | 420.8587 | 3021.8836
4304 | 408.0036 | 3091.5367 | 408.0036 | 3091.5367
4305 | 398.0914 | 3120.6019 | 398.0914 | 3120.6019
4306 | 388.6293 | 3140.5088 | 388.6293 | 3140.5088
4307 | 378.5607 | 3172.137 | 378.5607 | 3172.137
4308 | 368.654 | 3240.9502 | 368.654 | 3240.9502
4309 | 357.4675 | 3358.3606 | 357.4675 | 3358.3606
4310 | 347.9413 | 3469.35 | 347.9413 | 3469.35
4311 | 340.4832 | 3635.2815 | 340.4832 | 3635.2815
4312 | 336.5525 | 3818.2374 | 336.5525 | 3818.2374
4313 | 337.3146 | 4005.8476 | 337.3146 | 4005.8476
4314 | 342.1231 | 4218.299 | 342.1231 | 4218.299
4315 | 353.0376 | 4354.4299 | 353.0376 | 4354.4299
4316 | 365.7354 | 4481.9496 | 365.7354 | 4481.9496
4317 | 373.7667 | 4565.9863 | 373.7667 | 4565.9863
4318 | 390.7495 | 4647.5198 | 390.7495 | 4647.5198
4319 | 411.2567 | 4720.3131 | 411.2567 | 4720.3131
4320 | 420.9858 | 4785.6489 | 420.9858 | 4785.6489
4321 | 417.8666 | 4842.4793 | 417.8666 | 4842.4793
4322 | 419.8876 | 4861.0839 | 419.8876 | 4861.0839
4323 | 438.587 | 4857.2327 | 438.587 | 4857.2327
4324 | 457.1096 | 4838.5649 | 457.1096 | 4838.5649
4325 | 459.8319 | 4823.4657 | 459.8319 | 4823.4657
4326 | 447.8451 | 4812.5257 | 447.8451 | 4812.5257
4327 | 430.1581 | 4816.7429 | 430.1581 | 4816.7429
4328 | 412.5551 | 4862.4239 | 412.5551 | 4862.4239
4329 | 397.9583 | 4856.4026 | 397.9583 | 4856.4026
4330 | 391.4255 | 4820.1929 | 391.4255 | 4820.1929
4331 | 379.1621 | 4791.9998 | 379.1621 | 4791.9998
4332 | 369.6989 | 4772.9877 | 369.6989 | 4772.9877
4333 | 359.5723 | 4765.743 | 359.5723 | 4765.743
4334 | 349.7966 | 4727.4514 | 349.7966 | 4727.4514
4335 | 343.3328 | 4709.3422 | 343.3328 | 4709.3422
4336 | 337.1608 | 4677.2027 | 337.1608 | 4677.2027
4337 | 339.0656 | 4633.3728 | 339.0656 | 4633.3728
4338 | 346.2005 | 4644.4582 | 346.2005 | 4644.4582
4339 | 357.5639 | 4638.8266 | 357.5639 | 4638.8266
4340 | 382.3255 | 4666.0992 | 382.3255 | 4666.0992
4341 | 395.0749 | 4663.5094 | 395.0749 | 4663.5094
4342 | 416.3238 | 4631.9379 | 416.3238 | 4631.9379
4343 | 424.4037 | 4596.6386 | 424.4037 | 4596.6386
4344 | 419.7047 | 4562.599 | 419.7047 | 4562.599
4345 | 426.1824 | 4531.9311 | 426.1824 | 4531.9311
4346 | 442.275 | 4466.0884 | 442.275 | 4466.0884
4347 | 460.0801 | 4393.0449 | 460.0801 | 4393.0449
4348 | 465.0374 | 4295.1601 | 465.0374 | 4295.1601
4349 | 453.3098 | 4216.8616 | 453.3098 | 4216.8616
4350 | 432.4664 | 4162.9897 | 432.4664 | 4162.9897
4351 | 415.2563 | 4117.7372 | 415.2563 | 4117.7372
4352 | 399.1319 | 4116.0187 | 399.1319 | 4116.0187
4353 | 389.3385 | 4136.0398 | 389.3385 | 4136.0398
4354 | 378.9075 | 4166.8432 | 378.9075 | 4166.8432
4355 | 356.2936 | 4168.5063 | 356.2936 | 4168.5063
4356 | 348.9456 | 4103.8382 | 348.9456 | 4103.8382
4357 | 341.3213 | 4002.9932 | 341.3213 | 4002.9932
4358 | 333.995 | 3900.9575 | 333.995 | 3900.9575
4359 | 328.1666 | 3847.4349 | 328.1666 | 3847.4349
4360 | 328.8218 | 3784.1316 | 328.8218 | 3784.1316
4361 | 336.4392 | 3713.0606 | 336.4392 | 3713.0606
4362 | 345.7045 | 3688.1878 | 345.7045 | 3688.1878
4363 | 358.9633 | 3629.9265 | 358.9633 | 3629.9265
4364 | 368.4121 | 3600.8646 | 368.4121 | 3600.8646
4365 | 383.1198 | 3548.4781 | 383.1198 | 3548.4781
4366 | 405.2854 | 3512.4391 | 405.2854 | 3512.4391
4367 | 411.9004 | 3484.8763 | 411.9004 | 3484.8763
4368 | 405.2749 | 3466.9634 | 405.2749 | 3466.9634
4369 | 413.0723 | 3447.3009 | 413.0723 | 3447.3009
4370 | 429.0163 | 3397.5849 | 429.0163 | 3397.5849
4371 | 442.4872 | 3349.1673 | 442.4872 | 3349.1673
4372 | 446.5644 | 3288.7661 | 446.5644 | 3288.7661
4373 | 431.135 | 3254.0534 | 431.135 | 3254.0534
4374 | 410.8598 | 3225.5701 | 410.8598 | 3225.5701
4375 | 397.1956 | 3195.2457 | 397.1956 | 3195.2457
4376 | 382.2324 | 3177.8363 | 382.2324 | 3177.8363
4377 | 370.0388 | 3150.1312 | 370.0388 | 3150.1312
4378 | 360.9345 | 3121.9849 | 360.9345 | 3121.9849
4379 | 357 | 3073.4154 | 357 | 3073.4154
4380 | 355.9254 | 3643.7557 | 355.9254 | 3643.7557
4381 | 355.608 | 3626.781 | 355.608 | 3626.781
4382 | 348.4244 | 3631.1852 | 348.4244 | 3631.1852
4383 | 336.107 | 3637.8039 | 336.107 | 3637.8039
4384 | 329.8158 | 3650.1866 | 329.8158 | 3650.1866
4385 | 328.846 | 3688.524 | 328.846 | 3688.524
4386 | 331.3766 | 3780.039 | 331.3766 | 3780.039
4387 | 334.7372 | 3825.1052 | 334.7372 | 3825.1052
4388 | 337.207 | 3853.6484 | 337.207 | 3853.6484
4389 | 337.06 | 3853.8979 | 337.06 | 3853.8979
4390 | 341.1118 | 3847.9165 | 341.1118 | 3847.9165
4391 | 358.2444 | 3835.9905 | 358.2444 | 3835.9905
4392 | 366.8411 | 3820.397 | 366.8411 | 3820.397
4393 | 365.2889 | 3801.057 | 365.2889 | 3801.057
4394 | 374.9123 | 3757.7995 | 374.9123 | 3757.7995
4395 | 398.8389 | 3697.0502 | 398.8389 | 3697.0502
4396 | 413.4426 | 3644.2486 | 413.4426 | 3644.2486
4397 | 417.0641 | 3633.4399 | 417.0641 | 3633.4399
4398 | 408.4563 | 3624.6382 | 408.4563 | 3624.6382
4399 | 398.8728 | 3598.6569 | 398.8728 | 3598.6569
4400 | 391.1832 | 3584.2354 | 391.1832 | 3584.2354
4401 | 379.4973 | 3574.2334 | 379.4973 | 3574.2334
4402 | 370.6011 | 3552.3918 | 370.6011 | 3552.3918
4403 | 365.9245 | 3521.29 | 365.9245 | 3521.29
4404 | 359.375 | 3513.2671 | 359.375 | 3513.2671
4405 | 352.0868 | 3512.6838 | 352.0868 | 3512.6838
4406 | 344.6294 | 3514.5971 | 344.6294 | 3514.5971
4407 | 335.2468 | 3523.0639 | 335.2468 | 3523.0639
4408 | 328.5472 | 3537.3751 | 328.5472 | 3537.3751
4409 | 328.8488 | 3569.2041 | 328.8488 | 3569.2041
4410 | 332.4602 | 3654.6125 | 332.4602 | 3654.6125
4411 | 340.0854 | 3692.3668 | 340.0854 | 3692.3668
4412 | 349.4309 | 3705.4828 | 349.4309 | 3705.4828
4413 | 356.7207 | 3693.8404 | 356.7207 | 3693.8404
4414 | 366.8284 | 3687.6983 | 366.8284 | 3687.6983
4415 | 387.7463 | 3679.6292 | 387.7463 | 3679.6292
4416 | 397.3522 | 3675.7668 | 397.3522 | 3675.7668
4417 | 398.0222 | 3679.3266 | 398.0222 | 3679.3266
4418 | 408.1095 | 3686.6093 | 408.1095 | 3686.6093
4419 | 426.581 | 3708.2188 | 426.581 | 3708.2188
4420 | 443.5468 | 3707.8859 | 443.5468 | 3707.8859
4421 | 447.5677 | 3712.1831 | 447.5677 | 3712.1831
4422 | 436.4617 | 3701.2922 | 436.4617 | 3701.2922
4423 | 418.5942 | 3655.5448 | 418.5942 | 3655.5448
4424 | 407.607 | 3612.1169 | 407.607 | 3612.1169
4425 | 397.7667 | 3575.8404 | 397.7667 | 3575.8404
4426 | 386.4018 | 3531.9026 | 386.4018 | 3531.9026
4427 | 376.3012 | 3475.7315 | 376.3012 | 3475.7315
4428 | 368.1104 | 3441.1127 | 368.1104 | 3441.1127
4429 | 357.878 | 3427.1913 | 357.878 | 3427.1913
4430 | 348.5442 | 3418.3377 | 348.5442 | 3418.3377
4431 | 338.7793 | 3406.2348 | 338.7793 | 3406.2348
4432 | 332.5266 | 3393.1466 | 332.5266 | 3393.1466
4433 | 331.0214 | 3400.6296 | 331.0214 | 3400.6296
4434 | 335.4688 | 3457.8351 | 335.4688 | 3457.8351
4435 | 343.0807 | 3470.7612 | 343.0807 | 3470.7612
4436 | 351.8573 | 3466.2805 | 351.8573 | 3466.2805
4437 | 359.1977 | 3438.8895 | 359.1977 | 3438.8895
4438 | 371.7045 | 3408.2406 | 371.7045 | 3408.2406
4439 | 391.7715 | 3381.6106 | 391.7715 | 3381.6106
4440 | 400.9468 | 3394.5414 | 400.9468 | 3394.5414
4441 | 397.3277 | 3438.1155 | 397.3277 | 3438.1155
4442 | 408.7432 | 3451.5049 | 408.7432 | 3451.5049
4443 | 428.3908 | 3415.5837 | 428.3908 | 3415.5837
4444 | 446.1788 | 3318.5092 | 446.1788 | 3318.5092
4445 | 448.6097 | 3244.7061 | 448.6097 | 3244.7061
4446 | 440.8917 | 3207.4604 | 440.8917 | 3207.4604
4447 | 425.7922 | 3178.8275 | 425.7922 | 3178.8275
4448 | 412.8442 | 3166.9773 | 412.8442 | 3166.9773
4449 | 399.6811 | 3135.6825 | 399.6811 | 3135.6825
4450 | 385.38 | 3052.9355 | 385.38 | 3052.9355
4451 | 378.9929 | 2947.2688 | 378.9929 | 2947.2688
4452 | 366.6453 | 2885.4113 | 366.6453 | 2885.4113
4453 | 356.0239 | 2854.295 | 356.0239 | 2854.295
4454 | 344.5893 | 2860.949 | 344.5893 | 2860.949
4455 | 336.2414 | 2866.4428 | 336.2414 | 2866.4428
4456 | 330.1834 | 2869.4245 | 330.1834 | 2869.4245
4457 | 330.954 | 2882.9338 | 330.954 | 2882.9338
4458 | 333.5827 | 2935.0772 | 333.5827 | 2935.0772
4459 | 340.5979 | 2937.4774 | 340.5979 | 2937.4774
4460 | 347.7331 | 2898.9283 | 347.7331 | 2898.9283
4461 | 354.5765 | 2853.9407 | 354.5765 | 2853.9407
4462 | 367.1993 | 2827.3896 | 367.1993 | 2827.3896
4463 | 389.1632 | 2803.0094 | 389.1632 | 2803.0094
4464 | 396.9123 | 2780.4254 | 396.9123 | 2780.4254
4465 | 393.9105 | 2757.309 | 393.9105 | 2757.309
4466 | 398.3866 | 2729.6395 | 398.3866 | 2729.6395
4467 | 419.0307 | 2708.6634 | 419.0307 | 2708.6634
4468 | 437.2849 | 2674.7441 | 437.2849 | 2674.7441
4469 | 445.6304 | 2664.1765 | 445.6304 | 2664.1765
4470 | 436.6557 | 2656.0176 | 436.6557 | 2656.0176
4471 | 421.2795 | 2629.3935 | 421.2795 | 2629.3935
4472 | 412.3882 | 2603.3212 | 412.3882 | 2603.3212
4473 | 405.6433 | 2583.9986 | 405.6433 | 2583.9986
4474 | 394.3583 | 2566.0942 | 394.3583 | 2566.0942
4475 | 381.323 | 2546.2414 | 381.323 | 2546.2414
4476 | 366.8455 | 2554.2884 | 366.8455 | 2554.2884
4477 | 351.7404 | 2570.418 | 351.7404 | 2570.418
4478 | 341.8436 | 2586.6337 | 341.8436 | 2586.6337
4479 | 333.7987 | 2599.7607 | 333.7987 | 2599.7607
4480 | 327.2171 | 2620.6606 | 327.2171 | 2620.6606
4481 | 328.3343 | 2674.5056 | 328.3343 | 2674.5056
4482 | 331.1733 | 2796.634 | 331.1733 | 2796.634
4483 | 341.0136 | 2888.946 | 341.0136 | 2888.946
4484 | 351.2055 | 2970.1989 | 351.2055 | 2970.1989
4485 | 360.2466 | 3034.5677 | 360.2466 | 3034.5677
4486 | 373.3391 | 3096.7232 | 373.3391 | 3096.7232
4487 | 394.8676 | 3150.7647 | 394.8676 | 3150.7647
4488 | 400.3034 | 3206.3614 | 400.3034 | 3206.3614
4489 | 398.0765 | 3264.961 | 398.0765 | 3264.961
4490 | 401.3571 | 3310.4904 | 401.3571 | 3310.4904
4491 | 422.136 | 3332.6624 | 422.136 | 3332.6624
4492 | 439.9301 | 3347.3549 | 439.9301 | 3347.3549
4493 | 445.364 | 3399.8622 | 445.364 | 3399.8622
4494 | 437.4214 | 3457.9921 | 437.4214 | 3457.9921
4495 | 423.2119 | 3493.2375 | 423.2119 | 3493.2375
4496 | 416.2417 | 3527.7493 | 416.2417 | 3527.7493
4497 | 410.1956 | 3546.9947 | 410.1956 | 3546.9947
4498 | 396.081 | 3554.6416 | 396.081 | 3554.6416
4499 | 381.5949 | 3558.4921 | 381.5949 | 3558.4921
4500 | 366.4842 | 3570.1549 | 366.4842 | 3570.1549
4501 | 352.4355 | 3591.5876 | 352.4355 | 3591.5876
4502 | 341.5003 | 3611.178 | 341.5003 | 3611.178
4503 | 334.3366 | 3625.1889 | 334.3366 | 3625.1889
4504 | 329.2322 | 3634.9201 | 329.2322 | 3634.9201
4505 | 329.2738 | 3653.4914 | 329.2738 | 3653.4914
4506 | 335.4521 | 3734.8823 | 335.4521 | 3734.8823
4507 | 348.4533 | 3782.6 | 348.4533 | 3782.6
4508 | 366.2012 | 3815.0803 | 366.2012 | 3815.0803
4509 | 372.2929 | 3824.0076 | 372.2929 | 3824.0076
4510 | 385.6754 | 3835.2211 | 385.6754 | 3835.2211
4511 | 412.8919 | 3840.008 | 412.8919 | 3840.008
4512 | 412.9164 | 3841.5291 | 412.9164 | 3841.5291
4513 | 403.6423 | 3835.2862 | 403.6423 | 3835.2862
4514 | 412.8708 | 3805.6078 | 412.8708 | 3805.6078
4515 | 433.8594 | 3741.4838 | 433.8594 | 3741.4838
4516 | 453.0113 | 3666.9073 | 453.0113 | 3666.9073
4517 | 455.0262 | 3644.2069 | 455.0262 | 3644.2069
4518 | 443.9015 | 3642.8777 | 443.9015 | 3642.8777
4519 | 428.665 | 3643.0905 | 428.665 | 3643.0905
4520 | 420.5311 | 3663.9428 | 420.5311 | 3663.9428
4521 | 410.0574 | 3677.2423 | 410.0574 | 3677.2423
4522 | 397.171 | 3655.9631 | 397.171 | 3655.9631
4523 | 381.8586 | 3606.3004 | 381.8586 | 3606.3004
4524 | 364.3518 | 3575.3777 | 364.3518 | 3575.3777
4525 | 348.2717 | 3560.8135 | 348.2717 | 3560.8135
4526 | 340.7611 | 3563.2893 | 340.7611 | 3563.2893
4527 | 333.5138 | 3577.702 | 333.5138 | 3577.702
4528 | 328.0703 | 3599.0036 | 328.0703 | 3599.0036
4529 | 330.1626 | 3627.3776 | 330.1626 | 3627.3776
4530 | 337.3178 | 3692.9395 | 337.3178 | 3692.9395
4531 | 352.5697 | 3704.3389 | 352.5697 | 3704.3389
4532 | 376.7425 | 3692.1447 | 376.7425 | 3692.1447
4533 | 390.7765 | 3645.7107 | 390.7765 | 3645.7107
4534 | 405.7426 | 3597.2241 | 405.7426 | 3597.2241
4535 | 431.914 | 3554.8454 | 431.914 | 3554.8454
4536 | 431.1386 | 3512.9774 | 431.1386 | 3512.9774
4537 | 418.7242 | 3466.0774 | 418.7242 | 3466.0774
4538 | 425.0862 | 3416.7133 | 425.0862 | 3416.7133
4539 | 443.808 | 3382.8812 | 443.808 | 3382.8812
4540 | 463.4357 | 3328.3923 | 463.4357 | 3328.3923
4541 | 467.9929 | 3295.8891 | 467.9929 | 3295.8891
4542 | 458.3408 | 3259.2059 | 458.3408 | 3259.2059
4543 | 437.5136 | 3201.9684 | 437.5136 | 3201.9684
4544 | 427.3174 | 3129.4538 | 427.3174 | 3129.4538
4545 | 417.6425 | 3057.5822 | 417.6425 | 3057.5822
4546 | 406.0803 | 2990.7445 | 406.0803 | 2990.7445
4547 | 383.1829 | 2928.7079 | 383.1829 | 2928.7079
4548 | 363.4193 | 2894.8122 | 363.4193 | 2894.8122
4549 | 348.91 | 2870.2043 | 348.91 | 2870.2043
4550 | 340.29 | 2853.7174 | 340.29 | 2853.7174
4551 | 332.9696 | 2833.4189 | 332.9696 | 2833.4189
4552 | 327.2481 | 2808.8406 | 327.2481 | 2808.8406
4553 | 330.0261 | 2801.5391 | 330.0261 | 2801.5391
4554 | 338.3648 | 2849.5043 | 338.3648 | 2849.5043
4555 | 355.6526 | 2856.8863 | 355.6526 | 2856.8863
4556 | 381.284 | 2842.8439 | 381.284 | 2842.8439
4557 | 391.597 | 2809.1857 | 391.597 | 2809.1857
4558 | 405.5121 | 2783.5988 | 405.5121 | 2783.5988
4559 | 433.0898 | 2756.0849 | 433.0898 | 2756.0849
4560 | 428.1702 | 2731.7333 | 428.1702 | 2731.7333
4561 | 415.5091 | 2707.733 | 415.5091 | 2707.733
4562 | 422.5043 | 2678.2154 | 422.5043 | 2678.2154
4563 | 441.675 | 2648.0794 | 441.675 | 2648.0794
4564 | 459.8174 | 2601.9469 | 459.8174 | 2601.9469
4565 | 463.8835 | 2585.4334 | 463.8835 | 2585.4334
4566 | 458.2137 | 2570.9268 | 458.2137 | 2570.9268
4567 | 436.0226 | 2547.6774 | 436.0226 | 2547.6774
4568 | 425.9043 | 2529.3991 | 425.9043 | 2529.3991
4569 | 417.6581 | 2518.915 | 417.6581 | 2518.915
4570 | 404.2217 | 2497.8769 | 404.2217 | 2497.8769
4571 | 383.69 | 2459.7043 | 383.69 | 2459.7043
4572 | 364.0731 | 2435.3703 | 364.0731 | 2435.3703
4573 | 349.0914 | 2417.1903 | 349.0914 | 2417.1903
4574 | 338.8724 | 2410.9883 | 338.8724 | 2410.9883
4575 | 332.7726 | 2413.0271 | 332.7726 | 2413.0271
4576 | 328.3592 | 2422.1958 | 328.3592 | 2422.1958
4577 | 332.1236 | 2455.6319 | 332.1236 | 2455.6319
4578 | 340.1575 | 2544.0936 | 340.1575 | 2544.0936
4579 | 358.0487 | 2585.0618 | 358.0487 | 2585.0618
4580 | 383.4027 | 2599.7045 | 383.4027 | 2599.7045
4581 | 397.8161 | 2583.0804 | 397.8161 | 2583.0804
4582 | 408.9244 | 2567.2963 | 408.9244 | 2567.2963
4583 | 437.7627 | 2551.9153 | 437.7627 | 2551.9153
4584 | 435.0683 | 2538.6519 | 435.0683 | 2538.6519
4585 | 421.7513 | 2521.8832 | 421.7513 | 2521.8832
4586 | 426.5063 | 2488.2677 | 426.5063 | 2488.2677
4587 | 445.5018 | 2447.2845 | 445.5018 | 2447.2845
4588 | 465.4972 | 2400.1878 | 465.4972 | 2400.1878
4589 | 469.262 | 2393.8787 | 469.262 | 2393.8787
4590 | 459.7089 | 2393.1924 | 459.7089 | 2393.1924
4591 | 440.3401 | 2390.4322 | 440.3401 | 2390.4322
4592 | 428.2764 | 2410.8024 | 428.2764 | 2410.8024
4593 | 415.8061 | 2422.1735 | 415.8061 | 2422.1735
4594 | 402.3383 | 2408.4472 | 402.3383 | 2408.4472
4595 | 382.1414 | 2375.8188 | 382.1414 | 2375.8188
4596 | 364.1246 | 2358.9573 | 364.1246 | 2358.9573
4597 | 349.0019 | 2352.9103 | 349.0019 | 2352.9103
4598 | 339.6039 | 2364.0638 | 339.6039 | 2364.0638
4599 | 333.1138 | 2390.4487 | 333.1138 | 2390.4487
4600 | 328.0554 | 2423.16 | 328.0554 | 2423.16
4601 | 330.014 | 2473.4696 | 330.014 | 2473.4696
4602 | 336.5168 | 2573.582 | 336.5168 | 2573.582
4603 | 352.5156 | 2623.6299 | 352.5156 | 2623.6299
4604 | 373.3791 | 2649.7626 | 373.3791 | 2649.7626
4605 | 388.4668 | 2650.2531 | 388.4668 | 2650.2531
4606 | 402.0704 | 2650.4587 | 402.0704 | 2650.4587
4607 | 426.7462 | 2642.6306 | 426.7462 | 2642.6306
4608 | 429.4009 | 2630.2511 | 429.4009 | 2630.2511
4609 | 420.3448 | 2623.044 | 420.3448 | 2623.044
4610 | 425.5241 | 2611.9265 | 425.5241 | 2611.9265
4611 | 443.9964 | 2588.8614 | 443.9964 | 2588.8614
4612 | 465.1103 | 2557.1116 | 465.1103 | 2557.1116
4613 | 471.4936 | 2573.5416 | 471.4936 | 2573.5416
4614 | 462.7711 | 2597.6031 | 462.7711 | 2597.6031
4615 | 444.3209 | 2601.5923 | 444.3209 | 2601.5923
4616 | 432.3448 | 2610.4724 | 432.3448 | 2610.4724
4617 | 420.2934 | 2621.7632 | 420.2934 | 2621.7632
4618 | 406.0043 | 2608.9208 | 406.0043 | 2608.9208
4619 | 388.0922 | 2566.4896 | 388.0922 | 2566.4896
4620 | 372.5397 | 2531.8708 | 372.5397 | 2531.8708
4621 | 356.6775 | 2502.3615 | 356.6775 | 2502.3615
4622 | 345.1169 | 2485.0711 | 345.1169 | 2485.0711
4623 | 337.2457 | 2480.2801 | 337.2457 | 2480.2801
4624 | 332.6546 | 2482.4584 | 332.6546 | 2482.4584
4625 | 334.6553 | 2492.6733 | 334.6553 | 2492.6733
4626 | 339.3638 | 2551.1644 | 339.3638 | 2551.1644
4627 | 351.1708 | 2571.322 | 351.1708 | 2571.322
4628 | 368.7959 | 2576.0012 | 368.7959 | 2576.0012
4629 | 379.9274 | 2561.4663 | 379.9274 | 2561.4663
4630 | 392.1169 | 2552.9137 | 392.1169 | 2552.9137
4631 | 416.1995 | 2543.7999 | 416.1995 | 2543.7999
4632 | 416.0973 | 2540.4196 | 416.0973 | 2540.4196
4633 | 409.5776 | 2543.6581 | 409.5776 | 2543.6581
4634 | 415.7504 | 2542.7451 | 415.7504 | 2542.7451
4635 | 433.5782 | 2537.6784 | 433.5782 | 2537.6784
4636 | 452.2621 | 2516.133 | 452.2621 | 2516.133
4637 | 458.2597 | 2537.5447 | 458.2597 | 2537.5447
4638 | 447.7968 | 2568.5967 | 447.7968 | 2568.5967
4639 | 430.7259 | 2583.3528 | 430.7259 | 2583.3528
4640 | 420.4534 | 2611.758 | 420.4534 | 2611.758
4641 | 410.4441 | 2650.8499 | 410.4441 | 2650.8499
4642 | 398.28 | 2681.8787 | 398.28 | 2681.8787
4643 | 380.208 | 2709.9949 | 380.208 | 2709.9949
4644 | 364.2574 | 2765.3682 | 364.2574 | 2765.3682
4645 | 349.3625 | 2823.8423 | 349.3625 | 2823.8423
4646 | 340.4581 | 2871.0731 | 340.4581 | 2871.0731
4647 | 333.994 | 2893.4404 | 333.994 | 2893.4404
4648 | 328.9218 | 2905.1803 | 328.9218 | 2905.1803
4649 | 329.1839 | 2935.9649 | 329.1839 | 2935.9649
4650 | 333.3799 | 3014.6238 | 333.3799 | 3014.6238
4651 | 346.3008 | 3038.3168 | 346.3008 | 3038.3168
4652 | 360.8866 | 3029.2562 | 360.8866 | 3029.2562
4653 | 370.5068 | 2998.1691 | 370.5068 | 2998.1691
4654 | 388.9196 | 2978.4479 | 388.9196 | 2978.4479
4655 | 412.4619 | 2958.4869 | 412.4619 | 2958.4869
4656 | 413.5152 | 2938.6348 | 413.5152 | 2938.6348
4657 | 406.143 | 2916.5629 | 406.143 | 2916.5629
4658 | 412.7412 | 2877.4033 | 412.7412 | 2877.4033
4659 | 429.6378 | 2823.323 | 429.6378 | 2823.323
4660 | 448.7297 | 2761.6026 | 448.7297 | 2761.6026
4661 | 457.6237 | 2754.249 | 457.6237 | 2754.249
4662 | 446.6242 | 2762.3208 | 446.6242 | 2762.3208
4663 | 426.4682 | 2769.5241 | 426.4682 | 2769.5241
4664 | 418.8658 | 2801.786 | 418.8658 | 2801.786
4665 | 409.2442 | 2830.6735 | 409.2442 | 2830.6735
4666 | 392.6976 | 2833.3387 | 392.6976 | 2833.3387
4667 | 373.4803 | 2816.3785 | 373.4803 | 2816.3785
4668 | 357.0727 | 2814.3014 | 357.0727 | 2814.3014
4669 | 341.4655 | 2823.8423 | 341.4655 | 2823.8423
4670 | 331.6663 | 2849.6999 | 331.6663 | 2849.6999
4671 | 325.5681 | 2875.8437 | 325.5681 | 2875.8437
4672 | 321.0351 | 2895.1366 | 321.0351 | 2895.1366
4673 | 321.601 | 2932.4295 | 321.601 | 2932.4295
4674 | 328.8263 | 3014.3024 | 328.8263 | 3014.3024
4675 | 343.6595 | 3054.7083 | 343.6595 | 3054.7083
4676 | 362.8987 | 3073.2881 | 362.8987 | 3073.2881
4677 | 370.04 | 3080.6083 | 370.04 | 3080.6083
4678 | 382.1899 | 3108.4543 | 382.1899 | 3108.4543
4679 | 407.5745 | 3135.3375 | 407.5745 | 3135.3375
4680 | 410.4593 | 3149.7949 | 410.4593 | 3149.7949
4681 | 398.7349 | 3150.0604 | 398.7349 | 3150.0604
4682 | 402.2192 | 3128.4974 | 402.2192 | 3128.4974
4683 | 421.3918 | 3104.7895 | 421.3918 | 3104.7895
4684 | 439.2096 | 3049.8988 | 439.2096 | 3049.8988
4685 | 449.2581 | 3007.4322 | 449.2581 | 3007.4322
4686 | 438.6073 | 2964.4013 | 438.6073 | 2964.4013
4687 | 419.2632 | 2904.8337 | 419.2632 | 2904.8337
4688 | 411.5522 | 2852.0049 | 411.5522 | 2852.0049
4689 | 402.2926 | 2820.0672 | 402.2926 | 2820.0672
4690 | 388.8219 | 2789.3068 | 388.8219 | 2789.3068
4691 | 370.8858 | 2738.9209 | 370.8858 | 2738.9209
4692 | 352.6407 | 2702.8558 | 352.6407 | 2702.8558
4693 | 336.2995 | 2667.8024 | 336.2995 | 2667.8024
4694 | 326.8344 | 2623.5144 | 326.8344 | 2623.5144
4695 | 318.7377 | 2593.6541 | 318.7377 | 2593.6541
4696 | 315.6589 | 2582.0122 | 315.6589 | 2582.0122
4697 | 317.7617 | 2630.7951 | 317.7617 | 2630.7951
4698 | 327.0799 | 2768.5114 | 327.0799 | 2768.5114
4699 | 348.4658 | 2888.8656 | 348.4658 | 2888.8656
4700 | 377.7479 | 3003.3031 | 377.7479 | 3003.3031
4701 | 390.9081 | 3074.341 | 390.9081 | 3074.341
4702 | 402.2475 | 3113.195 | 402.2475 | 3113.195
4703 | 429.6024 | 3113.2412 | 429.6024 | 3113.2412
4704 | 426.9017 | 3094.514 | 426.9017 | 3094.514
4705 | 411.3709 | 3066.898 | 411.3709 | 3066.898
4706 | 420.2473 | 3021.8728 | 420.2473 | 3021.8728
4707 | 433.1075 | 2984.2643 | 433.1075 | 2984.2643
4708 | 456.6403 | 2943.5956 | 456.6403 | 2943.5956
4709 | 467.1143 | 2928.207 | 467.1143 | 2928.207
4710 | 460.9237 | 2919.8874 | 460.9237 | 2919.8874
4711 | 436.022 | 2909.1726 | 436.022 | 2909.1726
4712 | 427.4826 | 2914.1958 | 427.4826 | 2914.1958
4713 | 420.5548 | 2909.738 | 420.5548 | 2909.738
4714 | 398.0669 | 2874.3976 | 398.0669 | 2874.3976
4715 | 377.4944 | 2818.7086 | 377.4944 | 2818.7086
4716 | 358.0308 | 2795.9012 | 358.0308 | 2795.9012
4717 | 341.5499 | 2810.1024 | 341.5499 | 2810.1024
4718 | 333.568 | 2844.2361 | 333.568 | 2844.2361
4719 | 328.7315 | 2880.7451 | 328.7315 | 2880.7451
4720 | 323.3042 | 2916.5097 | 323.3042 | 2916.5097
4721 | 326.5971 | 2965.5337 | 326.5971 | 2965.5337
4722 | 338.077 | 3060.9055 | 338.077 | 3060.9055
4723 | 357.8344 | 3108.7035 | 357.8344 | 3108.7035
4724 | 392.2851 | 3126.8816 | 392.2851 | 3126.8816
4725 | 400.5628 | 3117.7301 | 400.5628 | 3117.7301
4726 | 411.7873 | 3121.23 | 411.7873 | 3121.23
4727 | 439.2212 | 3126.74 | 439.2212 | 3126.74
4728 | 437.2535 | 3136.4568 | 437.2535 | 3136.4568
4729 | 421.3602 | 3148.6141 | 421.3602 | 3148.6141
4730 | 425.8281 | 3148.1029 | 425.8281 | 3148.1029
4731 | 441.4405 | 3144.4021 | 441.4405 | 3144.4021
4732 | 467.2414 | 3132.2577 | 467.2414 | 3132.2577
4733 | 479.0473 | 3159.3743 | 479.0473 | 3159.3743
4734 | 472.0097 | 3192.435 | 472.0097 | 3192.435
4735 | 448.9515 | 3201.888 | 448.9515 | 3201.888
4736 | 436.1927 | 3209.3218 | 436.1927 | 3209.3218
4737 | 425.6235 | 3216.2737 | 425.6235 | 3216.2737
4738 | 408.9509 | 3200.619 | 408.9509 | 3200.619
4739 | 388.2934 | 3165.4997 | 388.2934 | 3165.4997
4740 | 364.8543 | 3144.3797 | 364.8543 | 3144.3797
4741 | 348.5099 | 3130.0566 | 348.5099 | 3130.0566
4742 | 342.3479 | 3126.1847 | 342.3479 | 3126.1847
4743 | 336.5823 | 3134.8925 | 336.5823 | 3134.8925
4744 | 334.827 | 3156.9173 | 334.827 | 3156.9173
4745 | 337.5321 | 3198.7097 | 337.5321 | 3198.7097
4746 | 348.7106 | 3281.5469 | 348.7106 | 3281.5469
4747 | 369.0114 | 3330.0681 | 369.0114 | 3330.0681
4748 | 395.8907 | 3380.5469 | 395.8907 | 3380.5469
4749 | 407.7144 | 3417.1146 | 407.7144 | 3417.1146
4750 | 419.6952 | 3465.2892 | 419.6952 | 3465.2892
4751 | 440.8735 | 3521.3394 | 440.8735 | 3521.3394
4752 | 435.2218 | 3584.7301 | 435.2218 | 3584.7301
4753 | 422.6602 | 3643.6511 | 422.6602 | 3643.6511
4754 | 429.6033 | 3666.7628 | 429.6033 | 3666.7628
4755 | 443.3224 | 3652.1345 | 443.3224 | 3652.1345
4756 | 466.5729 | 3619.5008 | 466.5729 | 3619.5008
4757 | 476.6545 | 3632.6364 | 476.6545 | 3632.6364
4758 | 465.4773 | 3662.7242 | 465.4773 | 3662.7242
4759 | 442.8342 | 3677.4804 | 442.8342 | 3677.4804
4760 | 433.7355 | 3701.2252 | 433.7355 | 3701.2252
4761 | 426.9358 | 3725.372 | 426.9358 | 3725.372
4762 | 406.7737 | 3717.1096 | 406.7737 | 3717.1096
4763 | 385.5905 | 3688.82 | 385.5905 | 3688.82
4764 | 365.8365 | 3672.3603 | 365.8365 | 3672.3603
4765 | 351.9092 | 3654.4214 | 351.9092 | 3654.4214
4766 | 343.7629 | 3640.7468 | 343.7629 | 3640.7468
4767 | 337.9563 | 3621.4125 | 337.9563 | 3621.4125
4768 | 334.1995 | 3601.173 | 334.1995 | 3601.173
4769 | 336.6136 | 3600.2996 | 336.6136 | 3600.2996
4770 | 345.7213 | 3630.9896 | 345.7213 | 3630.9896
4771 | 362.819 | 3617.0787 | 362.819 | 3617.0787
4772 | 384.5805 | 3617.8208 | 384.5805 | 3617.8208
4773 | 397.4555 | 3641.4522 | 397.4555 | 3641.4522
4774 | 411.2196 | 3695.2512 | 411.2196 | 3695.2512
4775 | 436.5413 | 3740.9363 | 436.5413 | 3740.9363
4776 | 437.5481 | 3781.6682 | 437.5481 | 3781.6682
4777 | 426.102 | 3816.3235 | 426.102 | 3816.3235
4778 | 431.9662 | 3826.0168 | 431.9662 | 3826.0168
4779 | 446.4832 | 3815.0845 | 446.4832 | 3815.0845
4780 | 470.0925 | 3779.8796 | 470.0925 | 3779.8796
4781 | 482.0336 | 3774.133 | 482.0336 | 3774.133
4782 | 471.8701 | 3780.9192 | 471.8701 | 3780.9192
4783 | 454.2144 | 3776.5521 | 454.2144 | 3776.5521
4784 | 439.6625 | 3782.2181 | 439.6625 | 3782.2181
4785 | 430.3051 | 3814.5606 | 430.3051 | 3814.5606
4786 | 416.9102 | 3833.6172 | 416.9102 | 3833.6172
4787 | 392.3195 | 3834.8162 | 392.3195 | 3834.8162
4788 | 372.0257 | 3846.8807 | 372.0257 | 3846.8807
4789 | 357.7038 | 3864.4566 | 357.7038 | 3864.4566
4790 | 348.3262 | 3887.502 | 348.3262 | 3887.502
4791 | 342.1017 | 3911.2353 | 342.1017 | 3911.2353
4792 | 338.3089 | 3942.9021 | 338.3089 | 3942.9021
4793 | 340.8175 | 3997.2292 | 340.8175 | 3997.2292
4794 | 348.439 | 4103.1268 | 348.439 | 4103.1268
4795 | 361.7916 | 4157.7546 | 361.7916 | 4157.7546
4796 | 377.8026 | 4182.2804 | 377.8026 | 4182.2804
4797 | 388.4711 | 4178.0302 | 388.4711 | 4178.0302
4798 | 401.2277 | 4169.558 | 401.2277 | 4169.558
4799 | 427.5064 | 4147.7489 | 427.5064 | 4147.7489
4800 | 431.2369 | 4120.8261 | 431.2369 | 4120.8261
4801 | 421.2348 | 4101.4861 | 421.2348 | 4101.4861
4802 | 419.9248 | 4085.7887 | 419.9248 | 4085.7887
4803 | 432.3724 | 4060.7952 | 432.3724 | 4060.7952
4804 | 457.9056 | 4013.5377 | 457.9056 | 4013.5377
4805 | 468.3141 | 3998.4705 | 468.3141 | 3998.4705
4806 | 459.9102 | 3989.1867 | 459.9102 | 3989.1867
4807 | 442.5421 | 4006.9158 | 442.5421 | 4006.9158
4808 | 429.0416 | 4053.6408 | 429.0416 | 4053.6408
4809 | 420.6345 | 4096.0271 | 420.6345 | 4096.0271
4810 | 407.5929 | 4099.0137 | 407.5929 | 4099.0137
4811 | 388.3315 | 4061.0017 | 388.3315 | 4061.0017
4812 | 370.7305 | 4025.5794 | 370.7305 | 4025.5794
4813 | 355.0988 | 3982.4909 | 355.0988 | 3982.4909
4814 | 346.6487 | 3934.2658 | 346.6487 | 3934.2658
4815 | 340.8692 | 3886.1661 | 340.8692 | 3886.1661
4816 | 336.4622 | 3845.357 | 336.4622 | 3845.357
4817 | 337.5455 | 3837.0914 | 337.5455 | 3837.0914
4818 | 343.6103 | 3899.0375 | 343.6103 | 3899.0375
4819 | 355.6503 | 3922.7306 | 355.6503 | 3922.7306
4820 | 370.4987 | 3923.7137 | 370.4987 | 3923.7137
4821 | 380.8439 | 3898.8939 | 380.8439 | 3898.8939
4822 | 396.5024 | 3870.6555 | 396.5024 | 3870.6555
4823 | 420.1207 | 3844.5076 | 420.1207 | 3844.5076
4824 | 421.6668 | 3824.8966 | 421.6668 | 3824.8966
4825 | 408.5031 | 3807.7261 | 408.5031 | 3807.7261
4826 | 416.9245 | 3785.1186 | 416.9245 | 3785.1186
4827 | 431.1019 | 3777.802 | 431.1019 | 3777.802
4828 | 456.1502 | 3769.5948 | 456.1502 | 3769.5948
4829 | 465.5682 | 3792.8546 | 465.5682 | 3792.8546
4830 | 453.4354 | 3817.5589 | 453.4354 | 3817.5589
4831 | 435.9115 | 3817.852 | 435.9115 | 3817.852
4832 | 426.0068 | 3813.7957 | 426.0068 | 3813.7957
4833 | 417.7123 | 3812.3108 | 417.7123 | 3812.3108
4834 | 403.953 | 3797.1383 | 403.953 | 3797.1383
4835 | 384.7028 | 3767.2417 | 384.7028 | 3767.2417
4836 | 364.6689 | 3751.9873 | 364.6689 | 3751.9873
4837 | 349.1108 | 3746.3419 | 349.1108 | 3746.3419
4838 | 341.2779 | 3754.7636 | 341.2779 | 3754.7636
4839 | 334.6461 | 3772.8724 | 334.6461 | 3772.8724
4840 | 331.9374 | 3800.1199 | 331.9374 | 3800.1199
4841 | 334.5276 | 3852.4383 | 334.5276 | 3852.4383
4842 | 341.2153 | 3968.0583 | 341.2153 | 3968.0583
4843 | 359.9295 | 4047.675 | 359.9295 | 4047.675
4844 | 379.9004 | 4108.4386 | 379.9004 | 4108.4386
4845 | 388.0272 | 4145.4884 | 388.0272 | 4145.4884
4846 | 399.5283 | 4185.7083 | 399.5283 | 4185.7083
4847 | 426.5959 | 4219.1802 | 426.5959 | 4219.1802
4848 | 424.2113 | 4249.3862 | 424.2113 | 4249.3862
4849 | 407.7125 | 4265.4003 | 407.7125 | 4265.4003
4850 | 411.7797 | 4252.9169 | 411.7797 | 4252.9169
4851 | 427.6886 | 4223.8255 | 427.6886 | 4223.8255
4852 | 452.6862 | 4175.3629 | 452.6862 | 4175.3629
4853 | 462.3198 | 4131.5303 | 462.3198 | 4131.5303
4854 | 456.3646 | 4080.143 | 456.3646 | 4080.143
4855 | 437.8396 | 4025.2357 | 437.8396 | 4025.2357
4856 | 427.9404 | 3971.7641 | 427.9404 | 3971.7641
4857 | 417.9996 | 3927.9346 | 417.9996 | 3927.9346
4858 | 403.9824 | 3880.4614 | 403.9824 | 3880.4614
4859 | 384.024 | 3818.7461 | 384.024 | 3818.7461
4860 | 363.7221 | 3776.0119 | 363.7221 | 3776.0119
4861 | 349.3882 | 3746.7437 | 349.3882 | 3746.7437
4862 | 340.7286 | 3726.3197 | 340.7286 | 3726.3197
4863 | 332.5184 | 3717.0291 | 332.5184 | 3717.0291
4864 | 331.014 | 3718.3235 | 331.014 | 3718.3235
4865 | 333.4947 | 3745.2512 | 333.4947 | 3745.2512
4866 | 344.2602 | 3822.4639 | 344.2602 | 3822.4639
4867 | 367.2819 | 3851.219 | 367.2819 | 3851.219
4868 | 394.7257 | 3854.5322 | 394.7257 | 3854.5322
4869 | 407.6166 | 3838.4706 | 407.6166 | 3838.4706
4870 | 418.0646 | 3827.5879 | 418.0646 | 3827.5879
4871 | 441.3449 | 3809.1535 | 441.3449 | 3809.1535
4872 | 436.2486 | 3792.4351 | 436.2486 | 3792.4351
4873 | 421.3918 | 3780.8891 | 421.3918 | 3780.8891
4874 | 426.8742 | 3758.2013 | 426.8742 | 3758.2013
4875 | 439.3271 | 3730.0741 | 439.3271 | 3730.0741
4876 | 467.1859 | 3689.8071 | 467.1859 | 3689.8071
4877 | 477.6345 | 3679.1592 | 477.6345 | 3679.1592
4878 | 468.3878 | 3678.8746 | 468.3878 | 3678.8746
4879 | 450.3256 | 3662.6156 | 450.3256 | 3662.6156
4880 | 439.1589 | 3666.9961 | 439.1589 | 3666.9961
4881 | 430.4608 | 3689.9376 | 430.4608 | 3689.9376
4882 | 412.9 | 3656.847 | 412.9 | 3656.847
4883 | 385.7049 | 3575.2853 | 385.7049 | 3575.2853
4884 | 365.9005 | 3492.6974 | 365.9005 | 3492.6974
4885 | 350.6307 | 3401.1579 | 350.6307 | 3401.1579
4886 | 341.9401 | 3317.7394 | 341.9401 | 3317.7394
4887 | 334.3064 | 3252.6858 | 334.3064 | 3252.6858
4888 | 331.7279 | 3206.0915 | 331.7279 | 3206.0915
4889 | 333.6286 | 3192.2014 | 333.6286 | 3192.2014
4890 | 342.0191 | 3240.0059 | 342.0191 | 3240.0059
4891 | 365.3085 | 3239.8349 | 365.3085 | 3239.8349
4892 | 391.16 | 3213.258 | 391.16 | 3213.258
4893 | 403.5604 | 3170.2791 | 403.5604 | 3170.2791
4894 | 413.042 | 3142.8442 | 413.042 | 3142.8442
4895 | 437.299 | 3119.5085 | 437.299 | 3119.5085
4896 | 434.9691 | 3101.3438 | 434.9691 | 3101.3438
4897 | 417.708 | 3080.7182 | 417.708 | 3080.7182
4898 | 423.3028 | 3051.8434 | 423.3028 | 3051.8434
4899 | 435.8782 | 3036.3312 | 435.8782 | 3036.3312
4900 | 463.3535 | 3005.1438 | 463.3535 | 3005.1438
4901 | 476.8619 | 3002.6112 | 476.8619 | 3002.6112
4902 | 470.0174 | 3003.7729 | 470.0174 | 3003.7729
4903 | 449.6665 | 2987.6746 | 449.6665 | 2987.6746
4904 | 436.5846 | 2982.8952 | 436.5846 | 2982.8952
4905 | 422.6403 | 2994.5073 | 422.6403 | 2994.5073
4906 | 406.942 | 2982.3881 | 406.942 | 2982.3881
4907 | 382.8017 | 2951.2863 | 382.8017 | 2951.2863
4908 | 364.2259 | 2933.4606 | 364.2259 | 2933.4606
4909 | 347.8173 | 2922.4319 | 347.8173 | 2922.4319
4910 | 341.4232 | 2929.0859 | 341.4232 | 2929.0859
4911 | 335.4204 | 2940.2042 | 335.4204 | 2940.2042
4912 | 331.3127 | 2939.8916 | 331.3127 | 2939.8916
4913 | 335.2173 | 2938.9378 | 335.2173 | 2938.9378
4914 | 344.8317 | 2987.6262 | 344.8317 | 2987.6262
4915 | 364.9154 | 3000.4719 | 364.9154 | 3000.4719
4916 | 390.2489 | 2998.9642 | 390.2489 | 2998.9642
4917 | 403.1475 | 2989.8127 | 403.1475 | 2989.8127
4918 | 412.9167 | 2994.9196 | 412.9167 | 2994.9196
4919 | 436.8777 | 2997.537 | 436.8777 | 2997.537
4920 | 436.976 | 2995.7637 | 436.976 | 2995.7637
4921 | 420.2062 | 2993.6187 | 420.2062 | 2993.6187
4922 | 424.8978 | 2971.8951 | 424.8978 | 2971.8951
4923 | 438.3942 | 2933.7241 | 438.3942 | 2933.7241
4924 | 461.4584 | 2904.7865 | 461.4584 | 2904.7865
4925 | 472.358 | 2929.2515 | 472.358 | 2929.2515
4926 | 463.2019 | 2961.2677 | 463.2019 | 2961.2677
4927 | 441.978 | 2974.6579 | 441.978 | 2974.6579
4928 | 430.3701 | 2991.332 | 430.3701 | 2991.332
4929 | 419.9222 | 3029.6203 | 419.9222 | 3029.6203
4930 | 401.4716 | 3056.7923 | 401.4716 | 3056.7923
4931 | 382.7847 | 3049.7152 | 382.7847 | 3049.7152
4932 | 365.597 | 3043.2992 | 365.597 | 3043.2992
4933 | 351.129 | 3035.4845 | 351.129 | 3035.4845
4934 | 341.1748 | 3039.8083 | 341.1748 | 3039.8083
4935 | 334.6297 | 3048.4358 | 334.6297 | 3048.4358
4936 | 331.1631 | 3052.5425 | 331.1631 | 3052.5425
4937 | 333.4503 | 3074.8902 | 333.4503 | 3074.8902
4938 | 340.1072 | 3155.2365 | 340.1072 | 3155.2365
4939 | 356.8598 | 3195.4013 | 356.8598 | 3195.4013
4940 | 378.1289 | 3210.8475 | 378.1289 | 3210.8475
4941 | 392.1032 | 3197.116 | 392.1032 | 3197.116
4942 | 403.8616 | 3180.6087 | 403.8616 | 3180.6087
4943 | 426.5601 | 3165.3884 | 426.5601 | 3165.3884
4944 | 425.681 | 3164.9811 | 425.681 | 3164.9811
4945 | 413.8632 | 3168.0588 | 413.8632 | 3168.0588
4946 | 416.5188 | 3151.3169 | 416.5188 | 3151.3169
4947 | 430.141 | 3126.7251 | 430.141 | 3126.7251
4948 | 452.5124 | 3102.6085 | 452.5124 | 3102.6085
4949 | 462.1633 | 3122.4936 | 462.1633 | 3122.4936
4950 | 459.6677 | 3151.4564 | 459.6677 | 3151.4564
4951 | 437.0202 | 3168.382 | 437.0202 | 3168.382
4952 | 424.0348 | 3202.5724 | 424.0348 | 3202.5724
4953 | 412.759 | 3255.0024 | 412.759 | 3255.0024
4954 | 398.6979 | 3280.1656 | 398.6979 | 3280.1656
4955 | 379.6294 | 3273.7313 | 379.6294 | 3273.7313
4956 | 359.9578 | 3274.8683 | 359.9578 | 3274.8683
4957 | 344.1505 | 3286.9 | 344.1505 | 3286.9
4958 | 334.6316 | 3298.2946 | 334.6316 | 3298.2946
4959 | 328.5226 | 3300.012 | 328.5226 | 3300.012
4960 | 324.7652 | 3311.1895 | 324.7652 | 3311.1895
4961 | 328.0744 | 3358.5261 | 328.0744 | 3358.5261
4962 | 333.8623 | 3466.7539 | 333.8623 | 3466.7539
4963 | 349.7374 | 3534.4788 | 349.7374 | 3534.4788
4964 | 362.8567 | 3579.2527 | 362.8567 | 3579.2527
4965 | 375.7979 | 3599.2683 | 375.7979 | 3599.2683
4966 | 389.237 | 3619.4007 | 389.237 | 3619.4007
4967 | 410.2386 | 3633.1064 | 410.2386 | 3633.1064
4968 | 412.226 | 3645.073 | 412.226 | 3645.073
4969 | 402.8382 | 3656.025 | 402.8382 | 3656.025
4970 | 409.904 | 3647.7199 | 409.904 | 3647.7199
4971 | 420.591 | 3645.0637 | 420.591 | 3645.0637
4972 | 442.3467 | 3644.6504 | 442.3467 | 3644.6504
4973 | 454.9161 | 3684.0605 | 454.9161 | 3684.0605
4974 | 447.0921 | 3727.6471 | 447.0921 | 3727.6471
4975 | 431.7911 | 3752.447 | 431.7911 | 3752.447
4976 | 420.9517 | 3780.129 | 420.9517 | 3780.129
4977 | 411.8388 | 3816.6497 | 411.8388 | 3816.6497
4978 | 399.0014 | 3835.3849 | 399.0014 | 3835.3849
4979 | 378.6943 | 3827.5043 | 378.6943 | 3827.5043
4980 | 358.8762 | 3829.2037 | 358.8762 | 3829.2037
4981 | 346.4185 | 3836.4948 | 346.4185 | 3836.4948
4982 | 338.1425 | 3858.0135 | 338.1425 | 3858.0135
4983 | 330.4052 | 3891.1478 | 330.4052 | 3891.1478
4984 | 328.5814 | 3928.1177 | 328.5814 | 3928.1177
4985 | 329.2697 | 3984.1321 | 329.2697 | 3984.1321
4986 | 334.7004 | 4090.7529 | 334.7004 | 4090.7529
4987 | 350.7783 | 4148.0323 | 350.7783 | 4148.0323
4988 | 362.6784 | 4180.6734 | 362.6784 | 4180.6734
4989 | 374.3544 | 4172.9682 | 374.3544 | 4172.9682
4990 | 390.9834 | 4165.2191 | 390.9834 | 4165.2191
4991 | 413.7444 | 4156.5071 | 413.7444 | 4156.5071
4992 | 412.7113 | 4149.1093 | 412.7113 | 4149.1093
4993 | 407.188 | 4142.9467 | 407.188 | 4142.9467
4994 | 410.3582 | 4089.9669 | 410.3582 | 4089.9669
4995 | 421.7026 | 4032.4316 | 421.7026 | 4032.4316
4996 | 444.188 | 4007.4311 | 444.188 | 4007.4311
4997 | 460.8753 | 4037.1189 | 460.8753 | 4037.1189
4998 | 452.2761 | 4080.6251 | 452.2761 | 4080.6251
4999 | 430.4321 | 4101.2469 | 430.4321 | 4101.2469
5000 | 418.6061 | 4125.1524 | 418.6061 | 4125.1524
5001 | 413.7694 | 4144.9603 | 413.7694 | 4144.9603
5002 | 400.9391 | 4142.3224 | 400.9391 | 4142.3224
5003 | 381.7836 | 4117.6486 | 381.7836 | 4117.6486
5004 | 361.886 | 4092.5914 | 361.886 | 4092.5914
5005 | 346.3615 | 4065.573 | 346.3615 | 4065.573
5006 | 336.531 | 4049.8093 | 336.531 | 4049.8093
5007 | 331.4978 | 4053.6961 | 331.4978 | 4053.6961
5008 | 328.3975 | 4073.3907 | 328.3975 | 4073.3907
5009 | 330.4405 | 4121.3701 | 330.4405 | 4121.3701
5010 | 337.4845 | 4224.9376 | 337.4845 | 4224.9376
5011 | 351.7448 | 4281.0117 | 351.7448 | 4281.0117
5012 | 368.5837 | 4311.644 | 368.5837 | 4311.644
5013 | 380.1753 | 4317.0359 | 380.1753 | 4317.0359
5014 | 392.0895 | 4332.0259 | 392.0895 | 4332.0259
5015 | 412.7125 | 4351.2758 | 412.7125 | 4351.2758
5016 | 411.4259 | 4371.1167 | 411.4259 | 4371.1167
5017 | 400.9196 | 4382.3097 | 400.9196 | 4382.3097
5018 | 402.6445 | 4334.7134 | 402.6445 | 4334.7134
5019 | 413.187 | 4250.9839 | 413.187 | 4250.9839
5020 | 438.6742 | 4170.3008 | 438.6742 | 4170.3008
5021 | 456.5426 | 4126.1468 | 456.5426 | 4126.1468
5022 | 449.4058 | 4090.6689 | 449.4058 | 4090.6689
5023 | 427.937 | 4056.0098 | 427.937 | 4056.0098
5024 | 419.3921 | 4082.0044 | 419.3921 | 4082.0044
5025 | 411.4341 | 4155.2451 | 411.4341 | 4155.2451
5026 | 397.7128 | 4195.9963 | 397.7128 | 4195.9963
5027 | 380.0303 | 4184.0981 | 380.0303 | 4184.0981
5028 | 359.5379 | 4171.3345 | 359.5379 | 4171.3345
5029 | 345.1545 | 4159.8236 | 345.1545 | 4159.8236
5030 | 338.3449 | 4159.1658 | 338.3449 | 4159.1658
5031 | 330.2955 | 4164.8203 | 330.2955 | 4164.8203
5032 | 326.5275 | 4181.3812 | 326.5275 | 4181.3812
5033 | 331.0168 | 4221.9685 | 331.0168 | 4221.9685
5034 | 339.7583 | 4310.5105 | 339.7583 | 4310.5105
5035 | 359.4534 | 4353.4072 | 359.4534 | 4353.4072
5036 | 382.9963 | 4381.0665 | 382.9963 | 4381.0665
5037 | 394.7313 | 4390.8777 | 394.7313 | 4390.8777
5038 | 405.2361 | 4409.2424 | 405.2361 | 4409.2424
5039 | 430.7373 | 4426.5638 | 430.7373 | 4426.5638
5040 | 427.9168 | 4442.6283 | 427.9168 | 4442.6283
5041 | 413.257 | 4447.554 | 413.257 | 4447.554
5042 | 414.0697 | 4391.9226 | 414.0697 | 4391.9226
5043 | 429.5595 | 4298.9529 | 429.5595 | 4298.9529
5044 | 453.6405 | 4206.4584 | 453.6405 | 4206.4584
5045 | 471.7706 | 4164.7149 | 471.7706 | 4164.7149
5046 | 467.9485 | 4135.8257 | 467.9485 | 4135.8257
5047 | 441.5328 | 4109.764 | 441.5328 | 4109.764
5048 | 431.3961 | 4145.1596 | 431.3961 | 4145.1596
5049 | 420.1283 | 4187.6262 | 420.1283 | 4187.6262
5050 | 405.749 | 4189.4879 | 405.749 | 4189.4879
5051 | 381.5696 | 4159.1092 | 381.5696 | 4159.1092
5052 | 362.5746 | 4135.177 | 362.5746 | 4135.177
5053 | 344.951 | 4114.5062 | 344.951 | 4114.5062
5054 | 337.6081 | 4097.3765 | 337.6081 | 4097.3765
5055 | 332.2036 | 4082.5418 | 332.2036 | 4082.5418
5056 | 328.9919 | 4073.7924 | 328.9919 | 4073.7924
5057 | 331.9496 | 4093.7297 | 331.9496 | 4093.7297
5058 | 342.665 | 4182.5931 | 342.665 | 4182.5931
5059 | 361.2044 | 4228.2217 | 361.2044 | 4228.2217
5060 | 387.739 | 4262.1484 | 387.739 | 4262.1484
5061 | 398.7917 | 4282.2443 | 398.7917 | 4282.2443
5062 | 409.3452 | 4308.4833 | 409.3452 | 4308.4833
5063 | 433.4415 | 4325.7244 | 433.4415 | 4325.7244
5064 | 428.5848 | 4343.3155 | 428.5848 | 4343.3155
5065 | 412.9159 | 4361.5794 | 412.9159 | 4361.5794
5066 | 415.4023 | 4321.3752 | 415.4023 | 4321.3752
5067 | 426.6403 | 4212.4962 | 426.6403 | 4212.4962
5068 | 450.2963 | 4096.218 | 450.2963 | 4096.218
5069 | 469.6723 | 4043.7076 | 469.6723 | 4043.7076
5070 | 460.1483 | 3998.3466 | 460.1483 | 3998.3466
5071 | 439.1267 | 3953.6437 | 439.1267 | 3953.6437
5072 | 428.6483 | 3953.3639 | 428.6483 | 3953.3639
5073 | 416.7044 | 3997.1161 | 416.7044 | 3997.1161
5074 | 400.8293 | 4011.9945 | 400.8293 | 4011.9945
5075 | 378.341 | 3992.8648 | 378.341 | 3992.8648
5076 | 357.0369 | 3975.1999 | 357.0369 | 3975.1999
5077 | 342.9015 | 3949.9491 | 342.9015 | 3949.9491
5078 | 333.469 | 3919.16 | 333.469 | 3919.16
5079 | 328.8182 | 3881.9075 | 328.8182 | 3881.9075
5080 | 324.5522 | 3849.6959 | 324.5522 | 3849.6959
5081 | 327.8259 | 3839.1002 | 327.8259 | 3839.1002
5082 | 337.0225 | 3880.0749 | 337.0225 | 3880.0749
5083 | 356.9501 | 3867.3693 | 356.9501 | 3867.3693
5084 | 381.8237 | 3814.6786 | 381.8237 | 3814.6786
5085 | 394.4612 | 3729.7569 | 394.4612 | 3729.7569
5086 | 406.1312 | 3651.0587 | 406.1312 | 3651.0587
5087 | 431.5294 | 3568.1032 | 431.5294 | 3568.1032
5088 | 428.6101 | 3497.0681 | 428.6101 | 3497.0681
5089 | 415.37 | 3438.5173 | 415.37 | 3438.5173
5090 | 418.4535 | 3375.574 | 418.4535 | 3375.574
5091 | 430.3669 | 3341.742 | 430.3669 | 3341.742
5092 | 450.6752 | 3287.3334 | 450.6752 | 3287.3334
5093 | 465.1349 | 3240.3672 | 465.1349 | 3240.3672
5094 | 460.2532 | 3197.0953 | 460.2532 | 3197.0953
5095 | 440.4887 | 3165.2484 | 440.4887 | 3165.2484
5096 | 429.7634 | 3152.8357 | 429.7634 | 3152.8357
5097 | 416.2827 | 3134.3165 | 416.2827 | 3134.3165
5098 | 402.7938 | 3088.3699 | 402.7938 | 3088.3699
5099 | 381.1926 | 3020.3874 | 381.1926 | 3020.3874
5100 | 363.0901 | 2965.5203 | 363.0901 | 2965.5203
5101 | 346.7649 | 2924.1192 | 346.7649 | 2924.1192
5102 | 339.6417 | 2904.1773 | 339.6417 | 2904.1773
5103 | 332.0685 | 2898.9042 | 332.0685 | 2898.9042
5104 | 327.6792 | 2899.7165 | 327.6792 | 2899.7165
5105 | 330.0597 | 2928.4923 | 330.0597 | 2928.4923
5106 | 339.1154 | 3020.6501 | 339.1154 | 3020.6501
5107 | 353.6269 | 3061.297 | 353.6269 | 3061.297
5108 | 372.5818 | 3080.1982 | 372.5818 | 3080.1982
5109 | 388.6797 | 3074.5821 | 388.6797 | 3074.5821
5110 | 399.3525 | 3065.1456 | 399.3525 | 3065.1456
5111 | 422.1678 | 3049.845 | 422.1678 | 3049.845
5112 | 424.9097 | 3039.3939 | 424.9097 | 3039.3939
5113 | 412.2381 | 3022.4644 | 412.2381 | 3022.4644
5114 | 416.2329 | 2974.868 | 416.2329 | 2974.868
5115 | 424.6323 | 2931.9564 | 424.6323 | 2931.9564
5116 | 445.4317 | 2879.9583 | 445.4317 | 2879.9583
5117 | 462.1453 | 2859.5076 | 462.1453 | 2859.5076
5118 | 458.1455 | 2843.7155 | 458.1455 | 2843.7155
5119 | 441.5244 | 2810.9847 | 441.5244 | 2810.9847
5120 | 430.3529 | 2784.4304 | 430.3529 | 2784.4304
5121 | 420.824 | 2780.776 | 420.824 | 2780.776
5122 | 406.8766 | 2788.5836 | 406.8766 | 2788.5836
5123 | 385.3746 | 2786.2472 | 385.3746 | 2786.2472
5124 | 365.3959 | 2531.5364 | 365.3959 | 2531.5364
5125 | 349.9401 | 2539.9354 | 349.9401 | 2539.9354
5126 | 342.3626 | 2551.9412 | 342.3626 | 2551.9412
5127 | 335.4373 | 2563.7172 | 335.4373 | 2563.7172
5128 | 331.2968 | 2576.9123 | 331.2968 | 2576.9123
5129 | 332.9985 | 2614.7923 | 332.9985 | 2614.7923
5130 | 340.0314 | 2700.3771 | 340.0314 | 2700.3771
5131 | 350.6451 | 2723.1154 | 350.6451 | 2723.1154
5132 | 365.7227 | 2696.6584 | 365.7227 | 2696.6584
5133 | 378.4979 | 2629.4965 | 378.4979 | 2629.4965
5134 | 393.3476 | 2570.6209 | 393.3476 | 2570.6209
5135 | 416.9666 | 2544.8104 | 416.9666 | 2544.8104
5136 | 420.3562 | 2556.4252 | 420.3562 | 2556.4252
5137 | 411.1284 | 2563.3263 | 411.1284 | 2563.3263
5138 | 410.2808 | 2551.7797 | 410.2808 | 2551.7797
5139 | 421.8638 | 2565.5817 | 421.8638 | 2565.5817
5140 | 442.7816 | 2576.8475 | 442.7816 | 2576.8475
5141 | 459.4647 | 2601.4186 | 459.4647 | 2601.4186
5142 | 453.5186 | 2607.4865 | 453.5186 | 2607.4865
5143 | 437.5428 | 2595.9931 | 437.5428 | 2595.9931
5144 | 427.6869 | 2602.041 | 427.6869 | 2602.041
5145 | 417.6811 | 2627.2642 | 417.6811 | 2627.2642
5146 | 406.8182 | 2645.9157 | 406.8182 | 2645.9157
5147 | 388.7814 | 2669.0894 | 388.7814 | 2669.0894
5148 | 370.2944 | 2721.197 | 370.2944 | 2721.197
5149 | 354.8008 | 2761.7037 | 354.8008 | 2761.7037
5150 | 345.7489 | 2811.0591 | 345.7489 | 2811.0591
5151 | 338.7307 | 2874.382 | 338.7307 | 2874.382
5152 | 336.6485 | 2936.7215 | 336.6485 | 2936.7215
5153 | 336.1054 | 3010.859 | 336.1054 | 3010.859
5154 | 341.8294 | 3119.1593 | 341.8294 | 3119.1593
5155 | 354.2527 | 3164.0308 | 354.2527 | 3164.0308
5156 | 369.9328 | 3174.8507 | 369.9328 | 3174.8507
5157 | 381.7536 | 3151.8823 | 381.7536 | 3151.8823
5158 | 394.3883 | 3120.309 | 394.3883 | 3120.309
5159 | 418.039 | 3085.4706 | 418.039 | 3085.4706
5160 | 418.0166 | 3051.9454 | 418.0166 | 3051.9454
5161 | 412.6441 | 3012.396 | 412.6441 | 3012.396
5162 | 412.5613 | 2965.9023 | 412.5613 | 2965.9023
5163 | 419.2136 | 2939.8793 | 419.2136 | 2939.8793
5164 | 441.0657 | 2916.4892 | 441.0657 | 2916.4892
5165 | 462.75 | 2919.9465 | 462.75 | 2919.9465
5166 | 455.1187 | 2917.9329 | 455.1187 | 2917.9329
5167 | 439.504 | 2879.7195 | 439.504 | 2879.7195
5168 | 426.1277 | 2834.8029 | 426.1277 | 2834.8029
5169 | 418.2591 | 2777.5365 | 418.2591 | 2777.5365
5170 | 405.2766 | 2709.33 | 405.2766 | 2709.33
5171 | 385.3563 | 2635.0888 | 385.3563 | 2635.0888
5172 | 368.2069 | 2586.7964 | 368.2069 | 2586.7964
5173 | 353.9813 | 2555.2248 | 353.9813 | 2555.2248
5174 | 344.2228 | 2554.9991 | 344.2228 | 2554.9991
5175 | 337.8028 | 2567.7215 | 337.8028 | 2567.7215
5176 | 335.2876 | 2581.8632 | 335.2876 | 2581.8632
5177 | 336.6682 | 2615.0836 | 336.6682 | 2615.0836
5178 | 344.0339 | 2694.9166 | 344.0339 | 2694.9166
5179 | 357.6184 | 2731.4153 | 357.6184 | 2731.4153
5180 | 375.802 | 2750.1711 | 375.802 | 2750.1711
5181 | 391.482 | 2747.6613 | 391.482 | 2747.6613
5182 | 405.0271 | 2743.7545 | 405.0271 | 2743.7545
5183 | 426.8056 | 2740.0043 | 426.8056 | 2740.0043
5184 | 426.049 | 2742.0086 | 426.049 | 2742.0086
5185 | 410.7332 | 2739.9545 | 410.7332 | 2739.9545
5186 | 411.635 | 2731.3202 | 411.635 | 2731.3202
5187 | 421.0182 | 2744.831 | 421.0182 | 2744.831
5188 | 442.719 | 2758.0625 | 442.719 | 2758.0625
5189 | 466.189 | 2793.1906 | 466.189 | 2793.1906
5190 | 460.7942 | 2838.7195 | 460.7942 | 2838.7195
5191 | 443.1276 | 2861.6636 | 443.1276 | 2861.6636
5192 | 433.0308 | 2877.9771 | 433.0308 | 2877.9771
5193 | 422.7724 | 2889.2943 | 422.7724 | 2889.2943
5194 | 408.4469 | 2888.3609 | 408.4469 | 2888.3609
5195 | 384.8843 | 2867.2683 | 384.8843 | 2867.2683
5196 | 364.7606 | 2855.4519 | 364.7606 | 2855.4519
5197 | 350.9682 | 2846.8143 | 350.9682 | 2846.8143
5198 | 342.1567 | 2850.957 | 342.1567 | 2850.957
5199 | 336.8056 | 2857.2725 | 336.8056 | 2857.2725
5200 | 333.466 | 2862.459 | 333.466 | 2862.459
5201 | 337.7304 | 2891.6022 | 337.7304 | 2891.6022
5202 | 348.8283 | 2968.6686 | 348.8283 | 2968.6686
5203 | 367.8997 | 3000.5077 | 367.8997 | 3000.5077
5204 | 392.2543 | 3008.5609 | 392.2543 | 3008.5609
5205 | 406.6645 | 2987.7767 | 406.6645 | 2987.7767
5206 | 418.2566 | 2962.5376 | 418.2566 | 2962.5376
5207 | 443.9426 | 2943.2069 | 443.9426 | 2943.2069
5208 | 438.8823 | 2934.5815 | 438.8823 | 2934.5815
5209 | 422.34 | 2914.6898 | 422.34 | 2914.6898
5210 | 423.1172 | 2857.7848 | 423.1172 | 2857.7848
5211 | 434.4666 | 2790.6262 | 434.4666 | 2790.6262
5212 | 455.7769 | 2758.645 | 455.7769 | 2758.645
5213 | 478.7725 | 2776.5907 | 478.7725 | 2776.5907
5214 | 474.9638 | 2808.0681 | 474.9638 | 2808.0681
5215 | 453.0429 | 2826.1341 | 453.0429 | 2826.1341
5216 | 439.7487 | 2854.7519 | 439.7487 | 2854.7519
5217 | 427.0754 | 2902.9091 | 427.0754 | 2902.9091
5218 | 411.1042 | 2943.1841 | 411.1042 | 2943.1841
5219 | 388.4064 | 2965.1201 | 388.4064 | 2965.1201
5220 | 368.8931 | 3009.8742 | 368.8931 | 3009.8742
5221 | 351.8375 | 3059.6273 | 351.8375 | 3059.6273
5222 | 343.6072 | 3114.2977 | 343.6072 | 3114.2977
5223 | 338.946 | 3172.5969 | 338.946 | 3172.5969
5224 | 335.5818 | 3228.8206 | 335.5818 | 3228.8206
5225 | 337.6232 | 3303.5407 | 337.6232 | 3303.5407
5226 | 347.6686 | 3421.7426 | 347.6686 | 3421.7426
5227 | 367.8445 | 3488.9656 | 367.8445 | 3488.9656
5228 | 391.1813 | 3530.073 | 391.1813 | 3530.073
5229 | 406.0557 | 3541.178 | 406.0557 | 3541.178
5230 | 416.0272 | 3546.4448 | 416.0272 | 3546.4448
5231 | 445.3238 | 3558.2024 | 445.3238 | 3558.2024
5232 | 440.3473 | 3574.9135 | 440.3473 | 3574.9135
5233 | 425.2436 | 3579.2664 | 425.2436 | 3579.2664
5234 | 425.6028 | 3550.1735 | 425.6028 | 3550.1735
5235 | 434.3793 | 3497.4305 | 434.3793 | 3497.4305
5236 | 455.4074 | 3475.2781 | 455.4074 | 3475.2781
5237 | 476.7489 | 3495.4081 | 476.7489 | 3495.4081
5238 | 471.5263 | 3519.8232 | 471.5263 | 3519.8232
5239 | 450.489 | 3523.8375 | 450.489 | 3523.8375
5240 | 437.9995 | 3530.9047 | 437.9995 | 3530.9047
5241 | 426.6636 | 3551.5411 | 426.6636 | 3551.5411
5242 | 412.457 | 3565.0962 | 412.457 | 3565.0962
5243 | 389.3689 | 3546.0422 | 389.3689 | 3546.0422
5244 | 367.7521 | 3530.367 | 367.7521 | 3530.367
5245 | 354.9117 | 3517.4338 | 354.9117 | 3517.4338
5246 | 344.7444 | 3508.253 | 344.7444 | 3508.253
5247 | 340.4846 | 3481.7327 | 340.4846 | 3481.7327
5248 | 336.3923 | 3442.5073 | 336.3923 | 3442.5073
5249 | 339.2343 | 3438.4509 | 339.2343 | 3438.4509
5250 | 351.5924 | 3494.549 | 351.5924 | 3494.549
5251 | 367.6611 | 3509.2058 | 367.6611 | 3509.2058
5252 | 392.1583 | 3508.0855 | 392.1583 | 3508.0855
5253 | 406.998 | 3495.6012 | 406.998 | 3495.6012
5254 | 418.8092 | 3496.0627 | 418.8092 | 3496.0627
5255 | 442.3297 | 3512.1887 | 442.3297 | 3512.1887
5256 | 438.9839 | 3534.4332 | 438.9839 | 3534.4332
5257 | 424.3142 | 3522.9871 | 424.3142 | 3522.9871
5258 | 426.0365 | 3477.0031 | 426.0365 | 3477.0031
5259 | 434.5102 | 3428.8469 | 434.5102 | 3428.8469
5260 | 455.7999 | 3356.2397 | 455.7999 | 3356.2397
5261 | 475.7038 | 3331.9578 | 475.7038 | 3331.9578
5262 | 476.3385 | 3313.6355 | 476.3385 | 3313.6355
5263 | 451.6209 | 3276.5143 | 451.6209 | 3276.5143
5264 | 434.6331 | 3244.8484 | 434.6331 | 3244.8484
5265 | 424.0015 | 3235.343 | 424.0015 | 3235.343
5266 | 409.9629 | 3226.1097 | 409.9629 | 3226.1097
5267 | 387.941 | 3189.0725 | 387.941 | 3189.0725
5268 | 368.2581 | 3158.8361 | 368.2581 | 3158.8361
5269 | 353.942 | 3129.303 | 353.942 | 3129.303
5270 | 344.3484 | 3105.4153 | 344.3484 | 3105.4153
5271 | 339.8939 | 3090.1801 | 339.8939 | 3090.1801
5272 | 337.1013 | 3091.9446 | 337.1013 | 3091.9446
5273 | 338.735 | 3127.422 | 338.735 | 3127.422
5274 | 346.3488 | 3207.255 | 346.3488 | 3207.255
5275 | 361.0779 | 3234.3617 | 361.0779 | 3234.3617
5276 | 379.5118 | 3233.0958 | 379.5118 | 3233.0958
5277 | 395.5639 | 3212.53 | 395.5639 | 3212.53
5278 | 411.4333 | 3200.9057 | 411.4333 | 3200.9057
5279 | 433.4537 | 3196.7187 | 433.4537 | 3196.7187
5280 | 433.5183 | 3207.0957 | 433.5183 | 3207.0957
5281 | 418.7233 | 3207.2987 | 418.7233 | 3207.2987
5282 | 421.2066 | 3165.0277 | 421.2066 | 3165.0277
5283 | 426.1438 | 3135.5828 | 426.1438 | 3135.5828
5284 | 450.582 | 3120.2014 | 450.582 | 3120.2014
5285 | 472.5906 | 3138.3656 | 472.5906 | 3138.3656
5286 | 466.5586 | 3159.7957 | 466.5586 | 3159.7957
5287 | 446.8508 | 3164.1741 | 446.8508 | 3164.1741
5288 | 434.9212 | 3178.8859 | 434.9212 | 3178.8859
5289 | 426.013 | 3204.4731 | 426.013 | 3204.4731
5290 | 412.1556 | 3217.3001 | 412.1556 | 3217.3001
5291 | 391.0232 | 3214.5547 | 391.0232 | 3214.5547
5292 | 370.5814 | 3221.8136 | 370.5814 | 3221.8136
5293 | 355.9096 | 3228.9022 | 355.9096 | 3228.9022
5294 | 346.017 | 3266.6814 | 346.017 | 3266.6814
5295 | 339.2215 | 3310.1281 | 339.2215 | 3310.1281
5296 | 336.1331 | 3338.9039 | 336.1331 | 3338.9039
5297 | 336.3333 | 3366.2269 | 336.3333 | 3366.2269
5298 | 344.408 | 3413.0787 | 344.408 | 3413.0787
5299 | 354.7055 | 3412.0093 | 354.7055 | 3412.0093
5300 | 366.9274 | 3390.94 | 366.9274 | 3390.94
5301 | 386.8713 | 3356.4682 | 386.8713 | 3356.4682
5302 | 398.0984 | 3320.5266 | 398.0984 | 3320.5266
5303 | 423.4768 | 3279.2811 | 423.4768 | 3279.2811
5304 | 419.6702 | 3226.6079 | 419.6702 | 3226.6079
5305 | 408.2746 | 3149.1264 | 408.2746 | 3149.1264
5306 | 410.371 | 3054.1436 | 410.371 | 3054.1436
5307 | 418.8607 | 2974.0983 | 418.8607 | 2974.0983
5308 | 433.4339 | 2915.7611 | 433.4339 | 2915.7611
5309 | 457.744 | 2908.2975 | 457.744 | 2908.2975
5310 | 454.8337 | 2906.2839 | 454.8337 | 2906.2839
5311 | 438.868 | 2891.2958 | 438.868 | 2891.2958
5312 | 427.7416 | 2875.7201 | 427.7416 | 2875.7201
5313 | 418.2708 | 2863.2296 | 418.2708 | 2863.2296
5314 | 405.9068 | 2866.6646 | 405.9068 | 2866.6646
5315 | 386.322 | 2865.4482 | 386.322 | 2865.4482
5316 | 366.3352 | 2882.3903 | 366.3352 | 2882.3903
5317 | 352.5093 | 2903.0208 | 352.5093 | 2903.0208
5318 | 344.427 | 2932.5001 | 344.427 | 2932.5001
5319 | 337.1783 | 2960.5119 | 337.1783 | 2960.5119
5320 | 333.9252 | 2986.9579 | 333.9252 | 2986.9579
5321 | 334.6285 | 3037.6518 | 334.6285 | 3037.6518
5322 | 340.2794 | 3135.6136 | 340.2794 | 3135.6136
5323 | 349.9535 | 3186.2367 | 349.9535 | 3186.2367
5324 | 360.9153 | 3219.6266 | 360.9153 | 3219.6266
5325 | 379.2955 | 3225.2711 | 379.2955 | 3225.2711
5326 | 392.7099 | 3240.0755 | 392.7099 | 3240.0755
5327 | 417.7367 | 3249.5761 | 417.7367 | 3249.5761
5328 | 417.9007 | 3261.1181 | 417.9007 | 3261.1181
5329 | 408.5861 | 3252.0746 | 408.5861 | 3252.0746
5330 | 408.3734 | 3215.4826 | 408.3734 | 3215.4826
5331 | 412.2401 | 3201.327 | 412.2401 | 3201.327
5332 | 427.4049 | 3195.3376 | 427.4049 | 3195.3376
5333 | 450.5281 | 3226.0245 | 450.5281 | 3226.0245
5334 | 448.1716 | 3249.6387 | 448.1716 | 3249.6387
5335 | 430.5831 | 3245.3532 | 430.5831 | 3245.3532
5336 | 418.3005 | 3240.5529 | 418.3005 | 3240.5529
5337 | 406.2567 | 3228.936 | 406.2567 | 3228.936
5338 | 393.693 | 3210.2379 | 393.693 | 3210.2379
5339 | 374.1824 | 3178.9524 | 374.1824 | 3178.9524
5340 | 354.2952 | 3158.4721 | 354.2952 | 3158.4721
5341 | 340.5934 | 3142.6266 | 340.5934 | 3142.6266
5342 | 332.7011 | 3136.4308 | 332.7011 | 3136.4308
5343 | 326.6248 | 3137.213 | 326.6248 | 3137.213
5344 | 324.1362 | 3139.6328 | 324.1362 | 3139.6328
5345 | 326.2104 | 3158.4375 | 326.2104 | 3158.4375
5346 | 333.6946 | 3219.7777 | 333.6946 | 3219.7777
5347 | 346.4015 | 3237.4196 | 346.4015 | 3237.4196
5348 | 362.1511 | 3233.5326 | 362.1511 | 3233.5326
5349 | 381.3533 | 3202.2643 | 381.3533 | 3202.2643
5350 | 393.513 | 3177.0252 | 393.513 | 3177.0252
5351 | 417.9707 | 3172.6926 | 417.9707 | 3172.6926
5352 | 413.629 | 3185.6179 | 413.629 | 3185.6179
5353 | 401.1659 | 3178.9042 | 401.1659 | 3178.9042
5354 | 403.8013 | 3139.8367 | 403.8013 | 3139.8367
5355 | 409.9257 | 3137.2574 | 409.9257 | 3137.2574
5356 | 428.4821 | 3141.0969 | 428.4821 | 3141.0969
5357 | 453.9993 | 3175.06 | 453.9993 | 3175.06
5358 | 455.4493 | 3207.1926 | 455.4493 | 3207.1926
5359 | 437.1823 | 3214.192 | 437.1823 | 3214.192
5360 | 426.2987 | 3220.4583 | 426.2987 | 3220.4583
5361 | 416.3479 | 3230.5378 | 416.3479 | 3230.5378
5362 | 404.4576 | 3241.8358 | 404.4576 | 3241.8358
5363 | 379.6731 | 3239.0905 | 379.6731 | 3239.0905
5364 | 358.9671 | 3254.3581 | 358.9671 | 3254.3581
5365 | 343.3604 | 3274.6246 | 343.3604 | 3274.6246
5366 | 337.8377 | 3299.9539 | 337.8377 | 3299.9539
5367 | 330.4199 | 3323.8885 | 330.4199 | 3323.8885
5368 | 327.703 | 3338.5398 | 327.703 | 3338.5398
5369 | 332.278 | 3367.1006 | 332.278 | 3367.1006
5370 | 343.5426 | 3441.1091 | 343.5426 | 3441.1091
5371 | 361.3577 | 3467.0509 | 361.3577 | 3467.0509
5372 | 384.8331 | 3466.9499 | 384.8331 | 3466.9499
5373 | 398.6776 | 3440.1955 | 398.6776 | 3440.1955
5374 | 408.4287 | 3407.8942 | 408.4287 | 3407.8942
5375 | 434.2299 | 3375.8952 | 434.2299 | 3375.8952
5376 | 430.7501 | 3342.6612 | 430.7501 | 3342.6612
5377 | 414.2307 | 3276.1735 | 414.2307 | 3276.1735
5378 | 414.1969 | 3162.2611 | 414.1969 | 3162.2611
5379 | 425.0185 | 3090.006 | 425.0185 | 3090.006
5380 | 442.4513 | 3058.9713 | 442.4513 | 3058.9713
5381 | 471.5725 | 3083.324 | 471.5725 | 3083.324
5382 | 471.4035 | 3117.2767 | 471.4035 | 3117.2767
5383 | 452.1146 | 3123.6937 | 452.1146 | 3123.6937
5384 | 442.1001 | 3120.568 | 442.1001 | 3120.568
5385 | 427.7105 | 3101.4521 | 427.7105 | 3101.4521
5386 | 411.9499 | 3067.319 | 411.9499 | 3067.319
5387 | 388.0754 | 3011.9346 | 388.0754 | 3011.9346
5388 | 366.2263 | 2966.8457 | 366.2263 | 2966.8457
5389 | 349.7773 | 2931.8522 | 349.7773 | 2931.8522
5390 | 341.6674 | 2913.3521 | 341.6674 | 2913.3521
5391 | 336.1257 | 2911.8044 | 336.1257 | 2911.8044
5392 | 333.504 | 2924.854 | 333.504 | 2924.854
5393 | 334.6898 | 2968.4857 | 334.6898 | 2968.4857
5394 | 347.3696 | 3058.9485 | 347.3696 | 3058.9485
5395 | 365.347 | 3105.0576 | 365.347 | 3105.0576
5396 | 391.8906 | 3128.5458 | 391.8906 | 3128.5458
5397 | 406.699 | 3113.9501 | 406.699 | 3113.9501
5398 | 414.4368 | 3084.2699 | 414.4368 | 3084.2699
5399 | 438.6115 | 3057.2945 | 438.6115 | 3057.2945
5400 | 431.7877 | 3032.7245 | 431.7877 | 3032.7245
5401 | 415.4705 | 2993.9032 | 415.4705 | 2993.9032
5402 | 414.0899 | 2936.2701 | 414.0899 | 2936.2701
5403 | 421.2573 | 2897.5788 | 421.2573 | 2897.5788
5404 | 437.9519 | 2868.9466 | 437.9519 | 2868.9466
5405 | 466.1881 | 2875.8986 | 466.1881 | 2875.8986
5406 | 469.9052 | 2878.5446 | 469.9052 | 2878.5446
5407 | 448.9091 | 2864.867 | 448.9091 | 2864.867
5408 | 433.7244 | 2868.5123 | 433.7244 | 2868.5123
5409 | 424.2487 | 2873.2041 | 424.2487 | 2873.2041
5410 | 408.4104 | 2879.5513 | 408.4104 | 2879.5513
5411 | 385.1608 | 2880.6647 | 385.1608 | 2880.6647
5412 | 362.876 | 2892.5104 | 362.876 | 2892.5104
5413 | 348.2743 | 2905.6419 | 348.2743 | 2905.6419
5414 | 337.5554 | 2927.2581 | 337.5554 | 2927.2581
5415 | 331.4145 | 2957.09 | 331.4145 | 2957.09
5416 | 328.2381 | 2984.7737 | 328.2381 | 2984.7737
5417 | 331.9823 | 3029.4975 | 331.9823 | 3029.4975
5418 | 343.0313 | 3127.6049 | 343.0313 | 3127.6049
5419 | 356.8552 | 3191.1876 | 356.8552 | 3191.1876
5420 | 382.5455 | 3232.0765 | 382.5455 | 3232.0765
5421 | 398.898 | 3243.9095 | 398.898 | 3243.9095
5422 | 409.7152 | 3248.0114 | 409.7152 | 3248.0114
5423 | 434.5444 | 3250.5226 | 434.5444 | 3250.5226
5424 | 427.0999 | 3256.8953 | 427.0999 | 3256.8953
5425 | 410.4735 | 3223.7529 | 410.4735 | 3223.7529
5426 | 411.9343 | 3124.2562 | 411.9343 | 3124.2562
5427 | 421.0531 | 3042.8275 | 421.0531 | 3042.8275
5428 | 433.6425 | 2960.5371 | 433.6425 | 2960.5371
5429 | 459.2982 | 2897.7405 | 459.2982 | 2897.7405
5430 | 465.0719 | 2834.6424 | 465.0719 | 2834.6424
5431 | 442.693 | 2766.7969 | 442.693 | 2766.7969
5432 | 429.7517 | 2755.0071 | 429.7517 | 2755.0071
5433 | 419.6506 | 2826.4624 | 419.6506 | 2826.4624
5434 | 404.8837 | 2894.4038 | 404.8837 | 2894.4038
5435 | 381.3528 | 2896.7549 | 381.3528 | 2896.7549
5436 | 361.5069 | 2878.1675 | 361.5069 | 2878.1675
5437 | 347.064 | 2845.8678 | 347.064 | 2845.8678
5438 | 339.9476 | 2834.3571 | 339.9476 | 2834.3571
5439 | 333.0393 | 2847.5892 | 333.0393 | 2847.5892
5440 | 328.2591 | 2877.3115 | 328.2591 | 2877.3115
5441 | 330.4696 | 2931.7185 | 330.4696 | 2931.7185
5442 | 337.4198 | 3036.0873 | 337.4198 | 3036.0873
5443 | 347.5477 | 3100.398 | 347.5477 | 3100.398
5444 | 368.3619 | 3146.8931 | 368.3619 | 3146.8931
5445 | 384.6822 | 3170.9575 | 384.6822 | 3170.9575
5446 | 397.9504 | 3185.4707 | 397.9504 | 3185.4707
5447 | 420.841 | 3185.6521 | 420.841 | 3185.6521
5448 | 420.1956 | 3166.1058 | 420.1956 | 3166.1058
5449 | 407.6401 | 3096.4146 | 407.6401 | 3096.4146
5450 | 410.8931 | 3010.1686 | 410.8931 | 3010.1686
5451 | 413.2558 | 2930.9241 | 413.2558 | 2930.9241
5452 | 425.2774 | 2831.8882 | 425.2774 | 2831.8882
5453 | 449.4181 | 2758.4619 | 449.4181 | 2758.4619
5454 | 454.2306 | 2690.1945 | 454.2306 | 2690.1945
5455 | 435.7931 | 2612.8114 | 435.7931 | 2612.8114
5456 | 421.5905 | 2566.9483 | 421.5905 | 2566.9483
5457 | 410.3553 | 2558.7534 | 410.3553 | 2558.7534
5458 | 399.5475 | 2554.3981 | 399.5475 | 2554.3981
5459 | 380.0541 | 2526.9713 | 380.0541 | 2526.9713
5460 | 361.151 | 2515.2277 | 361.151 | 2515.2277
5461 | 346.0104 | 2511.3225 | 346.0104 | 2511.3225
5462 | 336.742 | 2519.1055 | 336.742 | 2519.1055
5463 | 330.3561 | 2529.7166 | 330.3561 | 2529.7166
5464 | 327.7529 | 2538.1066 | 327.7529 | 2538.1066
5465 | 328.4845 | 2566.5945 | 328.4845 | 2566.5945
5466 | 336.1357 | 2647.5924 | 336.1357 | 2647.5924
5467 | 341.3394 | 2691.8086 | 341.3394 | 2691.8086
5468 | 356.3184 | 2722.2863 | 356.3184 | 2722.2863
5469 | 371.8814 | 2731.4255 | 371.8814 | 2731.4255
5470 | 384.609 | 2737.7843 | 384.609 | 2737.7843
5471 | 409.6924 | 2745.8288 | 409.6924 | 2745.8288
5472 | 411.9825 | 2757.4436 | 411.9825 | 2757.4436
5473 | 399.4464 | 2745.5606 | 399.4464 | 2745.5606
5474 | 400.2964 | 2709.9879 | 400.2964 | 2709.9879
5475 | 405.1174 | 2666.7098 | 405.1174 | 2666.7098
5476 | 418.355 | 2591.7728 | 418.355 | 2591.7728
5477 | 445.6926 | 2520.8219 | 445.6926 | 2520.8219
5478 | 444.7322 | 2459.5439 | 444.7322 | 2459.5439
5479 | 427.5648 | 2413.5403 | 427.5648 | 2413.5403
5480 | 418.2994 | 2423.8109 | 418.2994 | 2423.8109
5481 | 408.7999 | 2516.2344 | 408.7999 | 2516.2344
5482 | 396.0064 | 2604.2704 | 396.0064 | 2604.2704
5483 | 375.5675 | 2617.6881 | 375.5675 | 2617.6881
5484 | 357.6731 | 2604.5612 | 357.6731 | 2604.5612
5485 | 344.7588 | 2576.0474 | 344.7588 | 2576.0474
5486 | 335.5174 | 2553.6158 | 335.5174 | 2553.6158
5487 | 330.1938 | 2535.1771 | 330.1938 | 2535.1771
5488 | 326.2519 | 2519.6865 | 326.2519 | 2519.6865
5489 | 328.3147 | 2538.6369 | 328.3147 | 2538.6369
5490 | 333.6649 | 2617.305 | 333.6649 | 2617.305
5491 | 340.3591 | 2651.2555 | 340.3591 | 2651.2555
5492 | 353.6451 | 2654.1395 | 353.6451 | 2654.1395
5493 | 369.7026 | 2631.3895 | 369.7026 | 2631.3895
5494 | 384.2618 | 2613.7223 | 384.2618 | 2613.7223
5495 | 404.5663 | 2597.8135 | 404.5663 | 2597.8135
5496 | 406.2763 | 2586.931 | 406.2763 | 2586.931
5497 | 395.6806 | 2557.5018 | 395.6806 | 2557.5018
5498 | 395.724 | 2518.1431 | 395.724 | 2518.1431
5499 | 401.3224 | 2496.3428 | 401.3224 | 2496.3428
5500 | 415.5177 | 2483.3641 | 415.5177 | 2483.3641
5501 | 444.4331 | 2523.3702 | 444.4331 | 2523.3702
5502 | 446.0525 | 2568.6079 | 446.0525 | 2568.6079
5503 | 428.0318 | 2589.0765 | 428.0318 | 2589.0765
5504 | 415.2089 | 2606.8462 | 415.2089 | 2606.8462
5505 | 409.9082 | 2630.6133 | 409.9082 | 2630.6133
5506 | 394.7696 | 2650.8665 | 394.7696 | 2650.8665
5507 | 376.0271 | 2651.0334 | 376.0271 | 2651.0334
5508 | 356.4112 | 2656.1081 | 356.4112 | 2656.1081
5509 | 343.7006 | 2657.0809 | 343.7006 | 2657.0809
5510 | 334.7136 | 2664.6455 | 334.7136 | 2664.6455
5511 | 329.3305 | 2671.2522 | 329.3305 | 2671.2522
5512 | 325.8135 | 2685.8307 | 325.8135 | 2685.8307
5513 | 328.002 | 2729.4624 | 328.002 | 2729.4624
5514 | 336.5878 | 2824.876 | 336.5878 | 2824.876
5515 | 345.6711 | 2869.6746 | 345.6711 | 2869.6746
5516 | 365.8968 | 2881.5866 | 365.8968 | 2881.5866
5517 | 380.3055 | 2883.1539 | 380.3055 | 2883.1539
5518 | 390.5047 | 2889.8041 | 390.5047 | 2889.8041
5519 | 412.5723 | 2889.2574 | 412.5723 | 2889.2574
5520 | 411.806 | 2891.6985 | 411.806 | 2891.6985
5521 | 400.7593 | 2872.2437 | 400.7593 | 2872.2437
5522 | 400.1231 | 2843.6604 | 400.1231 | 2843.6604
5523 | 406.5057 | 2821.2777 | 406.5057 | 2821.2777
5524 | 419.7198 | 2793.4464 | 419.7198 | 2793.4464
5525 | 448.7403 | 2795.2292 | 448.7403 | 2795.2292
5526 | 452.9596 | 2798.6032 | 452.9596 | 2798.6032
5527 | 431.8694 | 2781.2125 | 431.8694 | 2781.2125
5528 | 422.521 | 2767.0202 | 422.521 | 2767.0202
5529 | 410.4346 | 2780.8856 | 410.4346 | 2780.8856
5530 | 398.133 | 2815.0449 | 398.133 | 2815.0449
5531 | 374.8966 | 2815.139 | 374.8966 | 2815.139
5532 | 352.5959 | 2815.9909 | 352.5959 | 2815.9909
5533 | 338.629 | 2819.5119 | 338.629 | 2819.5119
5534 | 332.2336 | 2833.4107 | 332.2336 | 2833.4107
5535 | 327.5337 | 2846.1331 | 327.5337 | 2846.1331
5536 | 323.3936 | 2855.2511 | 323.3936 | 2855.2511
5537 | 326.9902 | 2889.7092 | 326.9902 | 2889.7092
5538 | 337.4269 | 2969.8335 | 337.4269 | 2969.8335
5539 | 352.3317 | 2993.1542 | 352.3317 | 2993.1542
5540 | 378.4191 | 2975.1428 | 378.4191 | 2975.1428
5541 | 392.4063 | 2920.4308 | 392.4063 | 2920.4308
5542 | 404.6539 | 2858.7157 | 404.6539 | 2858.7157
5543 | 427.5894 | 2803.3459 | 427.5894 | 2803.3459
5544 | 421.3012 | 2755.3322 | 421.3012 | 2755.3322
5545 | 406.5712 | 2698.5277 | 406.5712 | 2698.5277
5546 | 409.6586 | 2665.7944 | 409.6586 | 2665.7944
5547 | 415.6575 | 2674.7913 | 415.6575 | 2674.7913
5548 | 427.5223 | 2693.9201 | 427.5223 | 2693.9201
5549 | 457.0239 | 2737.2025 | 457.0239 | 2737.2025
5550 | 465.3994 | 2780.0376 | 465.3994 | 2780.0376
5551 | 443.0435 | 2799.1229 | 443.0435 | 2799.1229
5552 | 429.3789 | 2821.1881 | 429.3789 | 2821.1881
5553 | 418.3996 | 2842.407 | 418.3996 | 2842.407
5554 | 401.6786 | 2845.0411 | 401.6786 | 2845.0411
5555 | 378.5953 | 2825.9871 | 378.5953 | 2825.9871
5556 | 356.3053 | 2823.3443 | 356.3053 | 2823.3443
5557 | 340.8626 | 2827.739 | 340.8626 | 2827.739
5558 | 333.9141 | 2847.8263 | 333.9141 | 2847.8263
5559 | 328.6097 | 2876.4933 | 328.6097 | 2876.4933
5560 | 325.2411 | 2909.7831 | 325.2411 | 2909.7831
5561 | 329.1832 | 2964.1173 | 329.1832 | 2964.1173
5562 | 339.5961 | 3065.3554 | 339.5961 | 3065.3554
5563 | 355.8454 | 3121.2934 | 355.8454 | 3121.2934
5564 | 380.274 | 3151.4799 | 380.274 | 3151.4799
5565 | 395.3182 | 3162.3664 | 395.3182 | 3162.3664
5566 | 406.0315 | 3170.2542 | 406.0315 | 3170.2542
5567 | 430.3469 | 3174.9496 | 430.3469 | 3174.9496
5568 | 427.0332 | 3181.0311 | 427.0332 | 3181.0311
5569 | 409.4572 | 3173.2981 | 409.4572 | 3173.2981
5570 | 410.269 | 3164.8821 | 410.269 | 3164.8821
5571 | 416.0681 | 3164.7782 | 416.0681 | 3164.7782
5572 | 428.4306 | 3149.1784 | 428.4306 | 3149.1784
5573 | 457.9589 | 3163.9206 | 457.9589 | 3163.9206
5574 | 463.1664 | 3178.6525 | 463.1664 | 3178.6525
5575 | 441.4807 | 3167.0863 | 441.4807 | 3167.0863
5576 | 426.3335 | 3152.3115 | 426.3335 | 3152.3115
5577 | 415.0077 | 3141.8596 | 415.0077 | 3141.8596
5578 | 399.9906 | 3127.1658 | 399.9906 | 3127.1658
5579 | 376.2953 | 3088.8909 | 376.2953 | 3088.8909
5580 | 357.892 | 3058.2177 | 357.892 | 3058.2177
5581 | 342.4652 | 3029.4855 | 342.4652 | 3029.4855
5582 | 336.7832 | 3022.1976 | 336.7832 | 3022.1976
5583 | 328.7361 | 3022.4701 | 328.7361 | 3022.4701
5584 | 324.9133 | 3019.6479 | 324.9133 | 3019.6479
5585 | 329.1667 | 3043.4035 | 329.1667 | 3043.4035
5586 | 338.6476 | 3116.9023 | 338.6476 | 3116.9023
5587 | 352.079 | 3140.8055 | 352.079 | 3140.8055
5588 | 378.0139 | 3141.287 | 378.0139 | 3141.287
5589 | 391.0446 | 3123.779 | 391.0446 | 3123.779
5590 | 401.7352 | 3105.3109 | 401.7352 | 3105.3109
5591 | 430.0428 | 3079.9373 | 430.0428 | 3079.9373
5592 | 428.5747 | 3052.6734 | 428.5747 | 3052.6734
5593 | 411.3394 | 2993.1023 | 411.3394 | 2993.1023
5594 | 407.9686 | 2924.9123 | 407.9686 | 2924.9123
5595 | 415.2034 | 2856.2976 | 415.2034 | 2856.2976
5596 | 426.1254 | 2776.9922 | 426.1254 | 2776.9922
5597 | 451.5266 | 2752.9287 | 451.5266 | 2752.9287
5598 | 458.9861 | 2742.1055 | 458.9861 | 2742.1055
5599 | 441.5671 | 2721.1473 | 441.5671 | 2721.1473
5600 | 425.1425 | 2692.2481 | 425.1425 | 2692.2481
5601 | 414.7077 | 2679.8304 | 414.7077 | 2679.8304
5602 | 398.9801 | 2695.06 | 398.9801 | 2695.06
5603 | 376.9561 | 2695.9549 | 376.9561 | 2695.9549
5604 | 359.021 | 2699.5007 | 359.021 | 2699.5007
5605 | 345.0232 | 2704.4778 | 345.0232 | 2704.4778
5606 | 336.3079 | 2719.2503 | 336.3079 | 2719.2503
5607 | 329.71 | 2729.4245 | 329.71 | 2729.4245
5608 | 327.1426 | 2736.9408 | 327.1426 | 2736.9408
5609 | 328.0077 | 2771.1804 | 328.0077 | 2771.1804
5610 | 337.418 | 2856.9108 | 337.418 | 2856.9108
5611 | 346.7761 | 2899.8164 | 346.7761 | 2899.8164
5612 | 368.1322 | 2924.9064 | 368.1322 | 2924.9064
5613 | 384.3397 | 2935.2833 | 384.3397 | 2935.2833
5614 | 396.7915 | 2948.486 | 396.7915 | 2948.486
5615 | 419.0914 | 2962.7918 | 419.0914 | 2962.7918
5616 | 416.9481 | 2979.2846 | 416.9481 | 2979.2846
5617 | 407.2874 | 2966.4552 | 407.2874 | 2966.4552
5618 | 409.1938 | 2906.3467 | 409.1938 | 2906.3467
5619 | 414.8099 | 2881.2702 | 414.8099 | 2881.2702
5620 | 422.8836 | 2868.5826 | 422.8836 | 2868.5826
5621 | 447.0987 | 2899.1239 | 447.0987 | 2899.1239
5622 | 454.3139 | 2930.5284 | 454.3139 | 2930.5284
5623 | 435.7186 | 2945.6093 | 435.7186 | 2945.6093
5624 | 417.9818 | 2976.8482 | 417.9818 | 2976.8482
5625 | 405.6734 | 3044.4447 | 405.6734 | 3044.4447
5626 | 394.4305 | 3134.3008 | 394.4305 | 3134.3008
5627 | 376.4989 | 3144.879 | 376.4989 | 3144.879
5628 | 357.5034 | 3135.7565 | 357.5034 | 3135.7565
5629 | 343.9865 | 3144.1555 | 343.9865 | 3144.1555
5630 | 335.8466 | 3172.3971 | 335.8466 | 3172.3971
5631 | 329.698 | 3203.758 | 329.698 | 3203.758
5632 | 325.2385 | 3230.568 | 325.2385 | 3230.568
5633 | 326.3371 | 3272.0155 | 326.3371 | 3272.0155
5634 | 331.971 | 3357.8186 | 331.971 | 3357.8186
5635 | 337.7599 | 3398.0305 | 337.7599 | 3398.0305
5636 | 354.1831 | 3410.7434 | 354.1831 | 3410.7434
5637 | 368.8571 | 3392.7986 | 368.8571 | 3392.7986
5638 | 378.817 | 3373.4568 | 378.817 | 3373.4568
5639 | 403.2601 | 3365.5567 | 403.2601 | 3365.5567
5640 | 399.7251 | 3363.4838 | 399.7251 | 3363.4838
5641 | 390.4375 | 3321.095 | 390.4375 | 3321.095
5642 | 390.1302 | 3260.1129 | 390.1302 | 3260.1129
5643 | 394.3886 | 3224.5522 | 394.3886 | 3224.5522
5644 | 404.007 | 3194.828 | 404.007 | 3194.828
5645 | 426.3433 | 3197.4844 | 426.3433 | 3197.4844
5646 | 432.2893 | 3204.2804 | 432.2893 | 3204.2804
5647 | 416.9043 | 3187.1809 | 416.9043 | 3187.1809
5648 | 408.67 | 3168.693 | 408.67 | 3168.693
5649 | 397.3006 | 3147.6841 | 397.3006 | 3147.6841
5650 | 385.2344 | 3127.2386 | 385.2344 | 3127.2386
5651 | 365.5123 | 3087.2892 | 365.5123 | 3087.2892
5652 | 348.2424 | 3055.9607 | 348.2424 | 3055.9607
5653 | 335.2666 | 3028.3934 | 335.2666 | 3028.3934
5654 | 327.5486 | 3016.6643 | 327.5486 | 3016.6643
5655 | 322.1263 | 3011.4036 | 322.1263 | 3011.4036
5656 | 315.7905 | 2999.9902 | 315.7905 | 2999.9902
5657 | 318.2224 | 3006.6363 | 318.2224 | 3006.6363
5658 | 322.7906 | 3071.0343 | 322.7906 | 3071.0343
5659 | 328.4942 | 3107.6058 | 328.4942 | 3107.6058
5660 | 343.9228 | 3133.2055 | 343.9228 | 3133.2055
5661 | 355.9809 | 3154.6489 | 355.9809 | 3154.6489
5662 | 372.0552 | 3182.1945 | 372.0552 | 3182.1945
5663 | 392.1556 | 3194.3161 | 392.1556 | 3194.3161
5664 | 387.6349 | 3186.71 | 387.6349 | 3186.71
5665 | 379.5363 | 3133.0362 | 379.5363 | 3133.0362
5666 | 379.8043 | 3072.5637 | 379.8043 | 3072.5637
5667 | 386.1438 | 3005.5506 | 386.1438 | 3005.5506
5668 | 397.638 | 2923.333 | 397.638 | 2923.333
5669 | 424.893 | 2875.0978 | 424.893 | 2875.0978
5670 | 431.0303 | 2832.9678 | 431.0303 | 2832.9678
5671 | 416.4988 | 2782.3046 | 416.4988 | 2782.3046
5672 | 403.7738 | 2744.8871 | 403.7738 | 2744.8871
5673 | 393.5353 | 2713.7581 | 393.5353 | 2713.7581
5674 | 380.7182 | 2676.4943 | 380.7182 | 2676.4943
5675 | 362.2165 | 2611.8636 | 362.2165 | 2611.8636
5676 | 346.3104 | 2548.6459 | 346.3104 | 2548.6459
5677 | 332.2939 | 2482.1272 | 332.2939 | 2482.1272
5678 | 324.3736 | 2440.4747 | 324.3736 | 2440.4747
5679 | 319.3396 | 2429.3166 | 319.3396 | 2429.3166
5680 | 315.6264 | 2430.4259 | 315.6264 | 2430.4259
5681 | 317.7186 | 2453.0166 | 317.7186 | 2453.0166
5682 | 324.6529 | 2537.4364 | 324.6529 | 2537.4364
5683 | 332.1445 | 2591.7727 | 332.1445 | 2591.7727
5684 | 353.2271 | 2630.6231 | 353.2271 | 2630.6231
5685 | 364.9013 | 2645.8052 | 364.9013 | 2645.8052
5686 | 378.2167 | 2650.5623 | 378.2167 | 2650.5623
5687 | 403.1371 | 2649.4332 | 403.1371 | 2649.4332
5688 | 399.7492 | 2645.6858 | 399.7492 | 2645.6858
5689 | 385.4167 | 2591.5023 | 385.4167 | 2591.5023
5690 | 386.6958 | 2502.4897 | 386.6958 | 2502.4897
5691 | 393.7243 | 2420.9154 | 393.7243 | 2420.9154
5692 | 403.8823 | 2320.3506 | 403.8823 | 2320.3506
5693 | 432.4583 | 2270.0768 | 432.4583 | 2270.0768
5694 | 442.4593 | 2224.3065 | 442.4593 | 2224.3065
5695 | 426.4195 | 2168.3285 | 426.4195 | 2168.3285
5696 | 412.3395 | 2137.4635 | 412.3395 | 2137.4635
5697 | 400.3326 | 2146.014 | 400.3326 | 2146.014
5698 | 385.9565 | 2157.7489 | 385.9565 | 2157.7489
5699 | 362.6032 | 2138.4765 | 362.6032 | 2138.4765
5700 | 344.9851 | 2138.5276 | 344.9851 | 2138.5276
5701 | 330.9758 | 2145.9801 | 330.9758 | 2145.9801
5702 | 323.6227 | 2176.1875 | 323.6227 | 2176.1875
5703 | 321.0508 | 2209.6598 | 321.0508 | 2209.6598
5704 | 315.3424 | 2240.4741 | 315.3424 | 2240.4741
5705 | 320.0084 | 2298.5943 | 320.0084 | 2298.5943
5706 | 331.1712 | 2399.8323 | 331.1712 | 2399.8323
5707 | 341.6783 | 2447.7617 | 341.6783 | 2447.7617
5708 | 369.5044 | 2464.8429 | 369.5044 | 2464.8429
5709 | 382.8765 | 2463.7892 | 382.8765 | 2463.7892
5710 | 396.4276 | 2465.5613 | 396.4276 | 2465.5613
5711 | 419.5392 | 2459.8454 | 419.5392 | 2459.8454
5712 | 413.7672 | 2451.4384 | 413.7672 | 2451.4384
5713 | 398.7106 | 2426.6687 | 398.7106 | 2426.6687
5714 | 398.3596 | 2391.6784 | 398.3596 | 2391.6784
5715 | 406.4954 | 2341.5565 | 406.4954 | 2341.5565
5716 | 413.0236 | 2263.1248 | 413.0236 | 2263.1248
5717 | 444.3513 | 2232.0718 | 444.3513 | 2232.0718
5718 | 456.6951 | 2241.052 | 456.6951 | 2241.052
5719 | 437.1202 | 2257.5891 | 437.1202 | 2257.5891
5720 | 422.3279 | 2302.0787 | 422.3279 | 2302.0787
5721 | 412.1837 | 2370.4033 | 412.1837 | 2370.4033
5722 | 395.7847 | 2419.7063 | 395.7847 | 2419.7063
5723 | 372.4406 | 2435.0169 | 372.4406 | 2435.0169
5724 | 350.041 | 2466.7387 | 350.041 | 2466.7387
5725 | 336.9347 | 2525.7382 | 336.9347 | 2525.7382
5726 | 330.4972 | 2610.3319 | 330.4972 | 2610.3319
5727 | 324.6818 | 2693.7493 | 324.6818 | 2693.7493
5728 | 319.8521 | 2769.9949 | 319.8521 | 2769.9949
5729 | 322.9376 | 2867.212 | 322.9376 | 2867.212
5730 | 332.4694 | 3006.2366 | 332.4694 | 3006.2366
5731 | 344.7175 | 3093.1174 | 344.7175 | 3093.1174
5732 | 376.1289 | 3151.3342 | 376.1289 | 3151.3342
5733 | 388.8621 | 3180.568 | 388.8621 | 3180.568
5734 | 398.3759 | 3197.7022 | 398.3759 | 3197.7022
5735 | 424.2367 | 3205.3827 | 424.2367 | 3205.3827
5736 | 421.3301 | 3208.6975 | 421.3301 | 3208.6975
5737 | 402.3862 | 3194.1207 | 402.3862 | 3194.1207
5738 | 398.952 | 3175.5119 | 398.952 | 3175.5119
5739 | 404.0953 | 3168.5641 | 404.0953 | 3168.5641
5740 | 414.2767 | 3157.1871 | 414.2767 | 3157.1871
5741 | 439.1536 | 3177.7539 | 439.1536 | 3177.7539
5742 | 452.3585 | 3197.5094 | 452.3585 | 3197.5094
5743 | 433.5788 | 3192.7142 | 433.5788 | 3192.7142
5744 | 420.3795 | 3187.3314 | 420.3795 | 3187.3314
5745 | 409.3022 | 3186.1259 | 409.3022 | 3186.1259
5746 | 395.4486 | 3175.582 | 395.4486 | 3175.582
5747 | 371.1291 | 3145.7527 | 371.1291 | 3145.7527
5748 | 350.8038 | 3131.4609 | 350.8038 | 3131.4609
5749 | 337.7671 | 3125.5171 | 337.7671 | 3125.5171
5750 | 329.2675 | 3135.1203 | 329.2675 | 3135.1203
5751 | 324.0011 | 3151.4102 | 324.0011 | 3151.4102
5752 | 321.4335 | 3166.8624 | 321.4335 | 3166.8624
5753 | 325.0127 | 3202.9222 | 325.0127 | 3202.9222
5754 | 333.5673 | 3285.9587 | 333.5673 | 3285.9587
5755 | 343.2361 | 3320.1276 | 343.2361 | 3320.1276
5756 | 370.373 | 3327.5985 | 370.373 | 3327.5985
5757 | 385.3433 | 3323.0501 | 385.3433 | 3323.0501
5758 | 395.2546 | 3332.4668 | 395.2546 | 3332.4668
5759 | 424.9635 | 3346.4086 | 424.9635 | 3346.4086
5760 | 419.9573 | 3351.9804 | 419.9573 | 3351.9804
5761 | 402.458 | 3329.0309 | 402.458 | 3329.0309
5762 | 405.4792 | 3278.4601 | 405.4792 | 3278.4601
5763 | 408.6148 | 3203.8752 | 408.6148 | 3203.8752
5764 | 415.9694 | 3100.3253 | 415.9694 | 3100.3253
5765 | 440.4614 | 3045.4647 | 440.4614 | 3045.4647
5766 | 458.8856 | 3010.0329 | 458.8856 | 3010.0329
5767 | 437.0999 | 2960.389 | 437.0999 | 2960.389
5768 | 423.1119 | 2917.0741 | 423.1119 | 2917.0741
5769 | 412.5284 | 2888.1294 | 412.5284 | 2888.1294
5770 | 396.7306 | 2895.7871 | 396.7306 | 2895.7871
5771 | 376.9421 | 2906.1469 | 376.9421 | 2906.1469
5772 | 356.2488 | 2941.2178 | 356.2488 | 2941.2178
5773 | 341.9518 | 2991.1165 | 341.9518 | 2991.1165
5774 | 335.0276 | 3052.5579 | 335.0276 | 3052.5579
5775 | 328.5619 | 3114.3518 | 328.5619 | 3114.3518
5776 | 329.4552 | 3150.1169 | 329.4552 | 3150.1169
5777 | 333.3866 | 3165.3542 | 333.3866 | 3165.3542
5778 | 340.0384 | 3205.5077 | 340.0384 | 3205.5077
5779 | 346.0833 | 3202.691 | 346.0833 | 3202.691
5780 | 367.6955 | 3183.8787 | 367.6955 | 3183.8787
5781 | 382.0425 | 3147.5867 | 382.0425 | 3147.5867
5782 | 395.7946 | 3118.8529 | 395.7946 | 3118.8529
5783 | 420.2508 | 3101.0511 | 420.2508 | 3101.0511
5784 | 421.5247 | 3086.2372 | 421.5247 | 3086.2372
5785 | 408.0834 | 3015.2354 | 408.0834 | 3015.2354
5786 | 408.5091 | 2904.0897 | 408.5091 | 2904.0897
5787 | 413.179 | 2825.7917 | 413.179 | 2825.7917
5788 | 421.5303 | 2706.8069 | 421.5303 | 2706.8069
5789 | 442.6733 | 2609.7913 | 442.6733 | 2609.7913
5790 | 454.6776 | 2588.0472 | 454.6776 | 2588.0472
5791 | 437.084 | 2561.1917 | 437.084 | 2561.1917
5792 | 422.6248 | 2550.4212 | 422.6248 | 2550.4212
5793 | 412.3194 | 2555.7683 | 412.3194 | 2555.7683
5794 | 399.2373 | 2568.3041 | 399.2373 | 2568.3041
5795 | 380.4901 | 2557.2588 | 380.4901 | 2557.2588
5796 | 358.6713 | 2068.1546 | 358.6713 | 2068.1546
5797 | 345.9409 | 2075.8017 | 345.9409 | 2075.8017
5798 | 340.0455 | 2091.8998 | 340.0455 | 2091.8998
5799 | 335.3768 | 2110.1261 | 335.3768 | 2110.1261
5800 | 333.4668 | 2148.2525 | 333.4668 | 2148.2525
5801 | 336.0543 | 2232.8155 | 336.0543 | 2232.8155
5802 | 340.4886 | 2302.3663 | 340.4886 | 2302.3663
5803 | 342.0908 | 2342.4566 | 342.0908 | 2342.4566
5804 | 356.6462 | 2356.3543 | 356.6462 | 2356.3543
5805 | 375.0367 | 2365.3386 | 375.0367 | 2365.3386
5806 | 385.4294 | 2378.5275 | 385.4294 | 2378.5275
5807 | 408.7473 | 2393.8207 | 408.7473 | 2393.8207
5808 | 407.4784 | 2395.072 | 407.4784 | 2395.072
5809 | 398.6669 | 2363.0817 | 398.6669 | 2363.0817
5810 | 398.1579 | 2298.1375 | 398.1579 | 2298.1375
5811 | 397.3073 | 2228.3197 | 397.3073 | 2228.3197
5812 | 402.9485 | 2191.8085 | 402.9485 | 2191.8085
5813 | 421.134 | 2152.1607 | 421.134 | 2152.1607
5814 | 439.6002 | 2122.9151 | 439.6002 | 2122.9151
5815 | 424.6856 | 2116.8193 | 424.6856 | 2116.8193
5816 | 412.3046 | 2134.1172 | 412.3046 | 2134.1172
5817 | 403.225 | 2200.1536 | 403.225 | 2200.1536
5818 | 393.2331 | 2296.5894 | 393.2331 | 2296.5894
5819 | 371.0874 | 2373.6037 | 371.0874 | 2373.6037
5820 | 356.0518 | 2427.6722 | 356.0518 | 2427.6722
5821 | 342.1668 | 2476.2058 | 342.1668 | 2476.2058
5822 | 334.1966 | 2512.2443 | 334.1966 | 2512.2443
5823 | 328.9743 | 2535.855 | 328.9743 | 2535.855
5824 | 325.5822 | 2568.8928 | 325.5822 | 2568.8928
5825 | 327.0924 | 2635.5864 | 327.0924 | 2635.5864
5826 | 330.778 | 2685.4335 | 330.778 | 2685.4335
5827 | 337.5989 | 2713.6307 | 337.5989 | 2713.6307
5828 | 358.0551 | 2716.5819 | 358.0551 | 2716.5819
5829 | 373.0822 | 2717.9924 | 373.0822 | 2717.9924
5830 | 385.3725 | 2719.6431 | 385.3725 | 2719.6431
5831 | 406.3069 | 2721.6231 | 406.3069 | 2721.6231
5832 | 405.1122 | 2710.9812 | 405.1122 | 2710.9812
5833 | 392.5513 | 2646.329 | 392.5513 | 2646.329
5834 | 393.5538 | 2572.2134 | 393.5538 | 2572.2134
5835 | 396.3515 | 2500.3247 | 396.3515 | 2500.3247
5836 | 405.9327 | 2480.6178 | 405.9327 | 2480.6178
5837 | 430.1795 | 2473.6319 | 430.1795 | 2473.6319
5838 | 442.052 | 2451.9601 | 442.052 | 2451.9601
5839 | 427.4892 | 2433.0835 | 427.4892 | 2433.0835
5840 | 414.4383 | 2423.3407 | 414.4383 | 2423.3407
5841 | 405.0614 | 2417.8995 | 405.0614 | 2417.8995
5842 | 390.6463 | 2400.0779 | 390.6463 | 2400.0779
5843 | 372.402 | 2402.0645 | 372.402 | 2402.0645
5844 | 354.5294 | 2414.8323 | 354.5294 | 2414.8323
5845 | 342.0824 | 2436.1476 | 342.0824 | 2436.1476
5846 | 334.9089 | 2458.2811 | 334.9089 | 2458.2811
5847 | 329.2952 | 2481.0043 | 329.2952 | 2481.0043
5848 | 327.5114 | 2522.3259 | 327.5114 | 2522.3259
5849 | 330.3514 | 2604.1671 | 330.3514 | 2604.1671
5850 | 333.7643 | 2666.3216 | 333.7643 | 2666.3216
5851 | 345.4352 | 2703.4535 | 345.4352 | 2703.4535
5852 | 368.2678 | 2715.5168 | 368.2678 | 2715.5168
5853 | 381.4226 | 2724.1461 | 381.4226 | 2724.1461
5854 | 390.6078 | 2730.0571 | 390.6078 | 2730.0571
5855 | 416.3686 | 2733.1021 | 416.3686 | 2733.1021
5856 | 410.9931 | 2719.5017 | 410.9931 | 2719.5017
5857 | 395.6672 | 2654.1394 | 395.6672 | 2654.1394
5858 | 393.6051 | 2584.2841 | 393.6051 | 2584.2841
5859 | 397.8695 | 2507.8393 | 397.8695 | 2507.8393
5860 | 405.8108 | 2421.4477 | 405.8108 | 2421.4477
5861 | 425.4482 | 2346.712 | 425.4482 | 2346.712
5862 | 446.9434 | 2271.5504 | 446.9434 | 2271.5504
5863 | 429.6157 | 2203.5035 | 429.6157 | 2203.5035
5864 | 415.0137 | 2168.0809 | 415.0137 | 2168.0809
5865 | 403.9478 | 2144.0603 | 403.9478 | 2144.0603
5866 | 392.3956 | 2112.6295 | 392.3956 | 2112.6295
5867 | 369.0312 | 2086.8062 | 369.0312 | 2086.8062
5868 | 352.0595 | 2072.6516 | 352.0595 | 2072.6516
5869 | 338.4885 | 2082.4287 | 338.4885 | 2082.4287
5870 | 330.8602 | 2113.9703 | 330.8602 | 2113.9703
5871 | 325.6738 | 2152.9652 | 325.6738 | 2152.9652
5872 | 323.0589 | 2200.9139 | 323.0589 | 2200.9139
5873 | 327.6881 | 2289.7371 | 327.6881 | 2289.7371
5874 | 333.614 | 2355.2643 | 333.614 | 2355.2643
5875 | 347.1715 | 2385.1775 | 347.1715 | 2385.1775
5876 | 375.5622 | 2385.2884 | 375.5622 | 2385.2884
5877 | 390.6731 | 2388.8291 | 390.6731 | 2388.8291
5878 | 400.8245 | 2399.2962 | 400.8245 | 2399.2962
5879 | 427.0995 | 2415.3586 | 427.0995 | 2415.3586
5880 | 422.2771 | 2428.3847 | 422.2771 | 2428.3847
5881 | 403.8805 | 2429.4114 | 403.8805 | 2429.4114
5882 | 405.1271 | 2434.7021 | 405.1271 | 2434.7021
5883 | 407.2775 | 2435.4151 | 407.2775 | 2435.4151
5884 | 415.6672 | 2438.7254 | 415.6672 | 2438.7254
5885 | 435.4084 | 2450.1414 | 435.4084 | 2450.1414
5886 | 452.8033 | 2432.6706 | 452.8033 | 2432.6706
5887 | 431.795 | 2410.9539 | 431.795 | 2410.9539
5888 | 419.725 | 2394.9982 | 419.725 | 2394.9982
5889 | 409.9452 | 2404.9413 | 409.9452 | 2404.9413
5890 | 392.7725 | 2448.1832 | 392.7725 | 2448.1832
5891 | 370.0103 | 2488.9262 | 370.0103 | 2488.9262
5892 | 350.0325 | 2504.475 | 350.0325 | 2504.475
5893 | 335.2829 | 2513.8971 | 335.2829 | 2513.8971
5894 | 328.1886 | 2518.6938 | 328.1886 | 2518.6938
5895 | 323.0844 | 2521.8908 | 323.0844 | 2521.8908
5896 | 322.3868 | 2543.1538 | 322.3868 | 2543.1538
5897 | 326.7897 | 2604.5813 | 326.7897 | 2604.5813
5898 | 331.7788 | 2646.4996 | 331.7788 | 2646.4996
5899 | 347.8428 | 2666.058 | 347.8428 | 2666.058
5900 | 373.8275 | 2660.607 | 373.8275 | 2660.607
5901 | 389.1005 | 2649.2367 | 389.1005 | 2649.2367
5902 | 402.6974 | 2631.243 | 402.6974 | 2631.243
5903 | 430.2242 | 2613.1643 | 430.2242 | 2613.1643
5904 | 423.3594 | 2590.57 | 423.3594 | 2590.57
5905 | 405.5166 | 2540.237 | 405.5166 | 2540.237
5906 | 406.0042 | 2480.7365 | 406.0042 | 2480.7365
5907 | 409.6189 | 2429.2614 | 409.6189 | 2429.2614
5908 | 417.7511 | 2401.2707 | 417.7511 | 2401.2707
5909 | 437.3347 | 2395.5865 | 437.3347 | 2395.5865
5910 | 457.9555 | 2386.8138 | 457.9555 | 2386.8138
5911 | 440.9948 | 2374.0909 | 440.9948 | 2374.0909
5912 | 425.0445 | 2370.9752 | 425.0445 | 2370.9752
5913 | 413.8824 | 2373.1078 | 413.8824 | 2373.1078
5914 | 394.878 | 2374.1022 | 394.878 | 2374.1022
5915 | 372.3679 | 2392.8339 | 372.3679 | 2392.8339
5916 | 351.2854 | 2404.5367 | 351.2854 | 2404.5367
5917 | 336.9453 | 2414.018 | 336.9453 | 2414.018
5918 | 328.4362 | 2422.4241 | 328.4362 | 2422.4241
5919 | 323.5564 | 2436.9226 | 323.5564 | 2436.9226
5920 | 321.814 | 2477.2383 | 321.814 | 2477.2383
5921 | 324.7929 | 2561.4462 | 324.7929 | 2561.4462
5922 | 329.257 | 2625.7901 | 329.257 | 2625.7901
5923 | 345.1658 | 2661.7977 | 345.1658 | 2661.7977
5924 | 372.0813 | 2671.3759 | 372.0813 | 2671.3759
5925 | 389.5412 | 2679.1176 | 389.5412 | 2679.1176
5926 | 401.3901 | 2686.3304 | 401.3901 | 2686.3304
5927 | 427.3094 | 2695.4699 | 427.3094 | 2695.4699
5928 | 419.9568 | 2691.5142 | 419.9568 | 2691.5142
5929 | 400.4698 | 2669.7604 | 400.4698 | 2669.7604
5930 | 401.66 | 2648.602 | 401.66 | 2648.602
5931 | 401.004 | 2599.0204 | 401.004 | 2599.0204
5932 | 406.5328 | 2561.8584 | 406.5328 | 2561.8584
5933 | 426.2807 | 2532.2695 | 426.2807 | 2532.2695
5934 | 446.9891 | 2490.7165 | 446.9891 | 2490.7165
5935 | 432.0522 | 2454.3848 | 432.0522 | 2454.3848
5936 | 416.9931 | 2428.3702 | 416.9931 | 2428.3702
5937 | 404.0494 | 2412.6926 | 404.0494 | 2412.6926
5938 | 388.9241 | 2386.3504 | 388.9241 | 2386.3504
5939 | 367.8219 | 2369.7576 | 367.8219 | 2369.7576
5940 | 347.6057 | 2357.7923 | 347.6057 | 2357.7923
5941 | 335.4283 | 2349.9959 | 335.4283 | 2349.9959
5942 | 329.3452 | 2343.9645 | 329.3452 | 2343.9645
5943 | 323.7452 | 2340.357 | 323.7452 | 2340.357
5944 | 321.269 | 2354.8745 | 321.269 | 2354.8745
5945 | 324.6416 | 2408.1957 | 324.6416 | 2408.1957
5946 | 326.9316 | 2439.4634 | 326.9316 | 2439.4634
5947 | 336.4508 | 2450.3829 | 336.4508 | 2450.3829
5948 | 359.5662 | 2449.9614 | 359.5662 | 2449.9614
5949 | 375.4667 | 2454.8038 | 375.4667 | 2454.8038
5950 | 389.284 | 2460.7739 | 389.284 | 2460.7739
5951 | 409.0075 | 2463.6414 | 409.0075 | 2463.6414
5952 | 404.4372 | 2454.1829 | 404.4372 | 2454.1829
5953 | 392.7804 | 2433.6716 | 392.7804 | 2433.6716
5954 | 391.7121 | 2422.9864 | 391.7121 | 2422.9864
5955 | 397.2652 | 2417.2498 | 397.2652 | 2417.2498
5956 | 402.6302 | 2435.1752 | 402.6302 | 2435.1752
5957 | 422.0931 | 2451.5615 | 422.0931 | 2451.5615
5958 | 441.04 | 2449.2382 | 441.04 | 2449.2382
5959 | 423.3045 | 2437.1071 | 423.3045 | 2437.1071
5960 | 409.8131 | 2424.2283 | 409.8131 | 2424.2283
5961 | 398.9808 | 2411.9234 | 398.9808 | 2411.9234
5962 | 384.4607 | 2392.6816 | 384.4607 | 2392.6816
5963 | 367.3934 | 2391.8281 | 367.3934 | 2391.8281
5964 | 347.6623 | 2389.33 | 347.6623 | 2389.33
5965 | 335.2127 | 2388.5748 | 335.2127 | 2388.5748
5966 | 331.2415 | 2385.5019 | 331.2415 | 2385.5019
5967 | 322.7915 | 2384.9712 | 322.7915 | 2384.9712
5968 | 319.5044 | 2405.7016 | 319.5044 | 2405.7016
5969 | 320.4215 | 2468.49 | 320.4215 | 2468.49
5970 | 320.9822 | 2510.5267 | 320.9822 | 2510.5267
5971 | 328.0001 | 2530.3809 | 328.0001 | 2530.3809
5972 | 343.6018 | 2533.3321 | 343.6018 | 2533.3321
5973 | 360.9441 | 2543.5589 | 360.9441 | 2543.5589
5974 | 376.2296 | 2558.7004 | 376.2296 | 2558.7004
5975 | 396.3737 | 2577.4256 | 396.3737 | 2577.4256
5976 | 395.8247 | 2589.0316 | 395.8247 | 2589.0316
5977 | 387.7651 | 2569.6445 | 387.7651 | 2569.6445
5978 | 386.6846 | 2539.8474 | 386.6846 | 2539.8474
5979 | 388.4581 | 2508.1943 | 388.4581 | 2508.1943
5980 | 395.3937 | 2501.0315 | 395.3937 | 2501.0315
5981 | 406.7934 | 2515.7018 | 406.7934 | 2515.7018
5982 | 421.8338 | 2525.686 | 421.8338 | 2525.686
5983 | 416.4003 | 2536.7496 | 416.4003 | 2536.7496
5984 | 407.1838 | 2557.1835 | 407.1838 | 2557.1835
5985 | 397.8106 | 2569.3158 | 397.8106 | 2569.3158
5986 | 382.7869 | 2568.0027 | 382.7869 | 2568.0027
5987 | 366.1629 | 2600.9944 | 366.1629 | 2600.9944
5988 | 348.6829 | 2646.2466 | 348.6829 | 2646.2466
5989 | 333.9466 | 2691.4074 | 333.9466 | 2691.4074
5990 | 328.4891 | 2714.4877 | 328.4891 | 2714.4877
5991 | 322.4236 | 2728.2762 | 322.4236 | 2728.2762
5992 | 320.1764 | 2756.4029 | 320.1764 | 2756.4029
5993 | 320.2689 | 2830.9661 | 320.2689 | 2830.9661
5994 | 323.262 | 2894.1857 | 323.262 | 2894.1857
5995 | 330.2131 | 2920.1936 | 330.2131 | 2920.1936
5996 | 346.3337 | 2900.1867 | 346.3337 | 2900.1867
5997 | 361.4545 | 2861.8941 | 361.4545 | 2861.8941
5998 | 377.0267 | 2832.9539 | 377.0267 | 2832.9539
5999 | 395.9786 | 2826.7684 | 395.9786 | 2826.7684
6000 | 393.0757 | 2805.2391 | 393.0757 | 2805.2391
6001 | 386.6621 | 2725.4394 | 386.6621 | 2725.4394
6002 | 387.3279 | 2644.8743 | 387.3279 | 2644.8743
6003 | 389.9163 | 2589.2573 | 389.9163 | 2589.2573
6004 | 395.778 | 2570.2605 | 395.778 | 2570.2605
6005 | 404.787 | 2563.3338 | 404.787 | 2563.3338
6006 | 412.4364 | 2531.248 | 412.4364 | 2531.248
6007 | 415.303 | 2474.7393 | 415.303 | 2474.7393
6008 | 405.0963 | 2413.6368 | 405.0963 | 2413.6368
6009 | 395.9922 | 2349.9131 | 395.9922 | 2349.9131
6010 | 382.1302 | 2296.3527 | 382.1302 | 2296.3527
6011 | 361.682 | 2267.0975 | 361.682 | 2267.0975
6012 | 347.7299 | 2222.2336 | 347.7299 | 2222.2336
6013 | 333.7788 | 2182.0712 | 333.7788 | 2182.0712
6014 | 326.7915 | 2157.9337 | 326.7915 | 2157.9337
6015 | 320.0603 | 2147.5807 | 320.0603 | 2147.5807
6016 | 319.5742 | 2155.2937 | 319.5742 | 2155.2937
6017 | 319.4881 | 2194.5916 | 319.4881 | 2194.5916
6018 | 328.135 | 2206.9841 | 328.135 | 2206.9841
6019 | 338.624 | 2186.0701 | 338.624 | 2186.0701
6020 | 358.6972 | 2142.5727 | 358.6972 | 2142.5727
6021 | 369.5739 | 2104.0434 | 369.5739 | 2104.0434
6022 | 382.2771 | 2071.1979 | 382.2771 | 2071.1979
6023 | 403.3802 | 2044.5987 | 403.3802 | 2044.5987
6024 | 404.9061 | 2017.2117 | 404.9061 | 2017.2117
6025 | 391.4711 | 1978.7127 | 391.4711 | 1978.7127
6026 | 389.6186 | 1929.3302 | 389.6186 | 1929.3302
6027 | 393.0422 | 1875.37 | 393.0422 | 1875.37
6028 | 399.7102 | 1832.7051 | 399.7102 | 1832.7051
6029 | 410.8727 | 1806.3114 | 410.8727 | 1806.3114
6030 | 420.7375 | 1766.8294 | 420.7375 | 1766.8294
6031 | 424.4963 | 1725.2316 | 424.4963 | 1725.2316
6032 | 412.777 | 1694.0692 | 412.777 | 1694.0692
6033 | 402.318 | 1679.9892 | 402.318 | 1679.9892
6034 | 383.3304 | 1671.3981 | 383.3304 | 1671.3981
6035 | 361.5958 | 1671.787 | 361.5958 | 1671.787
6036 | 343.6952 | 1672.3658 | 343.6952 | 1672.3658
6037 | 329.5913 | 1683.7405 | 329.5913 | 1683.7405
6038 | 321.8159 | 1706.8208 | 321.8159 | 1706.8208
6039 | 319.6748 | 1743.5081 | 319.6748 | 1743.5081
6040 | 317.7217 | 1802.1074 | 317.7217 | 1802.1074
6041 | 322.3515 | 1894.0075 | 322.3515 | 1894.0075
6042 | 332.6064 | 1959.2388 | 332.6064 | 1959.2388
6043 | 347.1596 | 2002.2877 | 347.1596 | 2002.2877
6044 | 374.6088 | 2029.3803 | 374.6088 | 2029.3803
6045 | 391.0714 | 2061.1451 | 391.0714 | 2061.1451
6046 | 406.1071 | 2081.0202 | 406.1071 | 2081.0202
6047 | 426.0079 | 2086.0178 | 426.0079 | 2086.0178
6048 | 422.7373 | 2070.8198 | 422.7373 | 2070.8198
6049 | 405.8907 | 2041.7288 | 405.8907 | 2041.7288
6050 | 402.1164 | 1990.5121 | 402.1164 | 1990.5121
6051 | 405.4633 | 1930.3982 | 405.4633 | 1930.3982
6052 | 410.3798 | 1879.6862 | 410.3798 | 1879.6862
6053 | 420.6237 | 1845.7187 | 420.6237 | 1845.7187
6054 | 427.8203 | 1805.8817 | 427.8203 | 1805.8817
6055 | 430.8877 | 1777.2421 | 430.8877 | 1777.2421
6056 | 423.1971 | 1773.3571 | 423.1971 | 1773.3571
6057 | 411.8772 | 1812.4118 | 411.8772 | 1812.4118
6058 | 389.574 | 1896.4811 | 389.574 | 1896.4811
6059 | 368.4197 | 1995.9209 | 368.4197 | 1995.9209
6060 | 348.5429 | 2068.9239 | 348.5429 | 2068.9239
6061 | 334.2139 | 2132.8416 | 334.2139 | 2132.8416
6062 | 326.0146 | 2184.2052 | 326.0146 | 2184.2052
6063 | 322.317 | 2212.1353 | 322.317 | 2212.1353
6064 | 320.7475 | 2244.9956 | 320.7475 | 2244.9956
6065 | 323.8317 | 2319.0263 | 323.8317 | 2319.0263
6066 | 335.4317 | 2360.4713 | 335.4317 | 2360.4713
6067 | 350.888 | 2365.533 | 350.888 | 2365.533
6068 | 378.0968 | 2342.9227 | 378.0968 | 2342.9227
6069 | 396.0296 | 2319.3634 | 396.0296 | 2319.3634
6070 | 406.3367 | 2305.7482 | 406.3367 | 2305.7482
6071 | 426.7281 | 2298.3793 | 426.7281 | 2298.3793
6072 | 422.1121 | 2283.2996 | 422.1121 | 2283.2996
6073 | 400.3294 | 2266.5161 | 400.3294 | 2266.5161
6074 | 398.3195 | 2246.7779 | 398.3195 | 2246.7779
6075 | 403.1887 | 2228.9114 | 403.1887 | 2228.9114
6076 | 404.5576 | 2221.8078 | 404.5576 | 2221.8078
6077 | 413.9372 | 2210.6208 | 413.9372 | 2210.6208
6078 | 424.132 | 2162.7366 | 424.132 | 2162.7366
6079 | 426.8227 | 2095.2814 | 426.8227 | 2095.2814
6080 | 419.779 | 2037.0783 | 419.779 | 2037.0783
6081 | 409.0109 | 1989.153 | 409.0109 | 1989.153
6082 | 389.6532 | 1950.2668 | 389.6532 | 1950.2668
6083 | 364.4145 | 1911.6626 | 364.4145 | 1911.6626
6084 | 345.7683 | 1866.0887 | 345.7683 | 1866.0887
6085 | 332.5522 | 1842.4348 | 332.5522 | 1842.4348
6086 | 327.3189 | 1815.1021 | 327.3189 | 1815.1021
6087 | 320.4064 | 1797.2345 | 320.4064 | 1797.2345
6088 | 320.0449 | 1811.9296 | 320.0449 | 1811.9296
6089 | 324.2208 | 1878.7416 | 324.2208 | 1878.7416
6090 | 332.24 | 1923.0267 | 332.24 | 1923.0267
6091 | 349.3668 | 1933.8279 | 349.3668 | 1933.8279
6092 | 376.145 | 1926.3059 | 376.145 | 1926.3059
6093 | 391.4299 | 1917.2434 | 391.4299 | 1917.2434
6094 | 407.0314 | 1899.9005 | 407.0314 | 1899.9005
6095 | 422.8838 | 1884.662 | 422.8838 | 1884.662
6096 | 420.2138 | 1851.8904 | 420.2138 | 1851.8904
6097 | 400.9295 | 1773.8658 | 400.9295 | 1773.8658
6098 | 396.9572 | 1703.8921 | 396.9572 | 1703.8921
6099 | 400.53 | 1626.6781 | 400.53 | 1626.6781
6100 | 403.6955 | 1584.1315 | 403.6955 | 1584.1315
6101 | 413.0195 | 1569.4535 | 413.0195 | 1569.4535
6102 | 418.8309 | 1544.8232 | 418.8309 | 1544.8232
6103 | 423.5265 | 1514.0535 | 423.5265 | 1514.0535
6104 | 413.6402 | 1491.8849 | 413.6402 | 1491.8849
6105 | 401.8865 | 1490.2898 | 401.8865 | 1490.2898
6106 | 384.9511 | 1494.7161 | 384.9511 | 1494.7161
6107 | 365.8983 | 1523.6251 | 365.8983 | 1523.6251
6108 | 347.7272 | 1575.5635 | 347.7272 | 1575.5635
6109 | 334.0318 | 1613.5056 | 334.0318 | 1613.5056
6110 | 326.0985 | 1627.3553 | 326.0985 | 1627.3553
6111 | 321.0765 | 1630.2565 | 321.0765 | 1630.2565
6112 | 320.983 | 1636.0169 | 320.983 | 1636.0169
6113 | 323.1188 | 1682.9477 | 323.1188 | 1682.9477
6114 | 331.4438 | 1719.7182 | 331.4438 | 1719.7182
6115 | 340.9257 | 1729.4543 | 340.9257 | 1729.4543
6116 | 364.0294 | 1714.9503 | 364.0294 | 1714.9503
6117 | 384.3243 | 1703.9351 | 384.3243 | 1703.9351
6118 | 397.4595 | 1707.0651 | 397.4595 | 1707.0651
6119 | 415.0093 | 1707.8617 | 415.0093 | 1707.8617
6120 | 410.4041 | 1663.3744 | 410.4041 | 1663.3744
6121 | 398.426 | 1568.9597 | 398.426 | 1568.9597
6122 | 394.1673 | 1469.2827 | 394.1673 | 1469.2827
6123 | 392.0326 | 1384.0806 | 392.0326 | 1384.0806
6124 | 397.6783 | 1319.4045 | 397.6783 | 1319.4045
6125 | 399.9403 | 1281.0584 | 399.9403 | 1281.0584
6126 | 407.1856 | 1238.4404 | 407.1856 | 1238.4404
6127 | 414.3774 | 1194.5349 | 414.3774 | 1194.5349
6128 | 411.2913 | 1161.3015 | 411.2913 | 1161.3015
6129 | 397.1066 | 1139.8253 | 397.1066 | 1139.8253
6130 | 378.8268 | 1107.9803 | 378.8268 | 1107.9803
6131 | 360.7404 | 1088.0739 | 360.7404 | 1088.0739
6132 | 343.0215 | 1078.4754 | 343.0215 | 1078.4754
6133 | 330.9031 | 1077.7795 | 330.9031 | 1077.7795
6134 | 324.0941 | 1078.7301 | 324.0941 | 1078.7301
6135 | 320.1937 | 1092.1636 | 320.1937 | 1092.1636
6136 | 320.2285 | 1131.0592 | 320.2285 | 1131.0592
6137 | 320.4314 | 1213.137 | 320.4314 | 1213.137
6138 | 325.8448 | 1270.2029 | 325.8448 | 1270.2029
6139 | 331.7347 | 1292.1873 | 331.7347 | 1292.1873
6140 | 348.6458 | 1285.5529 | 348.6458 | 1285.5529
6141 | 363.4219 | 1281.6381 | 363.4219 | 1281.6381
6142 | 376.3939 | 1284.7681 | 376.3939 | 1284.7681
6143 | 393.8775 | 1285.8013 | 393.8775 | 1285.8013
6144 | 385.6163 | 1273.2659 | 385.6163 | 1273.2659
6145 | 375.1981 | 1251.1571 | 375.1981 | 1251.1571
6146 | 372.6941 | 1247.0989 | 372.6941 | 1247.0989
6147 | 372.8941 | 1256.8649 | 372.8941 | 1256.8649
6148 | 376.1517 | 1276.0328 | 376.1517 | 1276.0328
6149 | 389.3877 | 1306.0282 | 389.3877 | 1306.0282
6150 | 393.1902 | 1318.4975 | 393.1902 | 1318.4975
6151 | 402.2846 | 1321.2772 | 402.2846 | 1321.2772
6152 | 400.5313 | 1337.0367 | 400.5313 | 1337.0367
6153 | 388.0812 | 1376.624 | 388.0812 | 1376.624
6154 | 372.9582 | 1408.5053 | 372.9582 | 1408.5053
6155 | 354.4316 | 1436.7042 | 354.4316 | 1436.7042
6156 | 337.8068 | 1465.0337 | 337.8068 | 1465.0337
6157 | 325.8111 | 1502.7984 | 325.8111 | 1502.7984
6158 | 318.0842 | 1544.458 | 318.0842 | 1544.458
6159 | 313.2528 | 1593.4527 | 313.2528 | 1593.4527
6160 | 312.8633 | 1659.2707 | 312.8633 | 1659.2707
6161 | 314.417 | 1763.6557 | 314.417 | 1763.6557
6162 | 318.1297 | 1837.2301 | 318.1297 | 1837.2301
6163 | 327.4366 | 1879.2731 | 327.4366 | 1879.2731
6164 | 343.7139 | 1896.7209 | 343.7139 | 1896.7209
6165 | 356.2673 | 1918.841 | 356.2673 | 1918.841
6166 | 371.5967 | 1939.7811 | 371.5967 | 1939.7811
6167 | 389.4748 | 1952.3526 | 389.4748 | 1952.3526
6168 | 388.4874 | 1946.8584 | 388.4874 | 1946.8584
6169 | 380.062 | 1927.8264 | 380.062 | 1927.8264
6170 | 378.6301 | 1900.9286 | 378.6301 | 1900.9286
6171 | 382.402 | 1869.6897 | 382.402 | 1869.6897
6172 | 386.2584 | 1857.3199 | 386.2584 | 1857.3199
6173 | 394.438 | 1852.2274 | 394.438 | 1852.2274
6174 | 399.977 | 1829.0172 | 399.977 | 1829.0172
6175 | 405.4752 | 1791.8571 | 405.4752 | 1791.8571
6176 | 402.795 | 1759.4521 | 402.795 | 1759.4521
6177 | 392.5669 | 1735.4907 | 392.5669 | 1735.4907
6178 | 374.4185 | 1700.5097 | 374.4185 | 1700.5097
6179 | 355.6307 | 1669.4794 | 355.6307 | 1669.4794
6180 | 338.2336 | 1642.0115 | 338.2336 | 1642.0115
6181 | 325.2189 | 1626.0497 | 325.2189 | 1626.0497
6182 | 317.9744 | 1619.0124 | 317.9744 | 1619.0124
6183 | 314.177 | 1624.4578 | 314.177 | 1624.4578
6184 | 314.0162 | 1655.543 | 314.0162 | 1655.543
6185 | 316.1337 | 1729.8104 | 316.1337 | 1729.8104
6186 | 324.0737 | 1786.5805 | 324.0737 | 1786.5805
6187 | 335.8379 | 1822.1147 | 335.8379 | 1822.1147
6188 | 360.6049 | 1843.9411 | 360.6049 | 1843.9411
6189 | 376.2242 | 1872.7474 | 376.2242 | 1872.7474
6190 | 391.2414 | 1907.9476 | 391.2414 | 1907.9476
6191 | 411.694 | 1945.548 | 411.694 | 1945.548
6192 | 405.2872 | 1969.2839 | 405.2872 | 1969.2839
6193 | 390.6527 | 1972.7957 | 390.6527 | 1972.7957
6194 | 387.7647 | 1962.9389 | 387.7647 | 1962.9389
6195 | 390.9275 | 1944.599 | 390.9275 | 1944.599
6196 | 394.3135 | 1945.365 | 394.3135 | 1945.365
6197 | 402.5586 | 1962.5205 | 402.5586 | 1962.5205
6198 | 410.2602 | 1968.2445 | 410.2602 | 1968.2445
6199 | 413.8474 | 1976.527 | 413.8474 | 1976.527
6200 | 410.8733 | 1996.2509 | 410.8733 | 1996.2509
6201 | 401.241 | 2009.9808 | 401.241 | 2009.9808
6202 | 380.2099 | 2004.8216 | 380.2099 | 2004.8216
6203 | 358.2273 | 2012.0743 | 358.2273 | 2012.0743
6204 | 340.1477 | 2030.2266 | 340.1477 | 2030.2266
6205 | 325.6629 | 2059.1157 | 325.6629 | 2059.1157
6206 | 319.6828 | 2094.2667 | 319.6828 | 2094.2667
6207 | 314.9707 | 2142.4329 | 314.9707 | 2142.4329
6208 | 315.2365 | 2216.3573 | 315.2365 | 2216.3573
6209 | 318.877 | 2332.0437 | 318.877 | 2332.0437
6210 | 329.7496 | 2427.511 | 329.7496 | 2427.511
6211 | 346.3458 | 2486.595 | 346.3458 | 2486.595
6212 | 375.5516 | 2517.652 | 375.5516 | 2517.652
6213 | 390.0547 | 2552.3753 | 390.0547 | 2552.3753
6214 | 402.3005 | 2596.5101 | 402.3005 | 2596.5101
6215 | 422.6334 | 2631.2112 | 422.6334 | 2631.2112
6216 | 413.4404 | 2621.6343 | 413.4404 | 2621.6343
6217 | 395.4495 | 2567.7511 | 395.4495 | 2567.7511
6218 | 393.1933 | 2505.9429 | 393.1933 | 2505.9429
6219 | 393.5367 | 2416.1256 | 393.5367 | 2416.1256
6220 | 396.2332 | 2354.1713 | 396.2332 | 2354.1713
6221 | 405.8561 | 2312.63 | 405.8561 | 2312.63
6222 | 413.9726 | 2281.6093 | 413.9726 | 2281.6093
6223 | 414.6056 | 2266.4605 | 414.6056 | 2266.4605
6224 | 410.7926 | 2263.1081 | 410.7926 | 2263.1081
6225 | 400.2435 | 2256.7793 | 400.2435 | 2256.7793
6226 | 380.502 | 2237.1234 | 380.502 | 2237.1234
6227 | 355.3285 | 2237.9266 | 355.3285 | 2237.9266
6228 | 336.3254 | 2239.3338 | 336.3254 | 2239.3338
6229 | 324.6116 | 2246.0341 | 324.6116 | 2246.0341
6230 | 316.9246 | 2256.8661 | 316.9246 | 2256.8661
6231 | 313.2991 | 2286.0388 | 313.2991 | 2286.0388
6232 | 312.8006 | 2337.8927 | 312.8006 | 2337.8927
6233 | 316.6923 | 2415.8878 | 316.6923 | 2415.8878
6234 | 326.395 | 2461.5339 | 326.395 | 2461.5339
6235 | 342.8042 | 2476.6544 | 342.8042 | 2476.6544
6236 | 370.6106 | 2466.4107 | 370.6106 | 2466.4107
6237 | 384.6078 | 2449.301 | 384.6078 | 2449.301
6238 | 394.2832 | 2440.1235 | 394.2832 | 2440.1235
6239 | 415.6659 | 2434.5889 | 415.6659 | 2434.5889
6240 | 405.7807 | 2409.332 | 405.7807 | 2409.332
6241 | 390.0712 | 2358.1114 | 390.0712 | 2358.1114
6242 | 386.0504 | 2283.0491 | 386.0504 | 2283.0491
6243 | 389.3074 | 2198.9122 | 389.3074 | 2198.9122
6244 | 390.2807 | 2125.0646 | 390.2807 | 2125.0646
6245 | 398.5624 | 2058.1394 | 398.5624 | 2058.1394
6246 | 405.3689 | 1983.1553 | 405.3689 | 1983.1553
6247 | 407.7431 | 1906.2921 | 407.7431 | 1906.2921
6248 | 407.4091 | 1840.6335 | 407.4091 | 1840.6335
6249 | 395.587 | 1782.2943 | 395.587 | 1782.2943
6250 | 378.4285 | 1716.8407 | 378.4285 | 1716.8407
6251 | 355.8901 | 1668.296 | 355.8901 | 1668.296
6252 | 334.9443 | 1634.7336 | 334.9443 | 1634.7336
6253 | 320.0461 | 1620.9019 | 320.0461 | 1620.9019
6254 | 312.6207 | 1618.894 | 312.6207 | 1618.894
6255 | 309.5361 | 1665.6994 | 309.5361 | 1665.6994
6256 | 310.7395 | 1783.883 | 310.7395 | 1783.883
6257 | 313.7783 | 1953.4142 | 313.7783 | 1953.4142
6258 | 321.9933 | 2090.3006 | 321.9933 | 2090.3006
6259 | 337.1907 | 2183.8216 | 337.1907 | 2183.8216
6260 | 366.0243 | 2244.4044 | 366.0243 | 2244.4044
6261 | 379.273 | 2297.7663 | 379.273 | 2297.7663
6262 | 393.1208 | 2357.3446 | 393.1208 | 2357.3446
6263 | 415.1004 | 2413.8202 | 415.1004 | 2413.8202
6264 | 407.7079 | 2414.7164 | 407.7079 | 2414.7164
6265 | 391.9151 | 2368.4662 | 391.9151 | 2368.4662
6266 | 390.8729 | 2313.5809 | 390.8729 | 2313.5809
6267 | 390.3601 | 2271.7506 | 390.3601 | 2271.7506
6268 | 392.7229 | 2248.7893 | 392.7229 | 2248.7893
6269 | 399.4826 | 2223.224 | 399.4826 | 2223.224
6270 | 402.8327 | 2199.3037 | 402.8327 | 2199.3037
6271 | 402.3958 | 2180.2497 | 402.3958 | 2180.2497
6272 | 400.5367 | 2176.8381 | 400.5367 | 2176.8381
6273 | 388.4248 | 2172.5803 | 388.4248 | 2172.5803
6274 | 372.6713 | 2166.2968 | 372.6713 | 2166.2968
6275 | 352.4485 | 2211.7734 | 352.4485 | 2211.7734
6276 | 331.0523 | 2253.4162 | 331.0523 | 2253.4162
6277 | 319.1133 | 2201.9523 | 319.1133 | 2201.9523
6278 | 310.7757 | 2092.8466 | 310.7757 | 2092.8466
6279 | 306.63 | 2032.199 | 306.63 | 2032.199
6280 | 305.0535 | 2044.8823 | 305.0535 | 2044.8823
6281 | 307.6471 | 2115.3628 | 307.6471 | 2115.3628
6282 | 315.5104 | 2179.2924 | 315.5104 | 2179.2924
6283 | 327.3459 | 2217.2527 | 327.3459 | 2217.2527
6284 | 351.4741 | 2217.1862 | 351.4741 | 2217.1862
6285 | 370.22 | 2193.6861 | 370.22 | 2193.6861
6286 | 384.7785 | 2133.149 | 384.7785 | 2133.149
6287 | 405.2183 | 2042.1728 | 405.2183 | 2042.1728
6288 | 400.8971 | 1917.3917 | 400.8971 | 1917.3917
6289 | 384.3139 | 1788.4216 | 384.3139 | 1788.4216
6290 | 381.1064 | 1690.638 | 381.1064 | 1690.638
6291 | 382.4993 | 1622.832 | 382.4993 | 1622.832
6292 | 385.5485 | 1587.2084 | 385.5485 | 1587.2084
6293 | 392.5397 | 1584.6602 | 392.5397 | 1584.6602
6294 | 395.4306 | 1574.7632 | 395.4306 | 1574.7632
6295 | 397.031 | 1564.4072 | 397.031 | 1564.4072
6296 | 395.8014 | 1574.368 | 395.8014 | 1574.368
6297 | 385.3715 | 1610.0501 | 385.3715 | 1610.0501
6298 | 369.317 | 1649.1501 | 369.317 | 1649.1501
6299 | 351.7907 | 1690.544 | 351.7907 | 1690.544
6300 | 332.3129 | 1731.5359 | 332.3129 | 1731.5359
6301 | 318.0916 | 1791.1934 | 318.0916 | 1791.1934
6302 | 311.4584 | 1866.8759 | 311.4584 | 1866.8759
6303 | 307.1899 | 1951.3727 | 307.1899 | 1951.3727
6304 | 305.4449 | 2061.45 | 305.4449 | 2061.45
6305 | 307.5807 | 2212.461 | 307.5807 | 2212.461
6306 | 310.7165 | 2334.259 | 310.7165 | 2334.259
6307 | 316.5253 | 2418.0169 | 316.5253 | 2418.0169
6308 | 335.9944 | 2464.7539 | 335.9944 | 2464.7539
6309 | 354.9881 | 2489.4775 | 354.9881 | 2489.4775
6310 | 372.4124 | 2505.5065 | 372.4124 | 2505.5065
6311 | 391.407 | 2507.309 | 391.407 | 2507.309
6312 | 389.5306 | 2454.7154 | 389.5306 | 2454.7154
6313 | 379.2614 | 2386.6906 | 379.2614 | 2386.6906
6314 | 373.1316 | 2319.2612 | 373.1316 | 2319.2612
6315 | 373.3743 | 2252.757 | 373.3743 | 2252.757
6316 | 376.1348 | 2236.1861 | 376.1348 | 2236.1861
6317 | 385.2189 | 2246.2412 | 385.2189 | 2246.2412
6318 | 386.0972 | 2244.9239 | 386.0972 | 2244.9239
6319 | 390.0705 | 2236.698 | 390.0705 | 2236.698
6320 | 395.0666 | 2231.8663 | 395.0666 | 2231.8663
6321 | 383.509 | 2226.2476 | 383.509 | 2226.2476
6322 | 367.44 | 2208.5443 | 367.44 | 2208.5443
6323 | 349.484 | 2226.2701 | 349.484 | 2226.2701
6324 | 331.4378 | 2249.3335 | 331.4378 | 2249.3335
6325 | 319.2855 | 2281.2994 | 319.2855 | 2281.2994
6326 | 313.6883 | 2308.2849 | 313.6883 | 2308.2849
6327 | 308.2465 | 2329.588 | 308.2465 | 2329.588
6328 | 306.923 | 2347.1824 | 306.923 | 2347.1824
6329 | 308.0345 | 2384.2318 | 308.0345 | 2384.2318
6330 | 313.5659 | 2396.6242 | 313.5659 | 2396.6242
6331 | 321.1971 | 2388.6093 | 321.1971 | 2388.6093
6332 | 341.6968 | 2372.8036 | 341.6968 | 2372.8036
6333 | 359.6233 | 2355.753 | 359.6233 | 2355.753
6334 | 371.486 | 2332.0789 | 371.486 | 2332.0789
6335 | 391.0477 | 2299.0894 | 391.0477 | 2299.0894
6336 | 389.034 | 2236.5552 | 389.034 | 2236.5552
6337 | 375.2637 | 2142.6139 | 375.2637 | 2142.6139
6338 | 372.5321 | 2025.955 | 372.5321 | 2025.955
6339 | 374.7263 | 1906.7893 | 374.7263 | 1906.7893
6340 | 375.8477 | 1841.4623 | 375.8477 | 1841.4623
6341 | 383.677 | 1825.8968 | 383.677 | 1825.8968
6342 | 388.4469 | 1810.6153 | 388.4469 | 1810.6153
6343 | 392.0812 | 1783.1591 | 392.0812 | 1783.1591
6344 | 396.608 | 1764.4816 | 396.608 | 1764.4816
6345 | 385.4786 | 1783.0635 | 385.4786 | 1783.0635
6346 | 365.6043 | 1830.0923 | 365.6043 | 1830.0923
6347 | 347.8955 | 1893.4974 | 347.8955 | 1893.4974
6348 | 328.7777 | 1945.6725 | 328.7777 | 1945.6725
6349 | 317.1469 | 1995.1528 | 317.1469 | 1995.1528
6350 | 309.5449 | 2054.9777 | 309.5449 | 2054.9777
6351 | 306.4935 | 2133.3799 | 306.4935 | 2133.3799
6352 | 304.7117 | 2234.8184 | 304.7117 | 2234.8184
6353 | 305.6041 | 2362.8122 | 305.6041 | 2362.8122
6354 | 312.0464 | 2444.9071 | 312.0464 | 2444.9071
6355 | 323.2027 | 2478.4887 | 323.2027 | 2478.4887
6356 | 348.2855 | 2482.2091 | 348.2855 | 2482.2091
6357 | 363.3154 | 2481.1345 | 363.3154 | 2481.1345
6358 | 376.3942 | 2478.7616 | 376.3942 | 2478.7616
6359 | 399.1676 | 2490.5638 | 399.1676 | 2490.5638
6360 | 395.287 | 2491.6376 | 395.287 | 2491.6376
6361 | 376.9786 | 2480.2977 | 376.9786 | 2480.2977
6362 | 376.6973 | 2467.4232 | 376.6973 | 2467.4232
6363 | 380.0458 | 2454.8229 | 380.0458 | 2454.8229
6364 | 380.8192 | 2456.4172 | 380.8192 | 2456.4172
6365 | 390.3342 | 2467.3007 | 390.3342 | 2467.3007
6366 | 392.6842 | 2463.7349 | 392.6842 | 2463.7349
6367 | 392.1665 | 2455.0357 | 392.1665 | 2455.0357
6368 | 392.3271 | 2454.1683 | 392.3271 | 2454.1683
6369 | 386.1376 | 2455.6501 | 386.1376 | 2455.6501
6370 | 368.4059 | 2439.1302 | 368.4059 | 2439.1302
6371 | 348.9995 | 2427.2118 | 348.9995 | 2427.2118
6372 | 329.229 | 2418.3825 | 329.229 | 2418.3825
6373 | 315.2746 | 2414.0772 | 315.2746 | 2414.0772
6374 | 308.6177 | 2409.7025 | 308.6177 | 2409.7025
6375 | 306.1384 | 2409.941 | 306.1384 | 2409.941
6376 | 305.2841 | 2428.8963 | 305.2841 | 2428.8963
6377 | 308.171 | 2485.531 | 308.171 | 2485.531
6378 | 316.8941 | 2520.8223 | 316.8941 | 2520.8223
6379 | 333.8554 | 2529.5525 | 333.8554 | 2529.5525
6380 | 359.0408 | 2517.652 | 359.0408 | 2517.652
6381 | 375.5979 | 2504.8617 | 375.5979 | 2504.8617
6382 | 391.6535 | 2492.1932 | 391.6535 | 2492.1932
6383 | 409.4581 | 2475.7713 | 409.4581 | 2475.7713
6384 | 406.2706 | 2449.4493 | 406.2706 | 2449.4493
6385 | 387.0505 | 2419.175 | 387.0505 | 2419.175
6386 | 385.3337 | 2401.8035 | 385.3337 | 2401.8035
6387 | 385.487 | 2387.4281 | 385.487 | 2387.4281
6388 | 389.8805 | 2380.0878 | 389.8805 | 2380.0878
6389 | 398.5128 | 2372.5102 | 398.5128 | 2372.5102
6390 | 399.104 | 2337.9393 | 399.104 | 2337.9393
6391 | 399.5397 | 2284.7441 | 399.5397 | 2284.7441
6392 | 404.4895 | 2222.6357 | 404.4895 | 2222.6357
6393 | 392.1935 | 2161.693 | 392.1935 | 2161.693
6394 | 369.7642 | 2090.3816 | 369.7642 | 2090.3816
6395 | 347.1165 | 2031.4229 | 347.1165 | 2031.4229
6396 | 328.2563 | 1994.902 | 328.2563 | 1994.902
6397 | 315.6937 | 1995.922 | 315.6937 | 1995.922
6398 | 309.1699 | 2031.783 | 309.1699 | 2031.783
6399 | 304.789 | 2077.9375 | 304.789 | 2077.9375
6400 | 305.5718 | 2126.4779 | 305.5718 | 2126.4779
6401 | 307.5108 | 2202.6979 | 307.5108 | 2202.6979
6402 | 315.5774 | 2250.0007 | 315.5774 | 2250.0007
6403 | 331.5373 | 2265.6538 | 331.5373 | 2265.6538
6404 | 357.8194 | 2259.3745 | 357.8194 | 2259.3745
6405 | 375.0213 | 2248.7143 | 375.0213 | 2248.7143
6406 | 389.372 | 2233.4424 | 389.372 | 2233.4424
6407 | 408.6469 | 2216.5471 | 408.6469 | 2216.5471
6408 | 403.5172 | 2189.4558 | 403.5172 | 2189.4558
6409 | 385.022 | 2152.0811 | 385.022 | 2152.0811
6410 | 383.2531 | 2112.1659 | 383.2531 | 2112.1659
6411 | 386.0419 | 2081.5778 | 386.0419 | 2081.5778
6412 | 389.9564 | 2079.8587 | 389.9564 | 2079.8587
6413 | 396.8219 | 2087.6653 | 396.8219 | 2087.6653
6414 | 396.6741 | 2081.0818 | 396.6741 | 2081.0818
6415 | 394.7818 | 2068.4182 | 394.7818 | 2068.4182
6416 | 397.0139 | 2069.0893 | 397.0139 | 2069.0893
6417 | 391.7058 | 2067.9084 | 391.7058 | 2067.9084
6418 | 371.4418 | 2049.5542 | 371.4418 | 2049.5542
6419 | 347.9858 | 2055.1502 | 347.9858 | 2055.1502
6420 | 328.7983 | 2050.5811 | 328.7983 | 2050.5811
6421 | 314.9351 | 2024.1462 | 314.9351 | 2024.1462
6422 | 308.52 | 1998.0561 | 308.52 | 1998.0561
6423 | 305.6855 | 1969.4196 | 305.6855 | 1969.4196
6424 | 304.7122 | 1955.2396 | 304.7122 | 1955.2396
6425 | 307.8205 | 1974.9522 | 307.8205 | 1974.9522
6426 | 314.6027 | 1964.86 | 314.6027 | 1964.86
6427 | 331.9146 | 1928.7393 | 331.9146 | 1928.7393
6428 | 360.8103 | 1876.4255 | 360.8103 | 1876.4255
6429 | 378.174 | 1819.9085 | 378.174 | 1819.9085
6430 | 391.0846 | 1755.9988 | 391.0846 | 1755.9988
6431 | 409.3205 | 1679.9926 | 409.3205 | 1679.9926
6432 | 403.2561 | 1604.1452 | 403.2561 | 1604.1452
6433 | 384.2521 | 1522.6295 | 384.2521 | 1522.6295
6434 | 377.9385 | 1444.8454 | 377.9385 | 1444.8454
6435 | 382.2792 | 1374.9093 | 382.2792 | 1374.9093
6436 | 384.6899 | 1325.499 | 384.6899 | 1325.499
6437 | 393.8133 | 1302.7147 | 393.8133 | 1302.7147
6438 | 390.6547 | 1275.3625 | 390.6547 | 1275.3625
6439 | 388.3663 | 1251.3974 | 388.3663 | 1251.3974
6440 | 392.2598 | 1236.8618 | 392.2598 | 1236.8618
6441 | 384.6626 | 1228.8171 | 384.6626 | 1228.8171
6442 | 369.1205 | 1207.3269 | 369.1205 | 1207.3269
6443 | 347.1816 | 1192.5683 | 347.1816 | 1192.5683
6444 | 328.0542 | 1183.2657 | 328.0542 | 1183.2657
6445 | 315.2388 | 1191.9186 | 315.2388 | 1191.9186
6446 | 307.8665 | 1206.8334 | 307.8665 | 1206.8334
6447 | 303.6079 | 1224.7046 | 303.6079 | 1224.7046
6448 | 302.6429 | 1259.8134 | 302.6429 | 1259.8134
6449 | 303.561 | 1335.56 | 303.561 | 1335.56
6450 | 307.7017 | 1401.8564 | 307.7017 | 1401.8564
6451 | 320.4269 | 1439.9942 | 320.4269 | 1439.9942
6452 | 342.7743 | 1457.5604 | 342.7743 | 1457.5604
6453 | 361.5178 | 1468.2014 | 361.5178 | 1468.2014
6454 | 377.5849 | 1495.887 | 377.5849 | 1495.887
6455 | 398.9254 | 1540.9428 | 398.9254 | 1540.9428
6456 | 396.5802 | 1567.8739 | 396.5802 | 1567.8739
6457 | 379.5605 | 1612.9823 | 379.5605 | 1612.9823
6458 | 374.5167 | 1670.3427 | 374.5167 | 1670.3427
6459 | 369.8704 | 1721.7644 | 369.8704 | 1721.7644
6460 | 373.5353 | 1790.4577 | 373.5353 | 1790.4577
6461 | 380.1103 | 1868.9726 | 380.1103 | 1868.9726
6462 | 383.5326 | 1935.405 | 383.5326 | 1935.405
6463 | 381.2004 | 1995.994 | 381.2004 | 1995.994
6464 | 387.1861 | 2051.93 | 387.1861 | 2051.93
6465 | 374.7069 | 2090.3338 | 374.7069 | 2090.3338
6466 | 358.6392 | 2093.8134 | 358.6392 | 2093.8134
6467 | 342.5956 | 2091.5989 | 342.5956 | 2091.5989
6468 | 326.4811 | 2097.3255 | 326.4811 | 2097.3255
6469 | 315.034 | 2121.5401 | 315.034 | 2121.5401
6470 | 307.0273 | 2147.5789 | 307.0273 | 2147.5789
6471 | 301.2558 | 2169.3553 | 301.2558 | 2169.3553
6472 | 300.6291 | 2200.263 | 300.6291 | 2200.263
6473 | 300.5049 | 2261.513 | 300.5049 | 2261.513
6474 | 300.4007 | 2302.3663 | 300.4007 | 2302.3663
6475 | 305.2396 | 2316.5993 | 305.2396 | 2316.5993
6476 | 320.9777 | 2313.9293 | 320.9777 | 2313.9293
6477 | 336.5799 | 2312.618 | 336.5799 | 2312.618
6478 | 350.1222 | 2309.831 | 350.1222 | 2309.831
6479 | 366.0127 | 2306.249 | 366.0127 | 2306.249
6480 | 366.0194 | 2292.9444 | 366.0194 | 2292.9444
6481 | 357.251 | 2273.6165 | 357.251 | 2273.6165
6482 | 352.7556 | 2255.5942 | 352.7556 | 2255.5942
6483 | 351.9527 | 2241.1596 | 351.9527 | 2241.1596
6484 | 355.9411 | 2242.8723 | 355.9411 | 2242.8723
6485 | 361.0577 | 2251.3298 | 361.0577 | 2251.3298
6486 | 362.2764 | 2240.6044 | 362.2764 | 2240.6044
6487 | 366.078 | 2222.5563 | 366.078 | 2222.5563
6488 | 375.6128 | 2213.0502 | 375.6128 | 2213.0502
6489 | 368.5772 | 2200.9819 | 368.5772 | 2200.9819
6490 | 357.3616 | 2164.0484 | 357.3616 | 2164.0484
6491 | 338.0473 | 2141.4202 | 338.0473 | 2141.4202
6492 | 319.918 | 2125.5496 | 319.918 | 2125.5496
6493 | 308.4491 | 2120.3567 | 308.4491 | 2120.3567
6494 | 302.0818 | 2137.4017 | 302.0818 | 2137.4017
6495 | 298.4671 | 2164.8584 | 298.4671 | 2164.8584
6496 | 297.0606 | 2203.044 | 297.0606 | 2203.044
6497 | 297.8288 | 2284.4118 | 297.8288 | 2284.4118
6498 | 298.4621 | 2343.0753 | 298.4621 | 2343.0753
6499 | 307.5439 | 2362.397 | 307.5439 | 2362.397
6500 | 325.8743 | 2357.301 | 325.8743 | 2357.301
6501 | 344.4773 | 2365.5753 | 344.4773 | 2365.5753
6502 | 359.7243 | 2370.4803 | 359.7243 | 2370.4803
6503 | 383.2084 | 2361.218 | 383.2084 | 2361.218
6504 | 381.2907 | 2345.7833 | 381.2907 | 2345.7833
6505 | 368.7244 | 2317.8757 | 368.7244 | 2317.8757
6506 | 361.6158 | 2287.4869 | 361.6158 | 2287.4869
6507 | 363.2062 | 2254.7096 | 363.2062 | 2254.7096
6508 | 362.1523 | 2229.6774 | 362.1523 | 2229.6774
6509 | 372.8242 | 2216.952 | 372.8242 | 2216.952
6510 | 373.7841 | 2190.014 | 373.7841 | 2190.014
6511 | 374.8587 | 2152.6172 | 374.8587 | 2152.6172
6512 | 382.153 | 2120.3898 | 382.153 | 2120.3898
6513 | 373.6864 | 2098.026 | 373.6864 | 2098.026
6514 | 355.4893 | 2066.891 | 355.4893 | 2066.891
6515 | 335.7792 | 2049.174 | 335.7792 | 2049.174
6516 | 317.7754 | 2037.5637 | 317.7754 | 2037.5637
6517 | 305.1896 | 2026.0988 | 305.1896 | 2026.0988
6518 | 298.8215 | 2020.1265 | 298.8215 | 2020.1265
6519 | 295.7896 | 2021.3709 | 295.7896 | 2021.3709
6520 | 294.5802 | 2041.5688 | 294.5802 | 2041.5688
6521 | 294.9988 | 2101.0437 | 294.9988 | 2101.0437
6522 | 298.0523 | 2142.8437 | 298.0523 | 2142.8437
6523 | 310.1125 | 2165.3013 | 310.1125 | 2165.3013
6524 | 336.2175 | 2167.4241 | 336.2175 | 2167.4241
6525 | 355.9309 | 2166.6454 | 355.9309 | 2166.6454
6526 | 369.6319 | 2166.1068 | 369.6319 | 2166.1068
6527 | 389.989 | 2152.7025 | 389.989 | 2152.7025
6528 | 386.8865 | 2100.8782 | 386.8865 | 2100.8782
6529 | 373.4953 | 2048.5334 | 373.4953 | 2048.5334
6530 | 368.0658 | 2005.8372 | 368.0658 | 2005.8372
6531 | 373.249 | 1976.5509 | 373.249 | 1976.5509
6532 | 378.578 | 1970.9857 | 378.578 | 1970.9857
6533 | 385.0496 | 1986.6028 | 385.0496 | 1986.6028
6534 | 383.3626 | 1985.5813 | 383.3626 | 1985.5813
6535 | 380.6478 | 1976.0536 | 380.6478 | 1976.0536
6536 | 389.7055 | 1976.1331 | 389.7055 | 1976.1331
6537 | 382.3106 | 1970.2777 | 382.3106 | 1970.2777
6538 | 364.8179 | 1944.7048 | 364.8179 | 1944.7048
6539 | 342.7443 | 1967.3417 | 342.7443 | 1967.3417
6540 | 321.7157 | 1182.6513 | 321.7157 | 1182.6513
6541 | 308.3089 | 1202.1784 | 308.3089 | 1202.1784
6542 | 299.3947 | 1218.4739 | 299.3947 | 1218.4739
6543 | 295.4397 | 1234.6386 | 295.4397 | 1234.6386
6544 | 293.4833 | 1278.9244 | 293.4833 | 1278.9244
6545 | 295.1318 | 1379.4188 | 295.1318 | 1379.4188
6546 | 299.0699 | 1444.5565 | 299.0699 | 1444.5565
6547 | 316.3072 | 1484.1778 | 316.3072 | 1484.1778
6548 | 339.6278 | 1504.4249 | 339.6278 | 1504.4249
6549 | 358.5183 | 1519.4699 | 358.5183 | 1519.4699
6550 | 376.6499 | 1509.5853 | 376.6499 | 1509.5853
6551 | 402.0993 | 1470.4263 | 402.0993 | 1470.4263
6552 | 397.7794 | 1404.5048 | 397.7794 | 1404.5048
6553 | 378.3731 | 1341.2148 | 378.3731 | 1341.2148
6554 | 376.6834 | 1287.5096 | 376.6834 | 1287.5096
6555 | 381.702 | 1220.8671 | 381.702 | 1220.8671
6556 | 381.7911 | 1200.0224 | 381.7911 | 1200.0224
6557 | 391.3649 | 1192.5496 | 391.3649 | 1192.5496
6558 | 388.4109 | 1171.3709 | 388.4109 | 1171.3709
6559 | 386.3395 | 1140.4312 | 386.3395 | 1140.4312
6560 | 397.6354 | 1113.352 | 397.6354 | 1113.352
6561 | 385.58 | 1087.0925 | 385.58 | 1087.0925
6562 | 368.0009 | 1053.4022 | 368.0009 | 1053.4022
6563 | 346.9605 | 1042.5211 | 346.9605 | 1042.5211
6564 | 326.6873 | 1043.2173 | 326.6873 | 1043.2173
6565 | 313.0379 | 1054.1927 | 313.0379 | 1054.1927
6566 | 304.8436 | 1066.3515 | 304.8436 | 1066.3515
6567 | 300.0633 | 1081.0561 | 300.0633 | 1081.0561
6568 | 298.3214 | 1125.8285 | 298.3214 | 1125.8285
6569 | 300.7541 | 1216.1723 | 300.7541 | 1216.1723
6570 | 302.9281 | 1261.3213 | 302.9281 | 1261.3213
6571 | 321.3106 | 1276.2261 | 321.3106 | 1276.2261
6572 | 352.3055 | 1266.5424 | 352.3055 | 1266.5424
6573 | 368.601 | 1253.8466 | 368.601 | 1253.8466
6574 | 384.6247 | 1236.7661 | 384.6247 | 1236.7661
6575 | 405.7346 | 1216.9353 | 405.7346 | 1216.9353
6576 | 400.8598 | 1174.4092 | 400.8598 | 1174.4092
6577 | 381.4519 | 1119.497 | 381.4519 | 1119.497
6578 | 376.7927 | 1067.078 | 376.7927 | 1067.078
6579 | 381.6623 | 981.5594 | 381.6623 | 981.5594
6580 | 382.7211 | 932.9738 | 382.7211 | 932.9738
6581 | 389.365 | 908.4672 | 389.365 | 908.4672
6582 | 388.5499 | 878.6325 | 388.5499 | 878.6325
6583 | 384.9119 | 852.2468 | 384.9119 | 852.2468
6584 | 388.0045 | 832.1201 | 388.0045 | 832.1201
6585 | 382.0088 | 806.3473 | 382.0088 | 806.3473
6586 | 363.5176 | 776.2029 | 363.5176 | 776.2029
6587 | 339.947 | 781.0346 | 339.947 | 781.0346
6588 | 320.8 | 797.0265 | 320.8 | 797.0265
6589 | 306.472 | 814.7807 | 306.472 | 814.7807
6590 | 299.2522 | 824.9579 | 299.2522 | 824.9579
6591 | 292.7447 | 828.886 | 292.7447 | 828.886
6592 | 290.782 | 860.3443 | 290.782 | 860.3443
6593 | 291.6095 | 957.9535 | 291.6095 | 957.9535
6594 | 293.2006 | 1037.2744 | 293.2006 | 1037.2744
6595 | 310.8311 | 1086.3859 | 310.8311 | 1086.3859
6596 | 338.5961 | 1088.8344 | 338.5961 | 1088.8344
6597 | 353.4175 | 1089.6267 | 353.4175 | 1089.6267
6598 | 370.747 | 1092.4653 | 370.747 | 1092.4653
6599 | 395.1142 | 1084.6277 | 395.1142 | 1084.6277
6600 | 396.6151 | 1051.6962 | 396.6151 | 1051.6962
6601 | 378.1988 | 1023.6557 | 378.1988 | 1023.6557
6602 | 373.595 | 999.8118 | 373.595 | 999.8118
6603 | 373.2559 | 962.8569 | 373.2559 | 962.8569
6604 | 376.0951 | 958.2464 | 376.0951 | 958.2464
6605 | 382.6003 | 951.8513 | 382.6003 | 951.8513
6606 | 379.3616 | 928.6563 | 379.3616 | 928.6563
6607 | 373.8288 | 914.0553 | 373.8288 | 914.0553
6608 | 377.4969 | 919.2012 | 377.4969 | 919.2012
6609 | 374.2551 | 927.8436 | 374.2551 | 927.8436
6610 | 360.9434 | 928.9163 | 360.9434 | 928.9163
6611 | 337.4008 | 946.0889 | 337.4008 | 946.0889
6612 | 320.7038 | 970.5976 | 320.7038 | 970.5976
6613 | 307.0906 | 1008.6186 | 307.0906 | 1008.6186
6614 | 299.1796 | 1046.1543 | 299.1796 | 1046.1543
6615 | 295.5941 | 1077.406 | 295.5941 | 1077.406
6616 | 294.3775 | 1129.9306 | 294.3775 | 1129.9306
6617 | 294.3777 | 1230.5989 | 294.3777 | 1230.5989
6618 | 295.7705 | 1284.5081 | 295.7705 | 1284.5081
6619 | 312.0469 | 1308.6251 | 312.0469 | 1308.6251
6620 | 339.2806 | 1315.2104 | 339.2806 | 1315.2104
6621 | 360.5548 | 1325.4929 | 360.5548 | 1325.4929
6622 | 374.4837 | 1330.5564 | 374.4837 | 1330.5564
6623 | 396.9533 | 1336.7282 | 396.9533 | 1336.7282
6624 | 391.9689 | 1332.4066 | 391.9689 | 1332.4066
6625 | 375.3953 | 1317.5065 | 375.3953 | 1317.5065
6626 | 374.8258 | 1299.1899 | 374.8258 | 1299.1899
6627 | 375.1292 | 1267.9013 | 375.1292 | 1267.9013
6628 | 378.2333 | 1272.1554 | 378.2333 | 1272.1554
6629 | 382.9651 | 1275.7719 | 382.9651 | 1275.7719
6630 | 380.5783 | 1251.8817 | 380.5783 | 1251.8817
6631 | 378.9034 | 1227.408 | 378.9034 | 1227.408
6632 | 387.4101 | 1214.3035 | 387.4101 | 1214.3035
6633 | 383.6657 | 1203.0615 | 383.6657 | 1203.0615
6634 | 368.7095 | 1175.8371 | 368.7095 | 1175.8371
6635 | 346.2574 | 1167.0766 | 346.2574 | 1167.0766
6636 | 326.8492 | 1172.883 | 326.8492 | 1172.883
6637 | 312.4855 | 1188.2037 | 312.4855 | 1188.2037
6638 | 303.9141 | 1204.4645 | 303.9141 | 1204.4645
6639 | 299.6139 | 1226.5388 | 299.6139 | 1226.5388
6640 | 298.588 | 1281.1839 | 298.588 | 1281.1839
6641 | 298.7506 | 1385.6414 | 298.7506 | 1385.6414
6642 | 298.2129 | 1437.2215 | 298.2129 | 1437.2215
6643 | 309.8479 | 1451.4311 | 309.8479 | 1451.4311
6644 | 330.8126 | 1441.7126 | 330.8126 | 1441.7126
6645 | 346.4467 | 1428.0435 | 346.4467 | 1428.0435
6646 | 359.5058 | 1403.1065 | 359.5058 | 1403.1065
6647 | 381.4098 | 1371.9083 | 381.4098 | 1371.9083
6648 | 378.857 | 1328.2698 | 378.857 | 1328.2698
6649 | 361.8608 | 1288.0276 | 361.8608 | 1288.0276
6650 | 359.9235 | 1245.9331 | 359.9235 | 1245.9331
6651 | 362.6993 | 1188.4681 | 362.6993 | 1188.4681
6652 | 362.0672 | 1159.315 | 362.0672 | 1159.315
6653 | 364.8374 | 1141.5524 | 364.8374 | 1141.5524
6654 | 368.6882 | 1102.6794 | 368.6882 | 1102.6794
6655 | 365.9131 | 1066.873 | 365.9131 | 1066.873
6656 | 375.7148 | 1044.591 | 375.7148 | 1044.591
6657 | 376.0482 | 1023.4764 | 376.0482 | 1023.4764
6658 | 360.5032 | 998.5811 | 360.5032 | 998.5811
6659 | 342.3433 | 1006.7154 | 342.3433 | 1006.7154
6660 | 327.3182 | 1040.332 | 327.3182 | 1040.332
6661 | 313.6258 | 1089.5466 | 313.6258 | 1089.5466
6662 | 306.3116 | 1137.3373 | 306.3116 | 1137.3373
6663 | 301.8802 | 1177.106 | 301.8802 | 1177.106
6664 | 299.6249 | 1231.9249 | 299.6249 | 1231.9249
6665 | 298.4544 | 1331.6546 | 298.4544 | 1331.6546
6666 | 295.0486 | 1389.5269 | 295.0486 | 1389.5269
6667 | 305.9448 | 1417.3982 | 305.9448 | 1417.3982
6668 | 321.2522 | 1424.7831 | 321.2522 | 1424.7831
6669 | 340.1882 | 1436.7342 | 340.1882 | 1436.7342
6670 | 356.426 | 1445.2392 | 356.426 | 1445.2392
6671 | 376.8296 | 1440.3564 | 376.8296 | 1440.3564
6672 | 372.634 | 1398.5951 | 372.634 | 1398.5951
6673 | 359.4802 | 1349.3146 | 359.4802 | 1349.3146
6674 | 358.2857 | 1327.4521 | 358.2857 | 1327.4521
6675 | 360.1632 | 1306.4882 | 360.1632 | 1306.4882
6676 | 364.1801 | 1317.5905 | 364.1801 | 1317.5905
6677 | 367.9672 | 1331.2535 | 367.9672 | 1331.2535
6678 | 367.3399 | 1318.8003 | 367.3399 | 1318.8003
6679 | 363.6191 | 1299.3672 | 363.6191 | 1299.3672
6680 | 378.0444 | 1285.5674 | 378.0444 | 1285.5674
6681 | 372.2467 | 1262.5408 | 372.2467 | 1262.5408
6682 | 359.8024 | 1223.7752 | 359.8024 | 1223.7752
6683 | 339.7659 | 1203.96 | 339.7659 | 1203.96
6684 | 321.973 | 1201.91 | 321.973 | 1201.91
6685 | 308.4676 | 1211.7382 | 308.4676 | 1211.7382
6686 | 300.9173 | 1224.1403 | 300.9173 | 1224.1403
6687 | 297.2867 | 1240.583 | 297.2867 | 1240.583
6688 | 295.8539 | 1286.9893 | 295.8539 | 1286.9893
6689 | 295.0468 | 1384.1813 | 295.0468 | 1384.1813
6690 | 291.1835 | 1438.5425 | 291.1835 | 1438.5425
6691 | 307.8911 | 1462.2771 | 307.8911 | 1462.2771
6692 | 332.692 | 1461.2494 | 332.692 | 1461.2494
6693 | 349.6742 | 1461.5549 | 349.6742 | 1461.5549
6694 | 366.7472 | 1457.8581 | 366.7472 | 1457.8581
6695 | 390.28 | 1440.8431 | 390.28 | 1440.8431
6696 | 390.7394 | 1407.9464 | 390.7394 | 1407.9464
6697 | 371.2773 | 1380.0102 | 371.2773 | 1380.0102
6698 | 367.3345 | 1369.7933 | 367.3345 | 1369.7933
6699 | 369.9153 | 1352.4795 | 369.9153 | 1352.4795
6700 | 371.2261 | 1360.6965 | 371.2261 | 1360.6965
6701 | 380.0117 | 1365.5993 | 380.0117 | 1365.5993
6702 | 381.5383 | 1344.942 | 381.5383 | 1344.942
6703 | 371.3253 | 1320.1207 | 371.3253 | 1320.1207
6704 | 381.168 | 1303.1227 | 381.168 | 1303.1227
6705 | 378.8629 | 1281.2085 | 378.8629 | 1281.2085
6706 | 362.3697 | 1245.5715 | 362.3697 | 1245.5715
6707 | 339.7834 | 1225.7564 | 339.7834 | 1225.7564
6708 | 318.4193 | 1220.9948 | 318.4193 | 1220.9948
6709 | 306.8592 | 1230.5102 | 306.8592 | 1230.5102
6710 | 300.7528 | 1239.9922 | 300.7528 | 1239.9922
6711 | 296.0911 | 1248.6133 | 296.0911 | 1248.6133
6712 | 294.9339 | 1281.3578 | 294.9339 | 1281.3578
6713 | 295.5997 | 1358.1787 | 295.5997 | 1358.1787
6714 | 295.1218 | 1386.7111 | 295.1218 | 1386.7111
6715 | 315.3498 | 1384.0259 | 315.3498 | 1384.0259
6716 | 349.2524 | 1371.8739 | 349.2524 | 1371.8739
6717 | 370.4158 | 1379.7578 | 370.4158 | 1379.7578
6718 | 383.5261 | 1394.5896 | 383.5261 | 1394.5896
6719 | 407.4029 | 1401.3872 | 407.4029 | 1401.3872
6720 | 401.2785 | 1377.8765 | 401.2785 | 1377.8765
6721 | 379.4253 | 1342.7444 | 379.4253 | 1342.7444
6722 | 377.6499 | 1300.3718 | 377.6499 | 1300.3718
6723 | 379.4261 | 1258.2373 | 379.4261 | 1258.2373
6724 | 382.4774 | 1249.0381 | 382.4774 | 1249.0381
6725 | 393.2116 | 1234.0565 | 393.2116 | 1234.0565
6726 | 396.139 | 1198.3121 | 396.139 | 1198.3121
6727 | 378.4002 | 1160.0723 | 378.4002 | 1160.0723
6728 | 390.066 | 1124.9628 | 390.066 | 1124.9628
6729 | 386.5278 | 1083.5119 | 386.5278 | 1083.5119
6730 | 367.1735 | 1047.0406 | 367.1735 | 1047.0406
6731 | 343.0406 | 1070.0186 | 343.0406 | 1070.0186
6732 | 321.9125 | 1116.3585 | 321.9125 | 1116.3585
6733 | 306.4749 | 1158.69 | 306.4749 | 1158.69
6734 | 299.7249 | 1195.6695 | 299.7249 | 1195.6695
6735 | 296.2172 | 1229.7022 | 296.2172 | 1229.7022
6736 | 295.3872 | 1284.4169 | 295.3872 | 1284.4169
6737 | 294.2413 | 1376.8464 | 294.2413 | 1376.8464
6738 | 296.4654 | 1411.4622 | 296.4654 | 1411.4622
6739 | 316.1383 | 1410.8976 | 316.1383 | 1410.8976
6740 | 347.9464 | 1395.8951 | 347.9464 | 1395.8951
6741 | 372.9157 | 1383.3036 | 372.9157 | 1383.3036
6742 | 384.2163 | 1364.7283 | 384.2163 | 1364.7283
6743 | 408.8689 | 1339.0226 | 408.8689 | 1339.0226
6744 | 399.8279 | 1288.3968 | 399.8279 | 1288.3968
6745 | 376.9774 | 1220.6918 | 376.9774 | 1220.6918
6746 | 375.1269 | 1156.4187 | 375.1269 | 1156.4187
6747 | 376.2547 | 1099.1275 | 376.2547 | 1099.1275
6748 | 376.8296 | 1079.1518 | 376.8296 | 1079.1518
6749 | 383.1061 | 1061.1111 | 383.1061 | 1061.1111
6750 | 382.2744 | 1025.2624 | 382.2744 | 1025.2624
6751 | 371.0761 | 991.5765 | 371.0761 | 991.5765
6752 | 380.4973 | 970.9632 | 380.4973 | 970.9632
6753 | 378.4237 | 950.7176 | 378.4237 | 950.7176
6754 | 361.3817 | 927.8734 | 361.3817 | 927.8734
6755 | 337.4923 | 933.2614 | 337.4923 | 933.2614
6756 | 315.3525 | 944.9079 | 315.3525 | 944.9079
6757 | 302.0104 | 956.7523 | 302.0104 | 956.7523
6758 | 294.6962 | 967.4163 | 294.6962 | 967.4163
6759 | 291.8609 | 977.6712 | 291.8609 | 977.6712
6760 | 290.5787 | 1012.7796 | 290.5787 | 1012.7796
6761 | 289.0103 | 1094.3631 | 289.0103 | 1094.3631
6762 | 289.6442 | 1130.439 | 289.6442 | 1130.439
6763 | 310.7434 | 1137.3136 | 310.7434 | 1137.3136
6764 | 340.4872 | 1125.2659 | 340.4872 | 1125.2659
6765 | 361.251 | 1116.707 | 361.251 | 1116.707
6766 | 376.2938 | 1107.5176 | 376.2938 | 1107.5176
6767 | 397.9633 | 1101.5225 | 397.9633 | 1101.5225
6768 | 394.3365 | 1086.3548 | 394.3365 | 1086.3548
6769 | 372.8162 | 1065.406 | 372.8162 | 1065.406
6770 | 367.8503 | 1044.5517 | 367.8503 | 1044.5517
6771 | 367.7997 | 1004.2943 | 367.7997 | 1004.2943
6772 | 372.1215 | 989.8459 | 372.1215 | 989.8459
6773 | 379.7452 | 972.2223 | 379.7452 | 972.2223
6774 | 376.9601 | 936.3041 | 376.9601 | 936.3041
6775 | 367.0834 | 902.0968 | 367.0834 | 902.0968
6776 | 374.802 | 886.5936 | 374.802 | 886.5936
6777 | 376.16 | 877.2636 | 376.16 | 877.2636
6778 | 362.4601 | 870.8275 | 362.4601 | 870.8275
6779 | 339.4282 | 908.093 | 339.4282 | 908.093
6780 | 317.1526 | 964.3751 | 317.1526 | 964.3751
6781 | 303.7023 | 1016.1969 | 303.7023 | 1016.1969
6782 | 295.7946 | 1063.6748 | 295.7946 | 1063.6748
6783 | 292.2451 | 1109.7007 | 292.2451 | 1109.7007
6784 | 290.3395 | 1178.251 | 290.3395 | 1178.251
6785 | 287.6193 | 1289.7653 | 287.6193 | 1289.7653
6786 | 286.781 | 1353.2344 | 286.781 | 1353.2344
6787 | 304.9801 | 1382.9482 | 304.9801 | 1382.9482
6788 | 330.8775 | 1390.5416 | 330.8775 | 1390.5416
6789 | 350.1563 | 1407.1857 | 350.1563 | 1407.1857
6790 | 364.8625 | 1425.3896 | 364.8625 | 1425.3896
6791 | 385.5568 | 1424.7827 | 385.5568 | 1424.7827
6792 | 387.7728 | 1393.2069 | 387.7728 | 1393.2069
6793 | 366.354 | 1340.5891 | 366.354 | 1340.5891
6794 | 362.5542 | 1283.7204 | 362.5542 | 1283.7204
6795 | 366.9425 | 1207.8311 | 366.9425 | 1207.8311
6796 | 368.3159 | 1172.2468 | 368.3159 | 1172.2468
6797 | 374.1387 | 1139.7447 | 374.1387 | 1139.7447
6798 | 371.2642 | 1089.7476 | 371.2642 | 1089.7476
6799 | 363.9289 | 1049.1439 | 363.9289 | 1049.1439
6800 | 368.5437 | 1020.3612 | 368.5437 | 1020.3612
6801 | 371.8883 | 993.1631 | 371.8883 | 993.1631
6802 | 360.8145 | 977.0977 | 360.8145 | 977.0977
6803 | 340.6819 | 1012.6946 | 340.6819 | 1012.6946
6804 | 319.3461 | 1065.2918 | 319.3461 | 1065.2918
6805 | 306.4728 | 1108.8052 | 306.4728 | 1108.8052
6806 | 297.8597 | 1137.5807 | 297.8597 | 1137.5807
6807 | 293.2475 | 1157.9864 | 293.2475 | 1157.9864
6808 | 292.0634 | 1204.0103 | 292.0634 | 1204.0103
6809 | 289.5773 | 1297.6913 | 289.5773 | 1297.6913
6810 | 284.522 | 1349.7929 | 284.522 | 1349.7929
6811 | 298.226 | 1381.2101 | 298.226 | 1381.2101
6812 | 322.1725 | 1390.0549 | 322.1725 | 1390.0549
6813 | 341.8734 | 1385.1113 | 341.8734 | 1385.1113
6814 | 353.8772 | 1373.4885 | 353.8772 | 1373.4885
6815 | 374.1025 | 1356.2302 | 374.1025 | 1356.2302
6816 | 371.3313 | 1310.2974 | 371.3313 | 1310.2974
6817 | 357.9257 | 1250.4489 | 357.9257 | 1250.4489
6818 | 356.6708 | 1182.9775 | 356.6708 | 1182.9775
6819 | 358.8448 | 1096.4855 | 358.8448 | 1096.4855
6820 | 358.9302 | 1049.9857 | 358.9302 | 1049.9857
6821 | 364.3597 | 1005.3166 | 364.3597 | 1005.3166
6822 | 363.8014 | 951.9822 | 363.8014 | 951.9822
6823 | 355.8871 | 907.937 | 355.8871 | 907.937
6824 | 363.8021 | 881.6573 | 363.8021 | 881.6573
6825 | 365.9342 | 859.3607 | 365.9342 | 859.3607
6826 | 354.3098 | 834.7436 | 354.3098 | 834.7436
6827 | 334.8952 | 830.537 | 334.8952 | 830.537
6828 | 314.5405 | 834.3271 | 314.5405 | 834.3271
6829 | 300.635 | 847.8402 | 300.635 | 847.8402
6830 | 293.4239 | 861.5285 | 293.4239 | 861.5285
6831 | 287.1935 | 867.3686 | 287.1935 | 867.3686
6832 | 287.1931 | 895.6286 | 287.1931 | 895.6286
6833 | 281.4955 | 978.3245 | 281.4955 | 978.3245
6834 | 277.7393 | 1022.7088 | 277.7393 | 1022.7088
6835 | 290.6654 | 1042.3761 | 290.6654 | 1042.3761
6836 | 314.6873 | 1043.0517 | 314.6873 | 1043.0517
6837 | 330.3143 | 1045.5821 | 330.3143 | 1045.5821
6838 | 343.0117 | 1042.7543 | 343.0117 | 1042.7543
6839 | 369.2829 | 1038.1497 | 369.2829 | 1038.1497
6840 | 366.8135 | 1017.2809 | 366.8135 | 1017.2809
6841 | 353.7156 | 980.654 | 353.7156 | 980.654
6842 | 352.4471 | 945.3384 | 352.4471 | 945.3384
6843 | 351.2768 | 895.3821 | 351.2768 | 895.3821
6844 | 356.0855 | 869.9139 | 356.0855 | 869.9139
6845 | 359.7456 | 850.2045 | 359.7456 | 850.2045
6846 | 357.0852 | 818.9446 | 357.0852 | 818.9446
6847 | 349.5902 | 793.428 | 349.5902 | 793.428
6848 | 357.6865 | 781.0187 | 357.6865 | 781.0187
6849 | 358.3813 | 773.2878 | 358.3813 | 773.2878
6850 | 344.8821 | 761.7763 | 344.8821 | 761.7763
6851 | 324.0656 | 768.0333 | 324.0656 | 768.0333
6852 | 304.7276 | 781.9046 | 304.7276 | 781.9046
6853 | 292.4894 | 804.2475 | 292.4894 | 804.2475
6854 | 284.6304 | 826.6961 | 284.6304 | 826.6961
6855 | 282.6712 | 844.3555 | 282.6712 | 844.3555
6856 | 283.092 | 883.8788 | 283.092 | 883.8788
6857 | 278.7313 | 970.8505 | 278.7313 | 970.8505
6858 | 276.4745 | 1014.1918 | 276.4745 | 1014.1918
6859 | 291.1183 | 1030.6958 | 291.1183 | 1030.6958
6860 | 316.5996 | 1030.2937 | 316.5996 | 1030.2937
6861 | 336.0991 | 1032.2331 | 336.0991 | 1032.2331
6862 | 350.2666 | 1029.7182 | 350.2666 | 1029.7182
6863 | 374.5699 | 1023.1321 | 374.5699 | 1023.1321
6864 | 370.6469 | 998.2656 | 370.6469 | 998.2656
6865 | 354.9369 | 960.1439 | 354.9369 | 960.1439
6866 | 353.0107 | 922.4296 | 353.0107 | 922.4296
6867 | 353.1289 | 871.0133 | 353.1289 | 871.0133
6868 | 361.4088 | 856.8778 | 361.4088 | 856.8778
6869 | 364.3261 | 851.0389 | 364.3261 | 851.0389
6870 | 362.0953 | 827.2182 | 362.0953 | 827.2182
6871 | 354.7729 | 803.8916 | 354.7729 | 803.8916
6872 | 366.0456 | 788.9446 | 366.0456 | 788.9446
6873 | 369.0942 | 769.4291 | 369.0942 | 769.4291
6874 | 357.5431 | 740.119 | 357.5431 | 740.119
6875 | 331.2547 | 750.3737 | 331.2547 | 750.3737
6876 | 310.0733 | 776.4816 | 310.0733 | 776.4816
6877 | 296.2801 | 805.8118 | 296.2801 | 805.8118
6878 | 289.7622 | 833.9963 | 289.7622 | 833.9963
6879 | 286.9042 | 855.2363 | 286.9042 | 855.2363
6880 | 285.6497 | 894.7596 | 285.6497 | 894.7596
6881 | 281.2211 | 984.9642 | 281.2211 | 984.9642
6882 | 282.6781 | 1039.7773 | 282.6781 | 1039.7773
6883 | 304.5604 | 1068.344 | 304.5604 | 1068.344
6884 | 336.5246 | 1075.9026 | 336.5246 | 1075.9026
6885 | 356.3271 | 1082.4655 | 356.3271 | 1082.4655
6886 | 369.1225 | 1081.3411 | 369.1225 | 1081.3411
6887 | 397.3874 | 1058.2079 | 397.3874 | 1058.2079
6888 | 392.8056 | 1005.5658 | 392.8056 | 1005.5658
6889 | 371.2979 | 949.5412 | 371.2979 | 949.5412
6890 | 368.4179 | 890.2392 | 368.4179 | 890.2392
6891 | 371.6564 | 837.9191 | 371.6564 | 837.9191
6892 | 372.716 | 834.0734 | 372.716 | 834.0734
6893 | 382.706 | 832.3712 | 382.706 | 832.3712
6894 | 380.8339 | 810.2191 | 380.8339 | 810.2191
6895 | 367.5455 | 786.823 | 367.5455 | 786.823
6896 | 372.6557 | 771.146 | 372.6557 | 771.146
6897 | 375.4649 | 743.635 | 375.4649 | 743.635
6898 | 358.4824 | 697.5344 | 358.4824 | 697.5344
6899 | 335.5034 | 672.2963 | 335.5034 | 672.2963
6900 | 314.9918 | 672.6448 | 314.9918 | 672.6448
6901 | 299.8468 | 687.4789 | 299.8468 | 687.4789
6902 | 291.2962 | 701.3411 | 291.2962 | 701.3411
6903 | 287.7868 | 722.0944 | 287.7868 | 722.0944
6904 | 286.6289 | 776.0443 | 286.6289 | 776.0443
6905 | 282.8902 | 885.4728 | 282.8902 | 885.4728
6906 | 283.8817 | 959.336 | 283.8817 | 959.336
6907 | 305.6784 | 1003.9283 | 305.6784 | 1003.9283
6908 | 337.3929 | 1022.1244 | 337.3929 | 1022.1244
6909 | 357.0515 | 1031.8855 | 357.0515 | 1031.8855
6910 | 370.0611 | 1029.8225 | 370.0611 | 1029.8225
6911 | 393.6718 | 1012.9814 | 393.6718 | 1012.9814
6912 | 392.6001 | 964.198 | 392.6001 | 964.198
6913 | 371.9436 | 918.498 | 371.9436 | 918.498
6914 | 370.2251 | 890.7606 | 370.2251 | 890.7606
6915 | 370.0896 | 857.2125 | 370.0896 | 857.2125
6916 | 374.304 | 863.2394 | 374.304 | 863.2394
6917 | 381.8354 | 874.1909 | 381.8354 | 874.1909
6918 | 382.3224 | 859.0262 | 382.3224 | 859.0262
6919 | 364.3481 | 838.4459 | 364.3481 | 838.4459
6920 | 367.086 | 820.8917 | 367.086 | 820.8917
6921 | 373.4906 | 795.5013 | 373.4906 | 795.5013
6922 | 360.1087 | 756.1794 | 360.1087 | 756.1794
6923 | 337.6345 | 750.9647 | 337.6345 | 750.9647
6924 | 317.1644 | 766.7828 | 317.1644 | 766.7828
6925 | 301.5708 | 785.3017 | 301.5708 | 785.3017
6926 | 294.1082 | 803.1616 | 294.1082 | 803.1616
6927 | 290.435 | 822.5592 | 290.435 | 822.5592
6928 | 289.1575 | 870.0431 | 289.1575 | 870.0431
6929 | 284.6303 | 963.3765 | 284.6303 | 963.3765
6930 | 285.7157 | 1008.5603 | 285.7157 | 1008.5603
6931 | 307.1368 | 1022.457 | 307.1368 | 1022.457
6932 | 339.4075 | 1019.2739 | 339.4075 | 1019.2739
6933 | 358.0784 | 1029.0697 | 358.0784 | 1029.0697
6934 | 371.7507 | 1033.5074 | 371.7507 | 1033.5074
6935 | 397.2971 | 1007.6279 | 397.2971 | 1007.6279
6936 | 394.1408 | 933.398 | 394.1408 | 933.398
6937 | 371.34 | 869.8647 | 371.34 | 869.8647
6938 | 366.3316 | 827.1097 | 366.3316 | 827.1097
6939 | 373.0228 | 780.0041 | 373.0228 | 780.0041
6940 | 373.7736 | 764.6171 | 373.7736 | 764.6171
6941 | 379.9078 | 749.9483 | 379.9078 | 749.9483
6942 | 381.0822 | 721.8866 | 381.0822 | 721.8866
6943 | 363.837 | 704.2264 | 363.837 | 704.2264
6944 | 371.889 | 693.1381 | 371.889 | 693.1381
6945 | 374.374 | 668.5124 | 374.374 | 668.5124
6946 | 361.1409 | 626.8615 | 361.1409 | 626.8615
6947 | 340.8528 | 601.2061 | 340.8528 | 601.2061
6948 | 318.9844 | 581.6703 | 318.9844 | 581.6703
6949 | 304.2155 | 580.6873 | 304.2155 | 580.6873
6950 | 296.0207 | 588.8831 | 296.0207 | 588.8831
6951 | 291.0433 | 609.1845 | 291.0433 | 609.1845
6952 | 289.8438 | 649.7159 | 289.8438 | 649.7159
6953 | 281.2284 | 732.4465 | 281.2284 | 732.4465
6954 | 281.7563 | 768.3139 | 281.7563 | 768.3139
6955 | 296.033 | 781.8282 | 296.033 | 781.8282
6956 | 319.1334 | 779.1665 | 319.1334 | 779.1665
6957 | 336.8243 | 784.7213 | 336.8243 | 784.7213
6958 | 347.8361 | 789.75 | 347.8361 | 789.75
6959 | 372.0154 | 794.7051 | 372.0154 | 794.7051
6960 | 373.6181 | 789.2363 | 373.6181 | 789.2363
6961 | 355.8489 | 780.4545 | 355.8489 | 780.4545
6962 | 351.8355 | 783.2737 | 351.8355 | 783.2737
6963 | 353.4923 | 779.3088 | 353.4923 | 779.3088
6964 | 355.458 | 803.0301 | 355.458 | 803.0301
6965 | 365.6849 | 822.1509 | 365.6849 | 822.1509
6966 | 359.8804 | 814.6688 | 359.8804 | 814.6688
6967 | 351.9249 | 802.1187 | 351.9249 | 802.1187
6968 | 355.2113 | 791.5866 | 355.2113 | 791.5866
6969 | 361.8884 | 771.063 | 361.8884 | 771.063
6970 | 351.2039 | 734.5569 | 351.2039 | 734.5569
6971 | 330.0645 | 720.9991 | 330.0645 | 720.9991
6972 | 311.8769 | 728.2307 | 311.8769 | 728.2307
6973 | 298.7217 | 749.044 | 298.7217 | 749.044
6974 | 291.6588 | 770.4845 | 291.6588 | 770.4845
6975 | 287.4236 | 791.794 | 287.4236 | 791.794
6976 | 286.9297 | 836.7403 | 286.9297 | 836.7403
6977 | 278.1445 | 925.172 | 278.1445 | 925.172
6978 | 278.4563 | 964.3418 | 278.4563 | 964.3418
6979 | 293.2146 | 967.3578 | 293.2146 | 967.3578
6980 | 314.1137 | 946.7585 | 314.1137 | 946.7585
6981 | 332.8774 | 932.3246 | 332.8774 | 932.3246
6982 | 346.6638 | 916.8431 | 346.6638 | 916.8431
6983 | 374.5055 | 893.9184 | 374.5055 | 893.9184
6984 | 375.2388 | 861.0217 | 375.2388 | 861.0217
6985 | 359.3789 | 836.0404 | 359.3789 | 836.0404
6986 | 352.0432 | 823.4249 | 352.0432 | 823.4249
6987 | 355.1298 | 808.9963 | 355.1298 | 808.9963
6988 | 359.0222 | 834.6991 | 359.0222 | 834.6991
6989 | 364.7329 | 865.3612 | 364.7329 | 865.3612
6990 | 358.59 | 881.9697 | 358.59 | 881.9697
6991 | 350.5616 | 900.4282 | 350.5616 | 900.4282
6992 | 357.0273 | 926.1886 | 357.0273 | 926.1886
6993 | 362.9926 | 929.6165 | 362.9926 | 929.6165
6994 | 352.4344 | 903.6089 | 352.4344 | 903.6089
6995 | 334.3886 | 893.145 | 334.3886 | 893.145
6996 | 315.5512 | 902.4624 | 315.5512 | 902.4624
6997 | 301.1944 | 921.6418 | 301.1944 | 921.6418
6998 | 293.1441 | 932.4796 | 293.1441 | 932.4796
6999 | 290.2067 | 939.2582 | 290.2067 | 939.2582
7000 | 287.4103 | 966.8926 | 287.4103 | 966.8926
7001 | 279.1853 | 1040.6892 | 279.1853 | 1040.6892
7002 | 279.9105 | 1076.2784 | 279.9105 | 1076.2784
7003 | 294.3721 | 1092.539 | 294.3721 | 1092.539
7004 | 317.3156 | 1095.057 | 317.3156 | 1095.057
7005 | 334.5053 | 1094.4935 | 334.5053 | 1094.4935
7006 | 349.4652 | 1080.333 | 349.4652 | 1080.333
7007 | 369.4619 | 1044.998 | 369.4619 | 1044.998
7008 | 367.5998 | 992.5993 | 367.5998 | 992.5993
7009 | 359.9863 | 921.9743 | 359.9863 | 921.9743
7010 | 352.7351 | 849.0451 | 352.7351 | 849.0451
7011 | 354.8681 | 767.8371 | 354.8681 | 767.8371
7012 | 358.9649 | 734.8948 | 358.9649 | 734.8948
7013 | 364.6581 | 728.1172 | 364.6581 | 728.1172
7014 | 362.4917 | 702.2803 | 362.4917 | 702.2803
7015 | 350.7326 | 678.8842 | 350.7326 | 678.8842
7016 | 356.6833 | 666.5792 | 356.6833 | 666.5792
7017 | 361.7451 | 649.0452 | 361.7451 | 649.0452
7018 | 351.6609 | 624.6714 | 351.6609 | 624.6714
7019 | 330.1105 | 611.7741 | 330.1105 | 611.7741
7020 | 312.5426 | 601.4157 | 312.5426 | 601.4157
7021 | 297.2149 | 602.8313 | 297.2149 | 602.8313
7022 | 290.32 | 611.9657 | 290.32 | 611.9657
7023 | 287.1613 | 623.0897 | 287.1613 | 623.0897
7024 | 285.2235 | 663.9339 | 285.2235 | 663.9339
7025 | 278.3083 | 758.4144 | 278.3083 | 758.4144
7026 | 278.8029 | 818.7896 | 278.8029 | 818.7896
7027 | 294.6941 | 866.5801 | 294.6941 | 866.5801
7028 | 320.1722 | 902.3315 | 320.1722 | 902.3315
7029 | 335.5185 | 934.167 | 335.5185 | 934.167
7030 | 351.9258 | 942.9501 | 351.9258 | 942.9501
7031 | 374.3364 | 934.6258 | 374.3364 | 934.6258
7032 | 370.4304 | 911.2193 | 370.4304 | 911.2193
7033 | 357.8582 | 888.9843 | 357.8582 | 888.9843
7034 | 351.8124 | 889.5091 | 351.8124 | 889.5091
7035 | 352.3882 | 907.4101 | 352.3882 | 907.4101
7036 | 355.6763 | 971.4216 | 355.6763 | 971.4216
7037 | 363.8848 | 1033.6484 | 363.8848 | 1033.6484
7038 | 361.2752 | 1060.2339 | 361.2752 | 1060.2339
7039 | 349.9451 | 1068.7849 | 349.9451 | 1068.7849
7040 | 352.4299 | 1072.4361 | 352.4299 | 1072.4361
7041 | 364.5167 | 1064.0794 | 364.5167 | 1064.0794
7042 | 352.4201 | 1042.8691 | 352.4201 | 1042.8691
7043 | 328.8038 | 1040.2268 | 328.8038 | 1040.2268
7044 | 308.539 | 1046.0331 | 308.539 | 1046.0331
7045 | 295.8313 | 1061.1105 | 295.8313 | 1061.1105
7046 | 288.8287 | 1076.537 | 288.8287 | 1076.537
7047 | 285.9938 | 1095.0308 | 285.9938 | 1095.0308
7048 | 283.381 | 1141.4023 | 283.381 | 1141.4023
7049 | 278.6674 | 1233.5885 | 278.6674 | 1233.5885
7050 | 280.2543 | 1279.6761 | 280.2543 | 1279.6761
7051 | 303.3195 | 1296.041 | 303.3195 | 1296.041
7052 | 332.3249 | 1292.5798 | 332.3249 | 1292.5798
7053 | 358.1289 | 1289.1657 | 358.1289 | 1289.1657
7054 | 370.549 | 1277.1258 | 370.549 | 1277.1258
7055 | 399.1198 | 1256.5302 | 399.1198 | 1256.5302
7056 | 393.7228 | 1225.3716 | 393.7228 | 1225.3716
7057 | 371.5315 | 1195.2106 | 371.5315 | 1195.2106
7058 | 366.9892 | 1178.0412 | 366.9892 | 1178.0412
7059 | 368.7206 | 1156.2429 | 368.7206 | 1156.2429
7060 | 372.4441 | 1165.9548 | 372.4441 | 1165.9548
7061 | 380.6891 | 1173.569 | 380.6891 | 1173.569
7062 | 380.999 | 1156.4228 | 380.999 | 1156.4228
7063 | 364.6103 | 1133.9306 | 364.6103 | 1133.9306
7064 | 362.2842 | 1116.4807 | 362.2842 | 1116.4807
7065 | 367.215 | 1090.1864 | 367.215 | 1090.1864
7066 | 358.3042 | 1054.028 | 358.3042 | 1054.028
7067 | 327.3199 | 1046.5884 | 327.3199 | 1046.5884
7068 | 307.8566 | 1069.811 | 307.8566 | 1069.811
7069 | 291.1082 | 1098.6545 | 291.1082 | 1098.6545
7070 | 283.0182 | 1115.0196 | 283.0182 | 1115.0196
7071 | 279.4702 | 1127.9165 | 279.4702 | 1127.9165
7072 | 278.0278 | 1166.1535 | 278.0278 | 1166.1535
7073 | 270.6686 | 1247.3546 | 270.6686 | 1247.3546
7074 | 274.0881 | 1278.807 | 274.0881 | 1278.807
7075 | 295.9604 | 1277.8252 | 295.9604 | 1277.8252
7076 | 330.628 | 1258.095 | 330.628 | 1258.095
7077 | 349.1901 | 1240.8453 | 349.1901 | 1240.8453
7078 | 362.1414 | 1222.5133 | 362.1414 | 1222.5133
7079 | 386.9858 | 1208.8355 | 386.9858 | 1208.8355
7080 | 384.1996 | 1178.0593 | 384.1996 | 1178.0593
7081 | 361.1831 | 1122.5214 | 361.1831 | 1122.5214
7082 | 357.4498 | 1070.9715 | 357.4498 | 1070.9715
7083 | 360.7764 | 1016.5656 | 360.7764 | 1016.5656
7084 | 364.6908 | 995.5123 | 364.6908 | 995.5123
7085 | 371.9985 | 985.8841 | 371.9985 | 985.8841
7086 | 369.2726 | 958.9695 | 369.2726 | 958.9695
7087 | 355.3984 | 931.6105 | 355.3984 | 931.6105
7088 | 356.4737 | 913.361 | 356.4737 | 913.361
7089 | 365.6963 | 884.2857 | 365.6963 | 884.2857
7090 | 354.4965 | 841.7657 | 354.4965 | 841.7657
7091 | 329.1886 | 831.997 | 329.1886 | 831.997
7092 | 306.9926 | 845.3122 | 306.9926 | 845.3122
7093 | 289.2323 | 874.4338 | 289.2323 | 874.4338
7094 | 281.4601 | 911.2395 | 281.4601 | 911.2395
7095 | 278.8974 | 947.1146 | 278.8974 | 947.1146
7096 | 277.3488 | 1000.7864 | 277.3488 | 1000.7864
7097 | 271.5161 | 1095.7188 | 271.5161 | 1095.7188
7098 | 277.0632 | 1143.0579 | 277.0632 | 1143.0579
7099 | 300.6223 | 1161.439 | 300.6223 | 1161.439
7100 | 330.976 | 1160.9327 | 330.976 | 1160.9327
7101 | 349.0492 | 1162.733 | 349.0492 | 1162.733
7102 | 366.4727 | 1148.1554 | 366.4727 | 1148.1554
7103 | 389.5789 | 1099.6105 | 389.5789 | 1099.6105
7104 | 386.1978 | 1031.6032 | 386.1978 | 1031.6032
7105 | 361.6442 | 967.2356 | 361.6442 | 967.2356
7106 | 359.2327 | 896.3574 | 359.2327 | 896.3574
7107 | 360.2488 | 824.3615 | 360.2488 | 824.3615
7108 | 357.6213 | 797.2942 | 357.6213 | 797.2942
7109 | 367.6972 | 778.7668 | 367.6972 | 778.7668
7110 | 362.9284 | 747.0202 | 362.9284 | 747.0202
7111 | 347.88 | 722.1988 | 347.88 | 722.1988
7112 | 346.7253 | 709.5462 | 346.7253 | 709.5462
7113 | 357.7221 | 686.0677 | 357.7221 | 686.0677
7114 | 347.8064 | 646.8501 | 347.8064 | 646.8501
7115 | 323.0072 | 624.3582 | 323.0072 | 624.3582
7116 | 303.3717 | 612.7136 | 303.3717 | 612.7136
7117 | 289.3456 | 619.726 | 289.3456 | 619.726
7118 | 281.9782 | 625.2103 | 281.9782 | 625.2103
7119 | 278.9895 | 633.0319 | 278.9895 | 633.0319
7120 | 275.0648 | 666.5759 | 275.0648 | 666.5759
7121 | 266.9247 | 742.7363 | 266.9247 | 742.7363
7122 | 271.7028 | 762.1261 | 271.7028 | 762.1261
7123 | 290.709 | 759.5452 | 290.709 | 759.5452
7124 | 316.7328 | 745.8637 | 316.7328 | 745.8637
7125 | 333.3131 | 746.2388 | 333.3131 | 746.2388
7126 | 349.7657 | 741.3948 | 349.7657 | 741.3948
7127 | 373.8399 | 726.5351 | 373.8399 | 726.5351
7128 | 374.3004 | 700.2433 | 374.3004 | 700.2433
7129 | 358.1431 | 678.5992 | 358.1431 | 678.5992
7130 | 350.2682 | 678.846 | 350.2682 | 678.846
7131 | 350.8369 | 671.0571 | 350.8369 | 671.0571
7132 | 351.8047 | 690.7112 | 351.8047 | 690.7112
7133 | 359.199 | 714.7683 | 359.199 | 714.7683
7134 | 357.7776 | 712.5354 | 357.7776 | 712.5354
7135 | 344.4735 | 704.7131 | 344.4735 | 704.7131
7136 | 345.0467 | 700.5078 | 345.0467 | 700.5078
7137 | 353.9211 | 686.5196 | 353.9211 | 686.5196
7138 | 341.9699 | 654.0808 | 341.9699 | 654.0808
7139 | 320.6518 | 632.8751 | 320.6518 | 632.8751
7140 | 301.6469 | 619.5271 | 301.6469 | 619.5271
7141 | 286.5017 | 622.9242 | 286.5017 | 622.9242
7142 | 279.5279 | 629.6947 | 279.5279 | 629.6947
7143 | 276.1075 | 636.8558 | 276.1075 | 636.8558
7144 | 272.1983 | 678.6386 | 272.1983 | 678.6386
7145 | 264.0798 | 776.2478 | 264.0798 | 776.2478
7146 | 267.5021 | 828.1408 | 267.5021 | 828.1408
7147 | 281.332 | 849.7549 | 281.332 | 849.7549
7148 | 303.896 | 851.7862 | 303.896 | 851.7862
7149 | 319.3339 | 858.5577 | 319.3339 | 858.5577
7150 | 332.1991 | 858.2676 | 332.1991 | 858.2676
7151 | 359.9785 | 853.2111 | 359.9785 | 853.2111
7152 | 359.6115 | 835.6795 | 359.6115 | 835.6795
7153 | 346.5343 | 815.6693 | 346.5343 | 815.6693
7154 | 341.6441 | 810.0412 | 341.6441 | 810.0412
7155 | 341.1762 | 800.5489 | 341.1762 | 800.5489
7156 | 343.6485 | 823.8183 | 343.6485 | 823.8183
7157 | 347.7082 | 844.8511 | 347.7082 | 844.8511
7158 | 342.7803 | 842.8615 | 342.7803 | 842.8615
7159 | 332.7972 | 838.6198 | 332.7972 | 838.6198
7160 | 334.2672 | 839.5246 | 334.2672 | 839.5246
7161 | 344.0627 | 833.7405 | 344.0627 | 833.7405
7162 | 338.7288 | 816.1802 | 338.7288 | 816.1802
7163 | 318.201 | 816.1104 | 318.201 | 816.1104
7164 | 299.0349 | 827.9307 | 299.0349 | 827.9307
7165 | 284.9456 | 853.437 | 284.9456 | 853.437
7166 | 277.1146 | 878.2842 | 277.1146 | 878.2842
7167 | 272.187 | 897.0213 | 272.187 | 897.0213
7168 | 270.1148 | 936.8922 | 270.1148 | 936.8922
7169 | 262.0907 | 1022.2301 | 262.0907 | 1022.2301
7170 | 263.7021 | 1062.0256 | 263.7021 | 1062.0256
7171 | 279.3422 | 1072.307 | 279.3422 | 1072.307
7172 | 302.5414 | 1062.0322 | 302.5414 | 1062.0322
7173 | 321.188 | 1055.4895 | 321.188 | 1055.4895
7174 | 333.257 | 1041.3986 | 333.257 | 1041.3986
7175 | 356.8509 | 1019.8644 | 356.8509 | 1019.8644
7176 | 357.5821 | 982.2052 | 357.5821 | 982.2052
7177 | 342.9704 | 943.6315 | 342.9704 | 943.6315
7178 | 341.2207 | 912.6265 | 341.2207 | 912.6265
7179 | 340.7107 | 865.1384 | 340.7107 | 865.1384
7180 | 341.8897 | 841.6517 | 341.8897 | 841.6517
7181 | 347.0824 | 819.3699 | 347.0824 | 819.3699
7182 | 345.6532 | 787.2061 | 345.6532 | 787.2061
7183 | 331.7711 | 759.2561 | 331.7711 | 759.2561
7184 | 332.7692 | 738.9208 | 332.7692 | 738.9208
7185 | 344.5199 | 709.046 | 344.5199 | 709.046
7186 | 336.7972 | 667.2559 | 336.7972 | 667.2559
7187 | 314.6195 | 644.034 | 314.6195 | 644.034
7188 | 294.6201 | 628.8784 | 294.6201 | 628.8784
7189 | 282.6337 | 628.7644 | 282.6337 | 628.7644
7190 | 274.4769 | 634.4573 | 274.4769 | 634.4573
7191 | 271.8517 | 639.8802 | 271.8517 | 639.8802
7192 | 268.4351 | 670.087 | 268.4351 | 670.087
7193 | 260.9675 | 749.967 | 260.9675 | 749.967
7194 | 264.7314 | 786.3906 | 264.7314 | 786.3906
7195 | 283.9181 | 796.4634 | 283.9181 | 796.4634
7196 | 307.9836 | 789.4563 | 307.9836 | 789.4563
7197 | 327.354 | 800.4341 | 327.354 | 800.4341
7198 | 341.1688 | 823.5395 | 341.1688 | 823.5395
7199 | 368.8783 | 842.226 | 368.8783 | 842.226
7200 | 365.2293 | 857.7192 | 365.2293 | 857.7192
7201 | 347.5963 | 882.0317 | 347.5963 | 882.0317
7202 | 344.3322 | 928.3045 | 344.3322 | 928.3045
7203 | 345.8289 | 970.7481 | 345.8289 | 970.7481
7204 | 344.3094 | 1037.1235 | 344.3094 | 1037.1235
7205 | 351.1046 | 1091.3548 | 351.1046 | 1091.3548
7206 | 348.8176 | 1110.8834 | 348.8176 | 1110.8834
7207 | 338.7758 | 1113.8376 | 338.7758 | 1113.8376
7208 | 335.6282 | 1113.2825 | 335.6282 | 1113.2825
7209 | 345.4716 | 1099.2247 | 345.4716 | 1099.2247
7210 | 341.1167 | 1069.115 | 341.1167 | 1069.115
7211 | 314.4609 | 1052.6371 | 314.4609 | 1052.6371
7212 | 293.3259 | 1043.9126 | 293.3259 | 1043.9126
7213 | 279.2164 | 1048.0397 | 279.2164 | 1048.0397
7214 | 272.6211 | 1054.115 | 272.6211 | 1054.115
7215 | 269.0768 | 1061.276 | 269.0768 | 1061.276
7216 | 266.5341 | 1094.681 | 266.5341 | 1094.681
7217 | 260.4225 | 1174.7349 | 260.4225 | 1174.7349
7218 | 265.6057 | 1211.4365 | 265.6057 | 1211.4365
7219 | 290.3762 | 1223.6299 | 290.3762 | 1223.6299
7220 | 323.5775 | 1219.1258 | 323.5775 | 1219.1258
7221 | 345.0597 | 1221.2738 | 345.0597 | 1221.2738
7222 | 358.4573 | 1217.0555 | 358.4573 | 1217.0555
7223 | 387.1141 | 1206.8193 | 387.1141 | 1206.8193
7224 | 382.1495 | 1187.3758 | 382.1495 | 1187.3758
7225 | 363.2664 | 1165.7665 | 363.2664 | 1165.7665
7226 | 359.3273 | 1149.7094 | 359.3273 | 1149.7094
7227 | 358.7224 | 1122.7662 | 358.7224 | 1122.7662
7228 | 361.4347 | 1128.8975 | 361.4347 | 1128.8975
7229 | 367.4128 | 1138.1456 | 367.4128 | 1138.1456
7230 | 363.1293 | 1129.7597 | 363.1293 | 1129.7597
7231 | 342.59 | 1119.1911 | 342.59 | 1119.1911
7232 | 338.9116 | 1107.8247 | 338.9116 | 1107.8247
7233 | 348.7681 | 1085.5281 | 348.7681 | 1085.5281
7234 | 340.6562 | 1049.9259 | 340.6562 | 1049.9259
7235 | 315.744 | 1031.5361 | 315.744 | 1031.5361
7236 | 293.0886 | 1028.1302 | 293.0886 | 1028.1302
7237 | 277.5667 | 1041.1566 | 277.5667 | 1041.1566
7238 | 270.92 | 1054.9493 | 270.92 | 1054.9493
7239 | 267.832 | 1065.3433 | 267.832 | 1065.3433
7240 | 264.1254 | 1099.0611 | 264.1254 | 1099.0611
7241 | 257.4305 | 1179.115 | 257.4305 | 1179.115
7242 | 264.5231 | 1214.7042 | 264.5231 | 1214.7042
7243 | 282.8918 | 1221.8569 | 282.8918 | 1221.8569
7244 | 315.4461 | 1209.8093 | 315.4461 | 1209.8093
7245 | 334.6191 | 1201.007 | 334.6191 | 1201.007
7246 | 352.2652 | 1187.0551 | 352.2652 | 1187.0551
7247 | 376.5686 | 1173.1688 | 376.5686 | 1173.1688
7248 | 378.2424 | 1150.7704 | 378.2424 | 1150.7704
7249 | 354.1219 | 1126.5539 | 354.1219 | 1126.5539
7250 | 349.4823 | 1113.0693 | 349.4823 | 1113.0693
7251 | 350.4961 | 1095.5121 | 350.4961 | 1095.5121
7252 | 352.1429 | 1111.8289 | 352.1429 | 1111.8289
7253 | 359.5868 | 1127.6472 | 359.5868 | 1127.6472
7254 | 356.1815 | 1119.4699 | 356.1815 | 1119.4699
7255 | 344.1753 | 1106.1898 | 344.1753 | 1106.1898
7256 | 337.1533 | 1099.5859 | 337.1533 | 1099.5859
7257 | 346.5979 | 1085.2848 | 346.5979 | 1085.2848
7258 | 341.6892 | 1055.3142 | 341.6892 | 1055.3142
7259 | 317.725 | 1039.9139 | 317.725 | 1039.9139
7260 | 293.4141 | 357.7524 | 293.4141 | 357.7524
7261 | 278.5425 | 359.5256 | 278.5425 | 359.5256
7262 | 271.0988 | 362.6395 | 271.0988 | 362.6395
7263 | 269.2776 | 367.8072 | 269.2776 | 367.8072
7264 | 264.6605 | 395.7014 | 264.6605 | 395.7014
7265 | 255.8731 | 471.5033 | 255.8731 | 471.5033
7266 | 264.7151 | 501.5875 | 264.7151 | 501.5875
7267 | 287.4399 | 508.5389 | 287.4399 | 508.5389
7268 | 318.8719 | 495.6258 | 318.8719 | 495.6258
7269 | 339.1446 | 487.7247 | 339.1446 | 487.7247
7270 | 354.726 | 475.8777 | 354.726 | 475.8777
7271 | 383.3884 | 464.0346 | 383.3884 | 464.0346
7272 | 382.59 | 448.8506 | 382.59 | 448.8506
7273 | 360.4747 | 431.9068 | 360.4747 | 431.9068
7274 | 356.4375 | 431.1701 | 356.4375 | 431.1701
7275 | 356.0637 | 420.1624 | 356.0637 | 420.1624
7276 | 354.7347 | 438.5744 | 354.7347 | 438.5744
7277 | 357.2532 | 455.6057 | 357.2532 | 455.6057
7278 | 355.3038 | 448.6772 | 355.3038 | 448.6772
7279 | 340.0436 | 436.7499 | 340.0436 | 436.7499
7280 | 332.5276 | 427.0089 | 332.5276 | 427.0089
7281 | 340.5567 | 408.6685 | 340.5567 | 408.6685
7282 | 336.286 | 371.8466 | 336.286 | 371.8466
7283 | 318.8241 | 349.68 | 318.8241 | 349.68
7284 | 297.7899 | 345.0196 | 297.7899 | 345.0196
7285 | 282.1507 | 352.8961 | 282.1507 | 352.8961
7286 | 272.4466 | 361.2949 | 272.4466 | 361.2949
7287 | 268.2815 | 374.9979 | 268.2815 | 374.9979
7288 | 263.5217 | 410.7259 | 263.5217 | 410.7259
7289 | 257.7565 | 492.1868 | 257.7565 | 492.1868
7290 | 262.9961 | 524.1534 | 262.9961 | 524.1534
7291 | 281.7444 | 528.1701 | 281.7444 | 528.1701
7292 | 307.7776 | 510.51 | 307.7776 | 510.51
7293 | 328.2289 | 499.604 | 328.2289 | 499.604
7294 | 340.9552 | 489.0314 | 340.9552 | 489.0314
7295 | 365.2133 | 478.2523 | 365.2133 | 478.2523
7296 | 366.3212 | 461.2327 | 366.3212 | 461.2327
7297 | 349.4738 | 438.8286 | 349.4738 | 438.8286
7298 | 343.7187 | 430.4334 | 343.7187 | 430.4334
7299 | 342.3487 | 413.3341 | 342.3487 | 413.3341
7300 | 340.9311 | 426.6367 | 340.9311 | 426.6367
7301 | 346.7731 | 439.3418 | 346.7731 | 439.3418
7302 | 342.2205 | 425.7137 | 342.2205 | 425.7137
7303 | 330.1042 | 405.2043 | 330.1042 | 405.2043
7304 | 325.21 | 386.4486 | 325.21 | 386.4486
7305 | 335.1549 | 362.5545 | 335.1549 | 362.5545
7306 | 331.3072 | 324.4932 | 331.3072 | 324.4932
7307 | 314.871 | 304.6299 | 314.871 | 304.6299
7308 | 295.3587 | 300.7412 | 295.3587 | 300.7412
7309 | 279.3133 | 313.6571 | 279.3133 | 313.6571
7310 | 272.5152 | 327.5278 | 272.5152 | 327.5278
7311 | 267.6256 | 338.3896 | 267.6256 | 338.3896
7312 | 261.5129 | 364.3312 | 261.5129 | 364.3312
7313 | 255.0089 | 432.4396 | 255.0089 | 432.4396
7314 | 257.2722 | 453.4974 | 257.2722 | 453.4974
7315 | 271.0909 | 454.556 | 271.0909 | 454.556
7316 | 292.6352 | 438.3574 | 292.6352 | 438.3574
7317 | 309.6727 | 428.4686 | 309.6727 | 428.4686
7318 | 325.0918 | 414.1779 | 325.0918 | 414.1779
7319 | 348.6942 | 397.0967 | 348.6942 | 397.0967
7320 | 351.0886 | 374.5116 | 351.0886 | 374.5116
7321 | 337.8469 | 346.6121 | 337.8469 | 346.6121
7322 | 331.8087 | 331.7512 | 331.8087 | 331.7512
7323 | 327.8804 | 309.9517 | 327.8804 | 309.9517
7324 | 330.2735 | 320.3545 | 330.2735 | 320.3545
7325 | 336.0024 | 336.1815 | 336.0024 | 336.1815
7326 | 332.9336 | 329.3583 | 332.9336 | 329.3583
7327 | 323.7342 | 317.4543 | 323.7342 | 317.4543
7328 | 320.9711 | 307.877 | 320.9711 | 307.877
7329 | 331.8672 | 291.2554 | 331.8672 | 291.2554
7330 | 327.4712 | 257.4033 | 327.4712 | 257.4033
7331 | 309.1271 | 235.985 | 309.1271 | 235.985
7332 | 292.2492 | 223.8065 | 292.2492 | 223.8065
7333 | 278.6899 | 224.8431 | 278.6899 | 224.8431
7334 | 270.4003 | 229.0677 | 270.4003 | 229.0677
7335 | 267.0726 | 234.1536 | 267.0726 | 234.1536
7336 | 262.0141 | 260.0134 | 262.0141 | 260.0134
7337 | 254.5342 | 335.2657 | 254.5342 | 335.2657
7338 | 257.0585 | 369.5357 | 257.0585 | 369.5357
7339 | 271.7827 | 382.2046 | 271.7827 | 382.2046
7340 | 295.0965 | 370.8583 | 295.0965 | 370.8583
7341 | 312.795 | 364.1498 | 312.795 | 364.1498
7342 | 327.996 | 356.4769 | 327.996 | 356.4769
7343 | 353.5263 | 350.5267 | 353.5263 | 350.5267
7344 | 352.1137 | 340.838 | 352.1137 | 340.838
7345 | 336.7048 | 330.1846 | 336.7048 | 330.1846
7346 | 333.7115 | 334.3118 | 333.7115 | 334.3118
7347 | 332.0192 | 327.2912 | 332.0192 | 327.2912
7348 | 336.7458 | 346.9309 | 336.7458 | 346.9309
7349 | 342.2159 | 367.2827 | 342.2159 | 367.2827
7350 | 333.7285 | 362.8097 | 333.7285 | 362.8097
7351 | 323.4497 | 351.6774 | 323.4497 | 351.6774
7352 | 319.6212 | 342.1352 | 319.6212 | 342.1352
7353 | 330.4433 | 325.7591 | 330.4433 | 325.7591
7354 | 328.6772 | 292.8424 | 328.6772 | 292.8424
7355 | 308.8838 | 273.6105 | 308.8838 | 273.6105
7356 | 290.5941 | 266.2375 | 290.5941 | 266.2375
7357 | 275.9965 | 273.6814 | 275.9965 | 273.6814
7358 | 268.3252 | 281.8697 | 268.3252 | 281.8697
7359 | 264.1431 | 290.8374 | 264.1431 | 290.8374
7360 | 258.9425 | 319.2695 | 258.9425 | 319.2695
7361 | 252.3824 | 392.8381 | 252.3824 | 392.8381
7362 | 258.407 | 426.6288 | 258.407 | 426.6288
7363 | 277.1358 | 446.3832 | 277.1358 | 446.3832
7364 | 307.364 | 443.2448 | 307.364 | 443.2448
7365 | 323.3791 | 437.2494 | 323.3791 | 437.2494
7366 | 342.4963 | 420.024 | 342.4963 | 420.024
7367 | 372.1774 | 398.5349 | 372.1774 | 398.5349
7368 | 368.9066 | 371.8107 | 368.9066 | 371.8107
7369 | 348.8866 | 341.6546 | 348.8866 | 341.6546
7370 | 344.895 | 327.1679 | 344.895 | 327.1679
7371 | 344.2696 | 305.0526 | 344.2696 | 305.0526
7372 | 348.8077 | 314.7072 | 348.8077 | 314.7072
7373 | 352.0702 | 329.1194 | 352.0702 | 329.1194
7374 | 348.1669 | 322.8925 | 348.1669 | 322.8925
7375 | 335.1117 | 312.0175 | 335.1117 | 312.0175
7376 | 330.14 | 302.9546 | 330.14 | 302.9546
7377 | 340.0195 | 284.5558 | 340.0195 | 284.5558
7378 | 336.5363 | 250.0489 | 336.5363 | 250.0489
7379 | 311.6812 | 227.2158 | 311.6812 | 227.2158
7380 | 294.2414 | 214.1722 | 294.2414 | 214.1722
7381 | 278.0039 | 215.1386 | 278.0039 | 215.1386
7382 | 269.9766 | 218.65 | 269.9766 | 218.65
7383 | 266.9527 | 224.5543 | 266.9527 | 224.5543
7384 | 261.7981 | 252.6356 | 261.7981 | 252.6356
7385 | 254.7533 | 328.7999 | 254.7533 | 328.7999
7386 | 263.1046 | 359.5973 | 263.1046 | 359.5973
7387 | 284.198 | 368.6066 | 284.198 | 368.6066
7388 | 319.8503 | 358.6984 | 319.8503 | 358.6984
7389 | 341.9446 | 355.4625 | 341.9446 | 355.4625
7390 | 352.5548 | 346.7724 | 352.5548 | 346.7724
7391 | 381.097 | 338.4486 | 381.097 | 338.4486
7392 | 375.4719 | 326.7256 | 375.4719 | 326.7256
7393 | 355.1476 | 314.1546 | 355.1476 | 314.1546
7394 | 350.869 | 317.9194 | 350.869 | 317.9194
7395 | 353.1197 | 311.4483 | 353.1197 | 311.4483
7396 | 354.6844 | 333.4147 | 354.6844 | 333.4147
7397 | 362.5375 | 355.6022 | 362.5375 | 355.6022
7398 | 356.4119 | 351.1876 | 356.4119 | 351.1876
7399 | 338.3846 | 340.8154 | 338.3846 | 340.8154
7400 | 334.6495 | 332.1851 | 334.6495 | 332.1851
7401 | 341.4687 | 314.9672 | 341.4687 | 314.9672
7402 | 335.7677 | 280.3084 | 335.7677 | 280.3084
7403 | 311.8717 | 257.9546 | 311.8717 | 257.9546
7404 | 294.53 | 244.7823 | 294.53 | 244.7823
7405 | 281.9719 | 244.6848 | 281.9719 | 244.6848
7406 | 274.0887 | 246.6177 | 274.0887 | 246.6177
7407 | 268.0052 | 252.1947 | 268.0052 | 252.1947
7408 | 262.4298 | 280.7437 | 262.4298 | 280.7437
7409 | 255.8944 | 356.4871 | 255.8944 | 356.4871
7410 | 265.3741 | 386.0802 | 265.3741 | 386.0802
7411 | 286.1785 | 392.2716 | 286.1785 | 392.2716
7412 | 321.3197 | 378.014 | 321.3197 | 378.014
7413 | 343.8625 | 368.0784 | 343.8625 | 368.0784
7414 | 360.3353 | 354.2554 | 360.3353 | 354.2554
7415 | 386.0154 | 342.4707 | 386.0154 | 342.4707
7416 | 382.8777 | 328.9237 | 382.8777 | 328.9237
7417 | 358.3889 | 315.2186 | 358.3889 | 315.2186
7418 | 356.065 | 318.2234 | 356.065 | 318.2234
7419 | 354.0447 | 311.8809 | 354.0447 | 311.8809
7420 | 354.1123 | 334.4904 | 354.1123 | 334.4904
7421 | 360.3752 | 357.1924 | 360.3752 | 357.1924
7422 | 356.5253 | 354.2627 | 356.5253 | 354.2627
7423 | 338.8742 | 344.9778 | 338.8742 | 344.9778
7424 | 332.2211 | 337.7038 | 332.2211 | 337.7038
7425 | 339.5934 | 324.9991 | 339.5934 | 324.9991
7426 | 336.1972 | 295.1809 | 336.1972 | 295.1809
7427 | 314.7245 | 277.8899 | 314.7245 | 277.8899
7428 | 292.4035 | 270.3064 | 292.4035 | 270.3064
7429 | 279.0908 | 276.2186 | 279.0908 | 276.2186
7430 | 273.3247 | 283.0623 | 273.3247 | 283.0623
7431 | 268.4282 | 291.0596 | 268.4282 | 291.0596
7432 | 262.833 | 321.3039 | 262.833 | 321.3039
7433 | 257.9084 | 399.491 | 257.9084 | 399.491
7434 | 266.8084 | 431.3407 | 266.8084 | 431.3407
7435 | 287.0052 | 439.0405 | 287.0052 | 439.0405
7436 | 320.5904 | 426.2326 | 320.5904 | 426.2326
7437 | 343.3777 | 418.425 | 343.3777 | 418.425
7438 | 360.0991 | 405.1165 | 360.0991 | 405.1165
7439 | 381.7667 | 389.5903 | 381.7667 | 389.5903
7440 | 375.1403 | 372.9565 | 375.1403 | 372.9565
7441 | 351.2254 | 354.9019 | 351.2254 | 354.9019
7442 | 349.5936 | 351.8151 | 349.5936 | 351.8151
7443 | 353.0073 | 339.8837 | 353.0073 | 339.8837
7444 | 353.7568 | 357.6293 | 353.7568 | 357.6293
7445 | 354.6294 | 376.1688 | 354.6294 | 376.1688
7446 | 355.7323 | 369.1235 | 355.7323 | 369.1235
7447 | 337.2074 | 355.5826 | 337.2074 | 355.5826
7448 | 330.6214 | 344.0059 | 330.6214 | 344.0059
7449 | 337.1899 | 324.6718 | 337.1899 | 324.6718
7450 | 333.7344 | 287.8732 | 333.7344 | 287.8732
7451 | 315.2594 | 265.6481 | 315.2594 | 265.6481
7452 | 295.3993 | 256.077 | 295.3993 | 256.077
7453 | 281.5955 | 257.6748 | 281.5955 | 257.6748
7454 | 274.0493 | 261.6773 | 274.0493 | 261.6773
7455 | 269.1319 | 270.5982 | 269.1319 | 270.5982
7456 | 261.6416 | 303.2745 | 261.6416 | 303.2745
7457 | 257.1779 | 384.3379 | 257.1779 | 384.3379
7458 | 261.4363 | 421.6362 | 261.4363 | 421.6362
7459 | 278.9283 | 435.8836 | 278.9283 | 435.8836
7460 | 306.1452 | 428.3723 | 306.1452 | 428.3723
7461 | 328.1127 | 422.1899 | 328.1127 | 422.1899
7462 | 345.6198 | 408.0629 | 345.6198 | 408.0629
7463 | 370.1479 | 386.6322 | 370.1479 | 386.6322
7464 | 366.8158 | 361.2059 | 366.8158 | 361.2059
7465 | 347.2145 | 332.2541 | 347.2145 | 332.2541
7466 | 344.4384 | 322.8301 | 344.4384 | 322.8301
7467 | 345.2664 | 306.5492 | 345.2664 | 306.5492
7468 | 346.3973 | 319.5945 | 346.3973 | 319.5945
7469 | 349.9352 | 335.5384 | 349.9352 | 335.5384
7470 | 344.585 | 328.7386 | 344.585 | 328.7386
7471 | 330.9927 | 316.6826 | 330.9927 | 316.6826
7472 | 322.7973 | 306.7312 | 322.7973 | 306.7312
7473 | 329.761 | 288.8702 | 329.761 | 288.8702
7474 | 333.4596 | 253.2175 | 333.4596 | 253.2175
7475 | 317.5532 | 230.1857 | 317.5532 | 230.1857
7476 | 298.7187 | 216.4171 | 298.7187 | 216.4171
7477 | 282.7269 | 215.618 | 282.7269 | 215.618
7478 | 274.552 | 217.8432 | 274.552 | 217.8432
7479 | 268.6727 | 221.07 | 268.6727 | 221.07
7480 | 260.2595 | 244.3341 | 260.2595 | 244.3341
7481 | 254.1391 | 314.4653 | 254.1391 | 314.4653
7482 | 258.4946 | 339.5803 | 258.4946 | 339.5803
7483 | 272.5215 | 341.4924 | 272.5215 | 341.4924
7484 | 294.6434 | 325.5627 | 294.6434 | 325.5627
7485 | 313.6122 | 317.4044 | 313.6122 | 317.4044
7486 | 329.3011 | 308.2232 | 329.3011 | 308.2232
7487 | 352.7924 | 300.905 | 352.7924 | 300.905
7488 | 352.6012 | 292.5259 | 352.6012 | 292.5259
7489 | 340.0458 | 283.1001 | 340.0458 | 283.1001
7490 | 337.0027 | 288.3849 | 337.0027 | 288.3849
7491 | 337.4444 | 282.1359 | 337.4444 | 282.1359
7492 | 340.2045 | 303.015 | 340.2045 | 303.015
7493 | 343.7525 | 324.1736 | 343.7525 | 324.1736
7494 | 339.9403 | 319.8525 | 339.9403 | 319.8525
7495 | 328.85 | 309.4919 | 328.85 | 309.4919
7496 | 324.1604 | 301.0488 | 324.1604 | 301.0488
7497 | 329.6284 | 285.2106 | 329.6284 | 285.2106
7498 | 332.1279 | 251.9665 | 332.1279 | 251.9665
7499 | 316.9762 | 230.817 | 316.9762 | 230.817
7500 | 297.3573 | 218.5918 | 297.3573 | 218.5918
7501 | 283.5256 | 218.4942 | 283.5256 | 218.4942
7502 | 276.271 | 220.5324 | 276.271 | 220.5324
7503 | 273.1772 | 225.0922 | 273.1772 | 225.0922
7504 | 261.357 | 252.3901 | 261.357 | 252.3901
7505 | 256.3026 | 327.4436 | 256.3026 | 327.4436
7506 | 261.1782 | 356.1715 | 261.1782 | 356.1715
7507 | 274.2988 | 361.6498 | 274.2988 | 361.6498
7508 | 297.0649 | 347.357 | 297.0649 | 347.357
7509 | 314.689 | 339.3155 | 314.689 | 339.3155
7510 | 330.6946 | 330.415 | 330.6946 | 330.415
7511 | 355.9755 | 325.0494 | 355.9755 | 325.0494
7512 | 355.7201 | 318.7398 | 355.7201 | 318.7398
7513 | 340.6316 | 312.1084 | 340.6316 | 312.1084
7514 | 337.0357 | 320.6904 | 337.0357 | 320.6904
7515 | 333.1565 | 316.1485 | 333.1565 | 316.1485
7516 | 334.311 | 337.4251 | 334.311 | 337.4251
7517 | 339.3611 | 357.5665 | 339.3611 | 357.5665
7518 | 332.5803 | 351.4449 | 332.5803 | 351.4449
7519 | 317.9829 | 339.5877 | 317.9829 | 339.5877
7520 | 315.2984 | 329.8584 | 315.2984 | 329.8584
7521 | 322.2264 | 312.1026 | 322.2264 | 312.1026
7522 | 326.0756 | 276.3213 | 326.0756 | 276.3213
7523 | 312.4078 | 252.8802 | 312.4078 | 252.8802
7524 | 292.8997 | 241.2162 | 292.8997 | 241.2162
7525 | 279.1629 | 242.7205 | 279.1629 | 242.7205
7526 | 271.2148 | 245.4836 | 271.2148 | 245.4836
7527 | 264.7459 | 252.4051 | 264.7459 | 252.4051
7528 | 256.0211 | 284.5202 | 256.0211 | 284.5202
7529 | 250.926 | 365.5602 | 250.926 | 365.5602
7530 | 258.0388 | 397.5853 | 258.0388 | 397.5853
7531 | 276.9219 | 402.0931 | 276.9219 | 402.0931
7532 | 301.9974 | 386.444 | 301.9974 | 386.444
7533 | 321.4867 | 377.7712 | 321.4867 | 377.7712
7534 | 337.4344 | 365.7488 | 337.4344 | 365.7488
7535 | 362.0436 | 354.4085 | 362.0436 | 354.4085
7536 | 357.1004 | 340.1131 | 357.1004 | 340.1131
7537 | 338.0949 | 324.9699 | 338.0949 | 324.9699
7538 | 339.9618 | 324.2682 | 339.9618 | 324.2682
7539 | 340.6396 | 311.8341 | 340.6396 | 311.8341
7540 | 338.56 | 325.1717 | 338.56 | 325.1717
7541 | 343.511 | 335.971 | 343.511 | 335.971
7542 | 339.4086 | 322.8691 | 339.4086 | 322.8691
7543 | 323.8536 | 306.335 | 323.8536 | 306.335
7544 | 319 | 292.5018 | 319 | 292.5018
7545 | 323.309 | 271.823 | 323.309 | 271.823
7546 | 327.1853 | 237.8189 | 327.1853 | 237.8189
7547 | 310.7338 | 220.8319 | 310.7338 | 220.8319
7548 | 289.6679 | 214.4878 | 289.6679 | 214.4878
7549 | 275.3548 | 215.7232 | 275.3548 | 215.7232
7550 | 267.1393 | 214.242 | 267.1393 | 214.242
7551 | 263.8451 | 213.9962 | 263.8451 | 213.9962
7552 | 252.6808 | 234.9453 | 252.6808 | 234.9453
7553 | 250.6436 | 304.5971 | 250.6436 | 304.5971
7554 | 257.5384 | 332.109 | 257.5384 | 332.109
7555 | 280.7774 | 338.5109 | 280.7774 | 338.5109
7556 | 313.7348 | 329.2692 | 313.7348 | 329.2692
7557 | 337.643 | 322.8062 | 337.643 | 322.8062
7558 | 355.5498 | 311.7659 | 355.5498 | 311.7659
7559 | 381.0355 | 303.5474 | 381.0355 | 303.5474
7560 | 374.5185 | 294.7474 | 374.5185 | 294.7474
7561 | 352.1049 | 285.2514 | 352.1049 | 285.2514
7562 | 348.5095 | 288.7824 | 348.5095 | 288.7824
7563 | 351.6962 | 279.6688 | 351.6962 | 279.6688
7564 | 352.5343 | 297.391 | 352.5343 | 297.391
7565 | 358.4017 | 314.9251 | 358.4017 | 314.9251
7566 | 351.3993 | 306.956 | 351.3993 | 306.956
7567 | 332.7049 | 294.561 | 332.7049 | 294.561
7568 | 325.6683 | 286.527 | 325.6683 | 286.527
7569 | 331.8372 | 270.3615 | 331.8372 | 270.3615
7570 | 331.5228 | 235.8312 | 331.5228 | 235.8312
7571 | 313.5127 | 213.8984 | 313.5127 | 213.8984
7572 | 290.8618 | 201.9421 | 290.8618 | 201.9421
7573 | 276.654 | 202.663 | 276.654 | 202.663
7574 | 270.6057 | 204.8064 | 270.6057 | 204.8064
7575 | 264.0023 | 207.7058 | 264.0023 | 207.7058
7576 | 255.28 | 233.1096 | 255.28 | 233.1096
7577 | 250.3954 | 307.4617 | 250.3954 | 307.4617
7578 | 260.4169 | 335.8739 | 260.4169 | 335.8739
7579 | 281.5223 | 340.3232 | 281.5223 | 340.3232
7580 | 313.9289 | 323.7621 | 313.9289 | 323.7621
7581 | 336.5684 | 309.5472 | 336.5684 | 309.5472
7582 | 353.0726 | 291.8775 | 353.0726 | 291.8775
7583 | 376.3753 | 276.8307 | 376.3753 | 276.8307
7584 | 373.7406 | 263.8098 | 373.7406 | 263.8098
7585 | 348.2894 | 250.4788 | 348.2894 | 250.4788
7586 | 347.2379 | 250.0929 | 347.2379 | 250.0929
7587 | 349.0805 | 237.8575 | 349.0805 | 237.8575
7588 | 350.4625 | 251.4173 | 350.4625 | 251.4173
7589 | 357.4159 | 262.3803 | 357.4159 | 262.3803
7590 | 354.1603 | 248.0273 | 354.1603 | 248.0273
7591 | 335.8918 | 231.9843 | 335.8918 | 231.9843
7592 | 327.3728 | 221.5768 | 327.3728 | 221.5768
7593 | 333.2292 | 208.498 | 333.2292 | 208.498
7594 | 333.6876 | 184.1166 | 333.6876 | 184.1166
7595 | 314.7161 | 176.0507 | 314.7161 | 176.0507
7596 | 296.5554 | 176.4648 | 296.5554 | 176.4648
7597 | 279.1155 | 186.9954 | 279.1155 | 186.9954
7598 | 273.6091 | 197.1714 | 273.6091 | 197.1714
7599 | 267.8216 | 206.3379 | 267.8216 | 206.3379
7600 | 258.7116 | 235.8456 | 258.7116 | 235.8456
7601 | 253.8728 | 312.2788 | 253.8728 | 312.2788
7602 | 262.508 | 343.4153 | 262.508 | 343.4153
7603 | 283.2985 | 350.8929 | 283.2985 | 350.8929
7604 | 313.12 | 339.8038 | 313.12 | 339.8038
7605 | 339.2055 | 335.5857 | 339.2055 | 335.5857
7606 | 355.3729 | 326.8138 | 355.3729 | 326.8138
7607 | 379.3654 | 320.2906 | 379.3654 | 320.2906
7608 | 373.6932 | 312.2155 | 373.6932 | 312.2155
7609 | 351.4213 | 302.1467 | 351.4213 | 302.1467
7610 | 344.8945 | 304.5084 | 344.8945 | 304.5084
7611 | 347.9172 | 295.8158 | 347.9172 | 295.8158
7612 | 348.0569 | 315.8998 | 348.0569 | 315.8998
7613 | 349.9271 | 336.275 | 349.9271 | 336.275
7614 | 345.7352 | 331.5213 | 345.7352 | 331.5213
7615 | 330.1019 | 322.3534 | 330.1019 | 322.3534
7616 | 320.155 | 315.7692 | 320.155 | 315.7692
7617 | 323.3034 | 300.5157 | 323.3034 | 300.5157
7618 | 327.3975 | 267.634 | 327.3975 | 267.634
7619 | 312.0462 | 249.431 | 312.0462 | 249.431
7620 | 294.334 | 243.7768 | 294.334 | 243.7768
7621 | 279.6373 | 251.9456 | 279.6373 | 251.9456
7622 | 269.2948 | 254.2644 | 269.2948 | 254.2644
7623 | 266.6958 | 259.7362 | 266.6958 | 259.7362
7624 | 255.5708 | 287.9344 | 255.5708 | 287.9344
7625 | 252.3322 | 364.4495 | 252.3322 | 364.4495
7626 | 259.6688 | 394.3349 | 259.6688 | 394.3349
7627 | 276.4913 | 400.7953 | 276.4913 | 400.7953
7628 | 301.9309 | 388.7942 | 301.9309 | 388.7942
7629 | 322.8884 | 384.7164 | 322.8884 | 384.7164
7630 | 339.218 | 374.9973 | 339.218 | 374.9973
7631 | 360.592 | 358.9334 | 360.592 | 358.9334
7632 | 360.4898 | 331.7064 | 360.4898 | 331.7064
7633 | 342.6443 | 302.135 | 342.6443 | 302.135
7634 | 336.1209 | 287.7418 | 336.1209 | 287.7418
7635 | 335.4975 | 265.1354 | 335.4975 | 265.1354
7636 | 336.5382 | 273.2583 | 336.5382 | 273.2583
7637 | 337.9982 | 284.9696 | 337.9982 | 284.9696
7638 | 332.6433 | 275.2585 | 332.6433 | 275.2585
7639 | 320.0717 | 262.9687 | 320.0717 | 262.9687
7640 | 312.3288 | 255.5661 | 312.3288 | 255.5661
7641 | 318.5606 | 240.3476 | 318.5606 | 240.3476
7642 | 321.628 | 206.0863 | 321.628 | 206.0863
7643 | 306.3266 | 183.9313 | 306.3266 | 183.9313
7644 | 289.1998 | 171.8698 | 289.1998 | 171.8698
7645 | 273.1145 | 173.4325 | 273.1145 | 173.4325
7646 | 264.3583 | 179.0836 | 264.3583 | 179.0836
7647 | 259.4097 | 186.8002 | 259.4097 | 186.8002
7648 | 249.2371 | 217.1848 | 249.2371 | 217.1848
7649 | 245.1382 | 295.7461 | 245.1382 | 295.7461
7650 | 249.6732 | 327.6425 | 249.6732 | 327.6425
7651 | 263.6947 | 333.5885 | 263.6947 | 333.5885
7652 | 283.5577 | 317.3899 | 283.5577 | 317.3899
7653 | 302.6803 | 304.0752 | 302.6803 | 304.0752
7654 | 319.2817 | 281.2142 | 319.2817 | 281.2142
7655 | 341.7839 | 262.3791 | 341.7839 | 262.3791
7656 | 342.8381 | 241.77 | 342.8381 | 241.77
7657 | 328.198 | 214.689 | 328.198 | 214.689
7658 | 326.5909 | 203.0785 | 326.5909 | 203.0785
7659 | 325.0127 | 185.0321 | 325.0127 | 185.0321
7660 | 328.1197 | 199.0713 | 328.1197 | 199.0713
7661 | 328.2759 | 217.7511 | 328.2759 | 217.7511
7662 | 322.1466 | 213.9095 | 322.1466 | 213.9095
7663 | 314.3966 | 205.5366 | 314.3966 | 205.5366
7664 | 309.1984 | 200.2853 | 309.1984 | 200.2853
7665 | 311.4195 | 186.7973 | 311.4195 | 186.7973
7666 | 315.912 | 157.435 | 315.912 | 157.435
7667 | 304.0643 | 142.8566 | 304.0643 | 142.8566
7668 | 288.8451 | 136.2787 | 288.8451 | 136.2787
7669 | 275.2246 | 139.8408 | 275.2246 | 139.8408
7670 | 265.4667 | 144.2993 | 265.4667 | 144.2993
7671 | 260.8102 | 150.9402 | 260.8102 | 150.9402
7672 | 250.4282 | 181.4885 | 250.4282 | 181.4885
7673 | 244.8311 | 260.763 | 244.8311 | 260.763
7674 | 249.0313 | 294.0508 | 249.0313 | 294.0508
7675 | 258.3882 | 304.0072 | 258.3882 | 304.0072
7676 | 275.7883 | 293.8652 | 275.7883 | 293.8652
7677 | 294.2293 | 285.508 | 294.2293 | 285.508
7678 | 314.0507 | 270.7263 | 314.0507 | 270.7263
7679 | 336.3453 | 258.9416 | 336.3453 | 258.9416
7680 | 338.2946 | 242.2728 | 338.2946 | 242.2728
7681 | 328.0575 | 222.6981 | 328.0575 | 222.6981
7682 | 324.6461 | 217.3547 | 324.6461 | 217.3547
7683 | 321.3123 | 204.7101 | 321.3123 | 204.7101
7684 | 322.9853 | 222.5726 | 322.9853 | 222.5726
7685 | 329.0819 | 242.1294 | 329.0819 | 242.1294
7686 | 322.0126 | 237.5745 | 322.0126 | 237.5745
7687 | 312.3611 | 228.0674 | 312.3611 | 228.0674
7688 | 307.2326 | 220.6882 | 307.2326 | 220.6882
7689 | 312.9208 | 205.5633 | 312.9208 | 205.5633
7690 | 317.1452 | 172.9856 | 317.1452 | 172.9856
7691 | 304.3204 | 156.1038 | 304.3204 | 156.1038
7692 | 285.4759 | 157.6871 | 285.4759 | 157.6871
7693 | 271.475 | 169.8897 | 271.475 | 169.8897
7694 | 263.6639 | 177.4817 | 263.6639 | 177.4817
7695 | 256.9816 | 183.4211 | 256.9816 | 183.4211
7696 | 247.1496 | 211.0581 | 247.1496 | 211.0581
7697 | 244.8634 | 287.9941 | 244.8634 | 287.9941
7698 | 249.6355 | 319.914 | 249.6355 | 319.914
7699 | 263.1015 | 328.5257 | 263.1015 | 328.5257
7700 | 286.679 | 316.2908 | 286.679 | 316.2908
7701 | 302.5822 | 307.8635 | 302.5822 | 307.8635
7702 | 321.8558 | 297.5131 | 321.8558 | 297.5131
7703 | 346.3941 | 290.7211 | 346.3941 | 290.7211
7704 | 346.2509 | 279.1149 | 346.2509 | 279.1149
7705 | 330.1779 | 260.8498 | 330.1779 | 260.8498
7706 | 324.6436 | 254.8984 | 324.6436 | 254.8984
7707 | 330.775 | 234.9111 | 330.775 | 234.9111
7708 | 331.6315 | 242.0635 | 331.6315 | 242.0635
7709 | 335.354 | 252.173 | 335.354 | 252.173
7710 | 328.6427 | 242.7541 | 328.6427 | 242.7541
7711 | 317.2687 | 231.1308 | 317.2687 | 231.1308
7712 | 312.0426 | 222.4655 | 312.0426 | 222.4655
7713 | 314.0135 | 207.5626 | 314.0135 | 207.5626
7714 | 320.6432 | 176.4933 | 320.6432 | 176.4933
7715 | 306.0072 | 160.8041 | 306.0072 | 160.8041
7716 | 287.0007 | 159.0551 | 287.0007 | 159.0551
7717 | 271.3896 | 168.2528 | 271.3896 | 168.2528
7718 | 264.0384 | 174.9445 | 264.0384 | 174.9445
7719 | 256.0132 | 179.7147 | 256.0132 | 179.7147
7720 | 246.6828 | 205.7265 | 246.6828 | 205.7265
7721 | 244.3921 | 279.6225 | 244.3921 | 279.6225
7722 | 249.3651 | 307.7658 | 249.3651 | 307.7658
7723 | 269.0971 | 312.2034 | 269.0971 | 312.2034
7724 | 299.5526 | 297.9808 | 299.5526 | 297.9808
7725 | 319.1798 | 288.6766 | 319.1798 | 288.6766
7726 | 338.2815 | 275.485 | 338.2815 | 275.485
7727 | 365.7991 | 260.3564 | 365.7991 | 260.3564
7728 | 362.8394 | 239.8525 | 362.8394 | 239.8525
7729 | 342.5392 | 216.1154 | 342.5392 | 216.1154
7730 | 338.3506 | 207.545 | 338.3506 | 207.545
7731 | 340.6287 | 190.8315 | 340.6287 | 190.8315
7732 | 343.6364 | 210.1555 | 343.6364 | 210.1555
7733 | 346.4466 | 233.6175 | 346.4466 | 233.6175
7734 | 342.8216 | 230.9801 | 342.8216 | 230.9801
7735 | 325.6373 | 221.6718 | 325.6373 | 221.6718
7736 | 320.5105 | 213.7548 | 320.5105 | 213.7548
7737 | 322.2117 | 197.0513 | 322.2117 | 197.0513
7738 | 323.6058 | 161.3402 | 323.6058 | 161.3402
7739 | 305.9767 | 141.0911 | 305.9767 | 141.0911
7740 | 286.465 | 137.0504 | 286.465 | 137.0504
7741 | 270.306 | 146.1195 | 270.306 | 146.1195
7742 | 263.2854 | 151.7589 | 263.2854 | 151.7589
7743 | 256.9255 | 157.1955 | 256.9255 | 157.1955
7744 | 248.1547 | 183.8737 | 248.1547 | 183.8737
7745 | 244.3528 | 259.9445 | 244.3528 | 259.9445
7746 | 252.4324 | 293.1973 | 252.4324 | 293.1973
7747 | 272.9781 | 304.1475 | 272.9781 | 304.1475
7748 | 309.4181 | 294.2744 | 309.4181 | 294.2744
7749 | 332.9239 | 286.3031 | 332.9239 | 286.3031
7750 | 351.0054 | 269.5337 | 351.0054 | 269.5337
7751 | 379.3551 | 255.5977 | 379.3551 | 255.5977
7752 | 375.0314 | 240.1448 | 375.0314 | 240.1448
7753 | 351.9939 | 224.3234 | 351.9939 | 224.3234
7754 | 344.094 | 225.0014 | 344.094 | 225.0014
7755 | 345.2395 | 219.1968 | 345.2395 | 219.1968
7756 | 348.1101 | 241.5724 | 348.1101 | 241.5724
7757 | 349.2837 | 263.1169 | 349.2837 | 263.1169
7758 | 343.4625 | 260.2223 | 343.4625 | 260.2223
7759 | 325.8482 | 252.7847 | 325.8482 | 252.7847
7760 | 314.7206 | 247.1828 | 314.7206 | 247.1828
7761 | 319.3161 | 236.6295 | 319.3161 | 236.6295
7762 | 322.4023 | 211.5465 | 322.4023 | 211.5465
7763 | 305.3837 | 201.3994 | 305.3837 | 201.3994
7764 | 284.9514 | 200.083 | 284.9514 | 200.083
7765 | 269.7123 | 206.9073 | 269.7123 | 206.9073
7766 | 262.2439 | 211.1904 | 262.2439 | 211.1904
7767 | 255.9526 | 216.0307 | 255.9526 | 216.0307
7768 | 247.1993 | 243.1766 | 247.1993 | 243.1766
7769 | 243.9632 | 319.0135 | 243.9632 | 319.0135
7770 | 250.5602 | 350.3605 | 250.5602 | 350.3605
7771 | 270.9497 | 360.4104 | 270.9497 | 360.4104
7772 | 304.592 | 350.701 | 304.592 | 350.701
7773 | 332.2521 | 342.11 | 332.2521 | 342.11
7774 | 350.6752 | 326.8021 | 350.6752 | 326.8021
7775 | 375.6949 | 310.3523 | 375.6949 | 310.3523
7776 | 373.1903 | 289.7899 | 373.1903 | 289.7899
7777 | 350.5521 | 268.707 | 350.5521 | 268.707
7778 | 347.6147 | 268.2976 | 347.6147 | 268.2976
7779 | 346.0862 | 262.0136 | 346.0862 | 262.0136
7780 | 342.9331 | 281.057 | 342.9331 | 281.057
7781 | 346.9251 | 299.9006 | 346.9251 | 299.9006
7782 | 343.9073 | 295.9303 | 343.9073 | 295.9303
7783 | 324.6447 | 287.8847 | 324.6447 | 287.8847
7784 | 313.1228 | 281.4643 | 313.1228 | 281.4643
7785 | 312.9639 | 267.9879 | 312.9639 | 267.9879
7786 | 315.7978 | 237.1057 | 315.7978 | 237.1057
7787 | 303.7643 | 218.8442 | 303.7643 | 218.8442
7788 | 285.0706 | 210.758 | 285.0706 | 210.758
7789 | 269.1931 | 214.3786 | 269.1931 | 214.3786
7790 | 261.4309 | 218.5564 | 261.4309 | 218.5564
7791 | 254.6511 | 225.174 | 254.6511 | 225.174
7792 | 244.2061 | 254.8688 | 244.2061 | 254.8688
7793 | 241.1842 | 332.7285 | 241.1842 | 332.7285
7794 | 247.2729 | 364.5315 | 247.2729 | 364.5315
7795 | 263.5042 | 371.822 | 263.5042 | 371.822
7796 | 292.6096 | 358.4763 | 292.6096 | 358.4763
7797 | 314.4213 | 347.7339 | 314.4213 | 347.7339
7798 | 333.964 | 332.0402 | 333.964 | 332.0402
7799 | 358.3363 | 319.5306 | 358.3363 | 319.5306
7800 | 356.9775 | 306.1005 | 356.9775 | 306.1005
7801 | 342.0919 | 289.7997 | 342.0919 | 289.7997
7802 | 338.035 | 290.4895 | 338.035 | 290.4895
7803 | 337.5517 | 281.6331 | 337.5517 | 281.6331
7804 | 338.5026 | 301.9861 | 338.5026 | 301.9861
7805 | 340.322 | 325.1207 | 340.322 | 325.1207
7806 | 334.3284 | 324.1319 | 334.3284 | 324.1319
7807 | 320.4161 | 316.823 | 320.4161 | 316.823
7808 | 311.1968 | 311.3028 | 311.1968 | 311.3028
7809 | 311.5361 | 298.0837 | 311.5361 | 298.0837
7810 | 315.2626 | 268.394 | 315.2626 | 268.394
7811 | 303.4293 | 254.3885 | 303.4293 | 254.3885
7812 | 286.7444 | 254.0192 | 286.7444 | 254.0192
7813 | 272.4392 | 268.3732 | 272.4392 | 268.3732
7814 | 263.2295 | 280.6888 | 263.2295 | 280.6888
7815 | 255.6453 | 292.6965 | 255.6453 | 292.6965
7816 | 245.8446 | 325.2091 | 245.8446 | 325.2091
7817 | 242.3892 | 404.0042 | 242.3892 | 404.0042
7818 | 246.1223 | 435.6902 | 246.1223 | 435.6902
7819 | 258.7743 | 443.4601 | 258.7743 | 443.4601
7820 | 280.5574 | 430.4418 | 280.5574 | 430.4418
7821 | 302.596 | 418.0392 | 302.596 | 418.0392
7822 | 321.7628 | 398.8144 | 321.7628 | 398.8144
7823 | 345.3794 | 381.8501 | 345.3794 | 381.8501
7824 | 347.611 | 363.3105 | 347.611 | 363.3105
7825 | 332.1956 | 343.5722 | 332.1956 | 343.5722
7826 | 330.8504 | 337.7493 | 330.8504 | 337.7493
7827 | 330.1735 | 323.6666 | 330.1735 | 323.6666
7828 | 332.7068 | 340.8393 | 332.7068 | 340.8393
7829 | 333.2511 | 358.7474 | 333.2511 | 358.7474
7830 | 327.0517 | 352.2516 | 327.0517 | 352.2516
7831 | 313.0855 | 340.792 | 313.0855 | 340.792
7832 | 307.8261 | 331.8577 | 307.8261 | 331.8577
7833 | 309.669 | 316.6158 | 309.669 | 316.6158
7834 | 313.6922 | 284.9034 | 313.6922 | 284.9034
7835 | 301.7915 | 267.2967 | 301.7915 | 267.2967
7836 | 284.34 | 259.8536 | 284.34 | 259.8536
7837 | 269.6887 | 267.3209 | 269.6887 | 267.3209
7838 | 260.9611 | 268.1548 | 260.9611 | 268.1548
7839 | 253.4819 | 271.5336 | 253.4819 | 271.5336
7840 | 245.5565 | 298.5509 | 245.5565 | 298.5509
7841 | 241.9092 | 376.0481 | 241.9092 | 376.0481
7842 | 246.2692 | 406.0388 | 246.2692 | 406.0388
7843 | 259.7326 | 412.0548 | 259.7326 | 412.0548
7844 | 282.8364 | 395.7627 | 282.8364 | 395.7627
7845 | 302.0766 | 381.0333 | 302.0766 | 381.0333
7846 | 319.7548 | 359.1427 | 319.7548 | 359.1427
7847 | 344.6099 | 338.4252 | 344.6099 | 338.4252
7848 | 344.7241 | 317.4186 | 344.7241 | 317.4186
7849 | 331.0049 | 297.6919 | 331.0049 | 297.6919
7850 | 326.331 | 293.6113 | 326.331 | 293.6113
7851 | 327.1268 | 275.0387 | 327.1268 | 275.0387
7852 | 331.8318 | 284.1087 | 331.8318 | 284.1087
7853 | 334.7232 | 298.1701 | 334.7232 | 298.1701
7854 | 328.1019 | 287.886 | 328.1019 | 287.886
7855 | 319.4313 | 273.2929 | 319.4313 | 273.2929
7856 | 310.4254 | 261.5642 | 310.4254 | 261.5642
7857 | 311.0649 | 241.7974 | 311.0649 | 241.7974
7858 | 316.3202 | 204.5195 | 316.3202 | 204.5195
7859 | 302.5821 | 181.8033 | 302.5821 | 181.8033
7860 | 284.7363 | 171.3787 | 284.7363 | 171.3787
7861 | 269.1599 | 172.4386 | 269.1599 | 172.4386
7862 | 261.175 | 174.1495 | 261.175 | 174.1495
7863 | 253.8793 | 178.2649 | 253.8793 | 178.2649
7864 | 245.5977 | 203.8557 | 245.5977 | 203.8557
7865 | 245.4256 | 277.3425 | 245.4256 | 277.3425
7866 | 250.2021 | 304.9012 | 250.2021 | 304.9012
7867 | 267.1903 | 308.7659 | 267.1903 | 308.7659
7868 | 296.4831 | 291.1643 | 296.4831 | 291.1643
7869 | 316.0206 | 278.6798 | 316.0206 | 278.6798
7870 | 335.1412 | 264.3189 | 335.1412 | 264.3189
7871 | 362.0449 | 252.8968 | 362.0449 | 252.8968
7872 | 358.0582 | 237.7362 | 358.0582 | 237.7362
7873 | 338.4916 | 219.6465 | 338.4916 | 219.6465
7874 | 332.3425 | 223.7153 | 332.3425 | 223.7153
7875 | 335.786 | 221.4651 | 335.786 | 221.4651
7876 | 337.6052 | 252.3293 | 337.6052 | 252.3293
7877 | 344.1114 | 293.236 | 344.1114 | 293.236
7878 | 335.8531 | 305.1437 | 335.8531 | 305.1437
7879 | 321.3586 | 303.9849 | 321.3586 | 303.9849
7880 | 311.6401 | 302.3115 | 311.6401 | 302.3115
7881 | 314.8478 | 290.0161 | 314.8478 | 290.0161
7882 | 319.984 | 259.4027 | 319.984 | 259.4027
7883 | 306.9276 | 240.4865 | 306.9276 | 240.4865
7884 | 284.8031 | 229.8163 | 284.8031 | 229.8163
7885 | 269.3758 | 230.5489 | 269.3758 | 230.5489
7886 | 260.7761 | 233.0782 | 260.7761 | 233.0782
7887 | 253.2313 | 239.041 | 253.2313 | 239.041
7888 | 244.0888 | 268.7592 | 244.0888 | 268.7592
7889 | 243.8497 | 346.7942 | 243.8497 | 346.7942
7890 | 249.6361 | 379.6612 | 249.6361 | 379.6612
7891 | 271.0627 | 388.8575 | 271.0627 | 388.8575
7892 | 304.4468 | 377.3826 | 304.4468 | 377.3826
7893 | 327.5323 | 369.7854 | 327.5323 | 369.7854
7894 | 346.2547 | 359.1661 | 346.2547 | 359.1661
7895 | 373.9008 | 350.6787 | 373.9008 | 350.6787
7896 | 367.6252 | 340.5107 | 367.6252 | 340.5107
7897 | 344.6051 | 329.0972 | 344.6051 | 329.0972
7898 | 339.7701 | 331.0146 | 339.7701 | 331.0146
7899 | 342.9747 | 322.0531 | 342.9747 | 322.0531
7900 | 343.9174 | 340.6639 | 343.9174 | 340.6639
7901 | 348.8607 | 359.2502 | 348.8607 | 359.2502
7902 | 340.5318 | 352.2166 | 340.5318 | 352.2166
7903 | 322.7716 | 340.0904 | 322.7716 | 340.0904
7904 | 313.0592 | 330.5014 | 313.0592 | 330.5014
7905 | 314.9781 | 314.8503 | 314.9781 | 314.8503
7906 | 318.0823 | 282.2142 | 318.0823 | 282.2142
7907 | 305.0354 | 263.5552 | 305.0354 | 263.5552
7908 | 283.2839 | 257.8192 | 283.2839 | 257.8192
7909 | 267.4053 | 268.8058 | 267.4053 | 268.8058
7910 | 259.9154 | 278.175 | 259.9154 | 278.175
7911 | 251.5781 | 285.4239 | 251.5781 | 285.4239
7912 | 243.9425 | 313.2012 | 243.9425 | 313.2012
7913 | 241.5922 | 386.6296 | 241.5922 | 386.6296
7914 | 248.538 | 412.9021 | 248.538 | 412.9021
7915 | 269.9886 | 412.9551 | 269.9886 | 412.9551
7916 | 305.1753 | 389.3905 | 305.1753 | 389.3905
7917 | 330.0105 | 365.7984 | 330.0105 | 365.7984
7918 | 349.2662 | 338.8567 | 349.2662 | 338.8567
7919 | 377.435 | 317.6365 | 377.435 | 317.6365
7920 | 369.4251 | 296.3375 | 369.4251 | 296.3375
7921 | 346.6962 | 273.9217 | 346.6962 | 273.9217
7922 | 346.6576 | 268.9407 | 346.6576 | 268.9407
7923 | 347.7244 | 255.8401 | 347.7244 | 255.8401
7924 | 348.3709 | 272.0072 | 348.3709 | 272.0072
7925 | 352.8894 | 288.5474 | 352.8894 | 288.5474
7926 | 346.363 | 281.3033 | 346.363 | 281.3033
7927 | 328.9777 | 270.2529 | 328.9777 | 270.2529
7928 | 318.7928 | 262.2774 | 318.7928 | 262.2774
7929 | 319.6507 | 247.3512 | 319.6507 | 247.3512
7930 | 324.1769 | 214.984 | 324.1769 | 214.984
7931 | 307.1922 | 194.8284 | 307.1922 | 194.8284
7932 | 287.6653 | 184.7078 | 287.6653 | 184.7078
7933 | 271.7422 | 187.5333 | 271.7422 | 187.5333
7934 | 261.9474 | 191.3838 | 261.9474 | 191.3838
7935 | 255.1499 | 196.9841 | 255.1499 | 196.9841
7936 | 245.566 | 225.8838 | 245.566 | 225.8838
7937 | 244.7937 | 304.0826 | 244.7937 | 304.0826
7938 | 251.718 | 338.5046 | 251.718 | 338.5046
7939 | 271.5852 | 352.3194 | 271.5852 | 352.3194
7940 | 306.4487 | 343.9779 | 306.4487 | 343.9779
7941 | 330.6419 | 338.6023 | 330.6419 | 338.6023
7942 | 345.423 | 327.7258 | 345.423 | 327.7258
7943 | 373.8813 | 317.7885 | 373.8813 | 317.7885
7944 | 369.7663 | 306.1707 | 369.7663 | 306.1707
7945 | 346.2125 | 293.9855 | 346.2125 | 293.9855
7946 | 341.6893 | 294.8506 | 341.6893 | 294.8506
7947 | 343.4127 | 284.0183 | 343.4127 | 284.0183
7948 | 342.1119 | 300.3608 | 342.1119 | 300.3608
7949 | 345.872 | 319.8709 | 345.872 | 319.8709
7950 | 338.8906 | 319.2796 | 338.8906 | 319.2796
7951 | 322.6968 | 313.7011 | 322.6968 | 313.7011
7952 | 312.2634 | 309.5841 | 312.2634 | 309.5841
7953 | 314.8635 | 300.6209 | 314.8635 | 300.6209
7954 | 318.2833 | 272.9189 | 318.2833 | 272.9189
7955 | 307.3607 | 255.1368 | 307.3607 | 255.1368
7956 | 287.4281 | 245.367 | 287.4281 | 245.367
7957 | 271.1555 | 247.5377 | 271.1555 | 247.5377
7958 | 261.0301 | 251.0842 | 261.0301 | 251.0842
7959 | 252.68 | 255.3282 | 252.68 | 255.3282
7960 | 242.6173 | 281.831 | 242.6173 | 281.831
7961 | 240.5643 | 358.3695 | 240.5643 | 358.3695
7962 | 245.8202 | 391.3534 | 245.8202 | 391.3534
7963 | 261.6649 | 400.0002 | 261.6649 | 400.0002
7964 | 291.1063 | 385.6256 | 291.1063 | 385.6256
7965 | 315.2341 | 375.1872 | 315.2341 | 375.1872
7966 | 334.6068 | 360.4522 | 334.6068 | 360.4522
7967 | 360.9526 | 347.6036 | 360.9526 | 347.6036
7968 | 354.2908 | 333.4603 | 354.2908 | 333.4603
7969 | 337.0858 | 317.0425 | 337.0858 | 317.0425
7970 | 333.9522 | 315.0314 | 333.9522 | 315.0314
7971 | 335.3057 | 303.4976 | 335.3057 | 303.4976
7972 | 335.7227 | 320.717 | 335.7227 | 320.717
7973 | 339.1225 | 338.2627 | 339.1225 | 338.2627
7974 | 333.7101 | 329.3466 | 333.7101 | 329.3466
7975 | 320.9542 | 312.5904 | 320.9542 | 312.5904
7976 | 311.1754 | 301.9491 | 311.1754 | 301.9491
7977 | 307.0344 | 284.965 | 307.0344 | 284.965
7978 | 311.4718 | 252.0483 | 311.4718 | 252.0483
7979 | 302.8963 | 232.8164 | 302.8963 | 232.8164
7980 | 284.7009 | 226.028 | 284.7009 | 226.028
7981 | 269.0873 | 235.6935 | 269.0873 | 235.6935
7982 | 259.8196 | 241.9175 | 259.8196 | 241.9175
7983 | 251.8912 | 249.3769 | 251.8912 | 249.3769
7984 | 241.275 | 280.124 | 241.275 | 280.124
7985 | 239.2194 | 357.9486 | 239.2194 | 357.9486
7986 | 243.411 | 387.7288 | 243.411 | 387.7288
7987 | 254.7035 | 393.9787 | 254.7035 | 393.9787
7988 | 276.9248 | 381.241 | 276.9248 | 381.241
7989 | 297.3931 | 371.5393 | 297.3931 | 371.5393
7990 | 317.0291 | 356.2314 | 317.0291 | 356.2314
7991 | 344.9953 | 340.1674 | 344.9953 | 340.1674
7992 | 345.6861 | 321.1367 | 345.6861 | 321.1367
7993 | 332.1725 | 302.0882 | 332.1725 | 302.0882
7994 | 328.658 | 299.4808 | 328.658 | 299.4808
7995 | 327.9981 | 285.1291 | 327.9981 | 285.1291
7996 | 330.658 | 299.671 | 330.658 | 299.671
7997 | 332.8492 | 315.7084 | 332.8492 | 315.7084
7998 | 323.7179 | 307.2834 | 323.7179 | 307.2834
7999 | 313.2873 | 295.3911 | 313.2873 | 295.3911
8000 | 306.2023 | 286.8778 | 306.2023 | 286.8778
8001 | 306.0415 | 272.7817 | 306.0415 | 272.7817
8002 | 309.453 | 242.3789 | 309.453 | 242.3789
8003 | 299.7664 | 224.8774 | 299.7664 | 224.8774
8004 | 283.9541 | 49.3623 | 283.9541 | 49.3623
8005 | 266.0358 | 41.5477 | 266.0358 | 41.5477
8006 | 257.0872 | 46.1541 | 257.0872 | 46.1541
8007 | 249.3783 | 51.478 | 249.3783 | 51.478
8008 | 239.2054 | 69.722 | 239.2054 | 69.722
8009 | 236.554 | 142.8015 | 236.554 | 142.8015
8010 | 240.1084 | 173.5234 | 240.1084 | 173.5234
8011 | 252.5456 | 174.5154 | 252.5456 | 174.5154
8012 | 274.8085 | 158.4809 | 274.8085 | 158.4809
8013 | 295.7297 | 148.5817 | 295.7297 | 148.5817
8014 | 314.2639 | 139.3444 | 314.2639 | 139.3444
8015 | 339.5529 | 130.0678 | 339.5529 | 130.0678
8016 | 339.4703 | 120.519 | 339.4703 | 120.519
8017 | 326.5716 | 110.3667 | 326.5716 | 110.3667
8018 | 324.5313 | 110.3325 | 324.5313 | 110.3325
8019 | 323.0382 | 104.8082 | 323.0382 | 104.8082
8020 | 326.3318 | 128.356 | 326.3318 | 128.356
8021 | 329.2245 | 147.8342 | 329.2245 | 147.8342
8022 | 321.6974 | 142.2301 | 321.6974 | 142.2301
8023 | 310.5681 | 132.6482 | 310.5681 | 132.6482
8024 | 301.8284 | 124.8718 | 301.8284 | 124.8718
8025 | 302.9714 | 109.0374 | 302.9714 | 109.0374
8026 | 306.4446 | 74.4072 | 306.4446 | 74.4072
8027 | 299.1923 | 55.7589 | 299.1923 | 55.7589
8028 | 281.2433 | 45.2349 | 281.2433 | 45.2349
8029 | 267.2252 | 38.0836 | 267.2252 | 38.0836
8030 | 258.2213 | 43.0557 | 258.2213 | 43.0557
8031 | 250.1508 | 48.4099 | 250.1508 | 48.4099
8032 | 239.6563 | 66.7241 | 239.6563 | 66.7241
8033 | 237.6867 | 139.9343 | 237.6867 | 139.9343
8034 | 243.0128 | 170.6031 | 243.0128 | 170.6031
8035 | 256.8575 | 171.58 | 256.8575 | 171.58
8036 | 285.4518 | 155.625 | 285.4518 | 155.625
8037 | 304.4098 | 145.8698 | 304.4098 | 145.8698
8038 | 324.2872 | 136.7463 | 324.2872 | 136.7463
8039 | 350.7192 | 127.7103 | 350.7192 | 127.7103
8040 | 351.6143 | 118.7319 | 351.6143 | 118.7319
8041 | 332.6992 | 109.8323 | 332.6992 | 109.8323
8042 | 326.2596 | 111.1037 | 326.2596 | 111.1037
8043 | 327.6093 | 105.3236 | 327.6093 | 105.3236
8044 | 327.0215 | 127.7477 | 327.0215 | 127.7477
8045 | 330.5458 | 146.286 | 330.5458 | 146.286
8046 | 324.2675 | 139.884 | 324.2675 | 139.884
8047 | 309.1956 | 129.7715 | 309.1956 | 129.7715
8048 | 302.8613 | 121.6787 | 302.8613 | 121.6787
8049 | 303.5028 | 105.8139 | 303.5028 | 105.8139
8050 | 308.2276 | 71.2728 | 308.2276 | 71.2728
8051 | 300.6709 | 52.3441 | 300.6709 | 52.3441
8052 | 281.042 | 41.5263 | 281.042 | 41.5263
8053 | 264.4108 | 34.5853 | 264.4108 | 34.5853
8054 | 254.37 | 39.7848 | 254.37 | 39.7848
8055 | 245.2851 | 45.6886 | 245.2851 | 45.6886
8056 | 236.3019 | 64.8101 | 236.3019 | 64.8101
8057 | 236.7455 | 138.8579 | 236.7455 | 138.8579
8058 | 241.841 | 170.6505 | 241.841 | 170.6505
8059 | 261.2755 | 172.3702 | 261.2755 | 172.3702
8060 | 295.6346 | 156.8625 | 295.6346 | 156.8625
8061 | 323.5313 | 147.1793 | 323.5313 | 147.1793
8062 | 339.7279 | 137.2864 | 339.7279 | 137.2864
8063 | 367.1722 | 126.7079 | 367.1722 | 126.7079
8064 | 365.2144 | 116.1395 | 365.2144 | 116.1395
8065 | 339.8626 | 105.4111 | 339.8626 | 105.4111
8066 | 334.7605 | 105.3182 | 334.7605 | 105.3182
8067 | 339.7534 | 99.8223 | 339.7534 | 99.8223
8068 | 338.86 | 123.5994 | 338.86 | 123.5994
8069 | 343.4204 | 143.957 | 343.4204 | 143.957
8070 | 338.0551 | 139.1089 | 338.0551 | 139.1089
8071 | 321.3868 | 130.1695 | 321.3868 | 130.1695
8072 | 313.9867 | 122.2946 | 313.9867 | 122.2946
8073 | 311.608 | 106.1361 | 311.608 | 106.1361
8074 | 312.941 | 71.2936 | 312.941 | 71.2936
8075 | 298.1922 | 52.2815 | 298.1922 | 52.2815
8076 | 277.6408 | 41.1113 | 277.6408 | 41.1113
8077 | 262.4894 | 33.0068 | 262.4894 | 33.0068
8078 | 254.3058 | 37.3345 | 254.3058 | 37.3345
8079 | 246.7118 | 42.4936 | 246.7118 | 42.4936
8080 | 238.2551 | 60.7736 | 238.2551 | 60.7736
8081 | 238.3912 | 134.1961 | 238.3912 | 134.1961
8082 | 243.3149 | 165.7537 | 243.3149 | 165.7537
8083 | 263.7295 | 168.0514 | 263.7295 | 168.0514
8084 | 300.3838 | 153.4154 | 300.3838 | 153.4154
8085 | 326.0162 | 144.4713 | 326.0162 | 144.4713
8086 | 344.1663 | 135.2682 | 344.1663 | 135.2682
8087 | 374.4012 | 125.8627 | 374.4012 | 125.8627
8088 | 368.3837 | 116.3499 | 368.3837 | 116.3499
8089 | 347.4386 | 106.9044 | 347.4386 | 106.9044
8090 | 343.4561 | 107.9466 | 343.4561 | 107.9466
8091 | 346.2113 | 103.3358 | 346.2113 | 103.3358
8092 | 348.1375 | 127.327 | 348.1375 | 127.327
8093 | 351.4533 | 147.1444 | 351.4533 | 147.1444
8094 | 345.1176 | 141.7468 | 345.1176 | 141.7468
8095 | 325.997 | 132.3923 | 325.997 | 132.3923
8096 | 314.9234 | 124.8889 | 314.9234 | 124.8889
8097 | 312.5914 | 109.532 | 312.5914 | 109.532
8098 | 314.5682 | 75.3414 | 314.5682 | 75.3414
8099 | 301.194 | 56.5454 | 301.194 | 56.5454
8100 | 281.7759 | 45.3353 | 281.7759 | 45.3353
8101 | 266.105 | 37.21 | 266.105 | 37.21
8102 | 256.4937 | 41.8713 | 256.4937 | 41.8713
8103 | 246.808 | 47.7372 | 246.808 | 47.7372
8104 | 238.6662 | 66.8397 | 238.6662 | 66.8397
8105 | 239.2972 | 140.9785 | 239.2972 | 140.9785
8106 | 246.7723 | 172.6062 | 246.7723 | 172.6062
8107 | 266.6439 | 174.4339 | 266.6439 | 174.4339
8108 | 301.7594 | 159.0001 | 301.7594 | 159.0001
8109 | 324.9274 | 149.4553 | 324.9274 | 149.4553
8110 | 343.7356 | 140.4473 | 343.7356 | 140.4473
8111 | 369.2871 | 131.3412 | 369.2871 | 131.3412
8112 | 365.7304 | 122.2586 | 365.7304 | 122.2586
8113 | 344.813 | 112.9193 | 344.813 | 112.9193
8114 | 338.2628 | 113.9217 | 338.2628 | 113.9217
8115 | 342.1872 | 108.9849 | 342.1872 | 108.9849
8116 | 343.1914 | 132.652 | 343.1914 | 132.652
8117 | 345.2975 | 152.28 | 345.2975 | 152.28
8118 | 340.0474 | 146.7592 | 340.0474 | 146.7592
8119 | 322.1245 | 137.1205 | 322.1245 | 137.1205
8120 | 310.5433 | 129.1811 | 310.5433 | 129.1811
8121 | 309.4822 | 113.0454 | 309.4822 | 113.0454
8122 | 315.193 | 78.0892 | 315.193 | 78.0892
8123 | 303.6476 | 58.9995 | 303.6476 | 58.9995
8124 | 284.7988 | 48.0017 | 284.7988 | 48.0017
8125 | 268.8562 | 40.1662 | 268.8562 | 40.1662
8126 | 257.1869 | 44.8237 | 257.1869 | 44.8237
8127 | 247.6609 | 50.1363 | 247.6609 | 50.1363
8128 | 237.9258 | 68.5092 | 237.9258 | 68.5092
8129 | 238.2082 | 141.8237 | 238.2082 | 141.8237
8130 | 243.8073 | 172.9227 | 243.8073 | 172.9227
8131 | 259.2768 | 174.36 | 259.2768 | 174.36
8132 | 285.5436 | 158.6419 | 285.5436 | 158.6419
8133 | 313.04 | 149.1577 | 313.04 | 149.1577
8134 | 331.1293 | 140.1991 | 331.1293 | 140.1991
8135 | 356.0933 | 131.4398 | 356.0933 | 131.4398
8136 | 352.9493 | 122.7134 | 352.9493 | 122.7134
8137 | 336.2403 | 113.8573 | 336.2403 | 113.8573
8138 | 332.2603 | 115.3391 | 332.2603 | 115.3391
8139 | 331.8394 | 110.9159 | 331.8394 | 110.9159
8140 | 331.1645 | 134.8446 | 331.1645 | 134.8446
8141 | 332.0646 | 154.5616 | 332.0646 | 154.5616
8142 | 325.4181 | 149.1413 | 325.4181 | 149.1413
8143 | 311.9332 | 139.5859 | 311.9332 | 139.5859
8144 | 303.9967 | 131.4855 | 303.9967 | 131.4855
8145 | 300.3336 | 115.2285 | 300.3336 | 115.2285
8146 | 305.262 | 80.2742 | 305.262 | 80.2742
8147 | 298.3939 | 61.1314 | 298.3939 | 61.1314
8148 | 283.3909 | 49.8512 | 283.3909 | 49.8512
8149 | 266.2626 | 42.0082 | 266.2626 | 42.0082
8150 | 255.0395 | 46.9822 | 255.0395 | 46.9822
8151 | 242.9001 | 52.6415 | 242.9001 | 52.6415
8152 | 235.55 | 71.1054 | 235.55 | 71.1054
8153 | 234.841 | 144.4199 | 234.841 | 144.4199
8154 | 238.0006 | 175.4298 | 238.0006 | 175.4298
8155 | 249.0182 | 176.7572 | 249.0182 | 176.7572
8156 | 270.7261 | 160.8175 | 270.7261 | 160.8175
8157 | 292.9465 | 150.5885 | 292.9465 | 150.5885
8158 | 314.3881 | 140.8509 | 314.3881 | 140.8509
8159 | 337.4539 | 131.1062 | 337.4539 | 131.1062
8160 | 340.2941 | 121.1121 | 340.2941 | 121.1121
8161 | 324.6288 | 111.4677 | 324.6288 | 111.4677
8162 | 322.4527 | 112.4492 | 322.4527 | 112.4492
8163 | 322.1668 | 107.7683 | 322.1668 | 107.7683
8164 | 322.2106 | 131.678 | 322.2106 | 131.678
8165 | 321.2057 | 151.4196 | 321.2057 | 151.4196
8166 | 314.2952 | 145.9993 | 314.2952 | 145.9993
8167 | 304.1669 | 136.696 | 304.1669 | 136.696
8168 | 295.3865 | 129.0049 | 295.3865 | 129.0049
8169 | 292.8059 | 113.1705 | 292.8059 | 113.1705
8170 | 298.1011 | 78.4095 | 298.1011 | 78.4095
8171 | 293.9511 | 59.477 | 293.9511 | 59.477
8172 | 279.1406 | 48.7407 | 279.1406 | 48.7407
8173 | 263.6101 | 41.6899 | 263.6101 | 41.6899
8174 | 253.6808 | 46.9102 | 253.6808 | 46.9102
8175 | 243.7203 | 52.4596 | 243.7203 | 52.4596
8176 | 235.911 | 70.9367 | 235.911 | 70.9367
8177 | 235.0956 | 144.3801 | 235.0956 | 144.3801
8178 | 238.6703 | 175.6061 | 238.6703 | 175.6061
8179 | 250.989 | 176.96 | 250.989 | 176.96
8180 | 272.7995 | 161.0183 | 272.7995 | 161.0183
8181 | 292.5519 | 151.5834 | 292.5519 | 151.5834
8182 | 308.0471 | 143.0397 | 308.0471 | 143.0397
8183 | 334.8394 | 133.981 | 334.8394 | 133.981
8184 | 337.6267 | 124.4493 | 337.6267 | 124.4493
8185 | 322.8125 | 113.3703 | 322.8125 | 113.3703
8186 | 313.6471 | 112.0228 | 313.6471 | 112.0228
8187 | 311.597 | 105.6534 | 311.597 | 105.6534
8188 | 310.1187 | 128.4488 | 310.1187 | 128.4488
8189 | 310.2244 | 147.4855 | 310.2244 | 147.4855
8190 | 302.9206 | 141.3148 | 302.9206 | 141.3148
8191 | 294.609 | 130.7228 | 294.609 | 130.7228
8192 | 290.8986 | 121.2371 | 290.8986 | 121.2371
8193 | 292.5594 | 103.4887 | 292.5594 | 103.4887
8194 | 295.4637 | 67.2723 | 295.4637 | 67.2723
8195 | 286.5681 | 47.0759 | 286.5681 | 47.0759
8196 | 270.9308 | 36.3775 | 270.9308 | 36.3775
8197 | 255.5627 | 29.4877 | 255.5627 | 29.4877
8198 | 246.1014 | 34.3176 | 246.1014 | 34.3176
8199 | 236.1041 | 39.6776 | 236.1041 | 39.6776
8200 | 228.1204 | 58.2286 | 228.1204 | 58.2286
8201 | 228.1085 | 131.7477 | 228.1085 | 131.7477
8202 | 234.0001 | 163.1405 | 234.0001 | 163.1405
8203 | 249.5208 | 164.7995 | 249.5208 | 164.7995
8204 | 277.0801 | 149.3127 | 277.0801 | 149.3127
8205 | 299.3161 | 139.675 | 299.3161 | 139.675
8206 | 316.0484 | 130.1876 | 316.0484 | 130.1876
8207 | 345.4514 | 120.1396 | 345.4514 | 120.1396
8208 | 343.5474 | 109.4349 | 343.5474 | 109.4349
8209 | 323.7194 | 98.445 | 323.7194 | 98.445
8210 | 316.7408 | 98.3463 | 316.7408 | 98.3463
8211 | 320.4869 | 93.0154 | 320.4869 | 93.0154
8212 | 321.7432 | 116.1235 | 321.7432 | 116.1235
8213 | 329.1222 | 134.7395 | 329.1222 | 134.7395
8214 | 321.9944 | 128.5479 | 321.9944 | 128.5479
8215 | 307.3935 | 118.8276 | 307.3935 | 118.8276
8216 | 299.2838 | 110.8542 | 299.2838 | 110.8542
8217 | 296.0341 | 94.1935 | 296.0341 | 94.1935
8218 | 300.4183 | 58.485 | 300.4183 | 58.485
8219 | 292.3704 | 38.8476 | 292.3704 | 38.8476
8220 | 273.7156 | 27.7437 | 273.7156 | 27.7437
8221 | 256.7049 | 20.1755 | 256.7049 | 20.1755
8222 | 245.1723 | 24.7628 | 245.1723 | 24.7628
8223 | 235.8855 | 29.5524 | 235.8855 | 29.5524
8224 | 226.9 | 48.0882 | 226.9 | 48.0882
8225 | 229.2378 | 122.0375 | 229.2378 | 122.0375
8226 | 235.9351 | 154.2073 | 235.9351 | 154.2073
8227 | 255.4291 | 156.738 | 255.4291 | 156.738
8228 | 288.8302 | 141.4634 | 288.8302 | 141.4634
8229 | 316.0731 | 131.1359 | 316.0731 | 131.1359
8230 | 331.5293 | 120.6005 | 331.5293 | 120.6005
8231 | 356.8697 | 110.1679 | 356.8697 | 110.1679
8232 | 356.2633 | 99.7266 | 356.2633 | 99.7266
8233 | 335.4035 | 88.3728 | 335.4035 | 88.3728
8234 | 330.6174 | 88.2192 | 330.6174 | 88.2192
8235 | 331.3405 | 83.6065 | 331.3405 | 83.6065
8236 | 330.3297 | 108.9849 | 330.3297 | 108.9849
8237 | 333.0714 | 130.9532 | 333.0714 | 130.9532
8238 | 326.0682 | 128.6578 | 326.0682 | 128.6578
8239 | 307.3383 | 121.2552 | 307.3383 | 121.2552
8240 | 295.4043 | 113.4978 | 295.4043 | 113.4978
8241 | 292.2673 | 96.6609 | 292.2673 | 96.6609
8242 | 297.2195 | 60.6549 | 297.2195 | 60.6549
8243 | 289.6515 | 41.2543 | 289.6515 | 41.2543
8244 | 274.6444 | 30.5123 | 274.6444 | 30.5123
8245 | 258.6768 | 24.0091 | 258.6768 | 24.0091
8246 | 247.8522 | 30.0955 | 247.8522 | 30.0955
8247 | 236.8466 | 36.9847 | 236.8466 | 36.9847
8248 | 227.8702 | 56.6936 | 227.8702 | 56.6936
8249 | 229.916 | 130.5993 | 229.916 | 130.5993
8250 | 238.2521 | 161.8045 | 238.2521 | 161.8045
8251 | 258.2165 | 162.9348 | 258.2165 | 162.9348
8252 | 293.4648 | 146.8567 | 293.4648 | 146.8567
8253 | 316.6846 | 136.9992 | 316.6846 | 136.9992
8254 | 335.0984 | 128.6791 | 335.0984 | 128.6791
8255 | 361.2475 | 121.8622 | 361.2475 | 121.8622
8256 | 361.4339 | 115.3095 | 361.4339 | 115.3095
8257 | 336.6075 | 108.4697 | 336.6075 | 108.4697
8258 | 333.7413 | 111.4259 | 333.7413 | 111.4259
8259 | 336.3287 | 107.9729 | 336.3287 | 107.9729
8260 | 334.325 | 132.5535 | 334.325 | 132.5535
8261 | 337.4621 | 152.7253 | 337.4621 | 152.7253
8262 | 331.7638 | 147.7011 | 331.7638 | 147.7011
8263 | 313.1903 | 138.6801 | 313.1903 | 138.6801
8264 | 303.7004 | 131.188 | 303.7004 | 131.188
8265 | 302.5705 | 115.4483 | 302.5705 | 115.4483
8266 | 305.9379 | 80.5073 | 305.9379 | 80.5073
8267 | 295.1013 | 61.2451 | 295.1013 | 61.2451
8268 | 276.3198 | 49.9611 | 276.3198 | 49.9611
8269 | 259.5439 | 41.8055 | 259.5439 | 41.8055
8270 | 248.2223 | 46.2393 | 248.2223 | 46.2393
8271 | 238.2415 | 51.4079 | 238.2415 | 51.4079
8272 | 230.8279 | 69.6955 | 230.8279 | 69.6955
8273 | 231.8885 | 143.0952 | 231.8885 | 143.0952
8274 | 237.6874 | 174.3117 | 237.6874 | 174.3117
8275 | 256.2485 | 175.8703 | 256.2485 | 175.8703
8276 | 290.5373 | 160.2698 | 290.5373 | 160.2698
8277 | 318.0573 | 150.9694 | 318.0573 | 150.9694
8278 | 333.2971 | 142.3708 | 333.2971 | 142.3708
8279 | 362.2245 | 134.0436 | 362.2245 | 134.0436
8280 | 365.0399 | 125.6678 | 365.0399 | 125.6678
8281 | 340.7319 | 116.9462 | 340.7319 | 116.9462
8282 | 335.8114 | 118.3523 | 335.8114 | 118.3523
8283 | 334.6322 | 113.4306 | 334.6322 | 113.4306
8284 | 337.2214 | 136.7927 | 337.2214 | 136.7927
8285 | 340.5504 | 155.9753 | 340.5504 | 155.9753
8286 | 330.9727 | 150.0357 | 330.9727 | 150.0357
8287 | 313.3215 | 140.0976 | 313.3215 | 140.0976
8288 | 301.9188 | 131.8721 | 301.9188 | 131.8721
8289 | 297.9633 | 115.5753 | 297.9633 | 115.5753
8290 | 304.0086 | 80.5168 | 304.0086 | 80.5168
8291 | 297.7037 | 61.3133 | 297.7037 | 61.3133
8292 | 279.5337 | 50.2814 | 279.5337 | 50.2814
8293 | 262.7664 | 42.8326 | 262.7664 | 42.8326
8294 | 250.3934 | 47.9183 | 250.3934 | 47.9183
8295 | 240.5713 | 53.5512 | 240.5713 | 53.5512
8296 | 232.883 | 72.1458 | 232.883 | 72.1458
8297 | 232.602 | 145.6895 | 232.602 | 145.6895
8298 | 238.8329 | 177.0008 | 238.8329 | 177.0008
8299 | 252.9062 | 178.6257 | 252.9062 | 178.6257
8300 | 281.1328 | 163.0593 | 281.1328 | 163.0593
8301 | 306.2553 | 153.2605 | 306.2553 | 153.2605
8302 | 325.3819 | 143.5021 | 325.3819 | 143.5021
8303 | 349.144 | 133.9336 | 349.144 | 133.9336
8304 | 347.76 | 124.3375 | 347.76 | 124.3375
8305 | 332.4213 | 114.3785 | 332.4213 | 114.3785
8306 | 329.4889 | 114.0221 | 329.4889 | 114.0221
8307 | 330.9881 | 107.7834 | 330.9881 | 107.7834
8308 | 327.8484 | 130.1108 | 327.8484 | 130.1108
8309 | 332.0477 | 147.8475 | 332.0477 | 147.8475
8310 | 326.0249 | 140.9452 | 326.0249 | 140.9452
8311 | 309.8064 | 130.6811 | 309.8064 | 130.6811
8312 | 300.9151 | 122.1089 | 300.9151 | 122.1089
8313 | 298.944 | 105.3421 | 298.944 | 105.3421
8314 | 302.7339 | 69.8136 | 302.7339 | 69.8136
8315 | 295.4175 | 50.3638 | 295.4175 | 50.3638
8316 | 280.2315 | 39.7071 | 280.2315 | 39.7071
8317 | 264.0538 | 33.0864 | 264.0538 | 33.0864
8318 | 252.2663 | 38.3825 | 252.2663 | 38.3825
8319 | 241.1408 | 44.3072 | 241.1408 | 44.3072
8320 | 234.0563 | 63.2959 | 234.0563 | 63.2959
8321 | 232.8783 | 137.0425 | 232.8783 | 137.0425
8322 | 237.6517 | 168.4996 | 237.6517 | 168.4996
8323 | 249.3581 | 170.1151 | 249.3581 | 170.1151
8324 | 268.903 | 154.2871 | 268.903 | 154.2871
8325 | 286.8375 | 144.0544 | 286.8375 | 144.0544
8326 | 306.932 | 134.2354 | 306.932 | 134.2354
8327 | 332.9696 | 124.1742 | 332.9696 | 124.1742
8328 | 335.425 | 114.3013 | 335.425 | 114.3013
8329 | 322.9276 | 104.8445 | 322.9276 | 104.8445
8330 | 320.0674 | 105.2575 | 320.0674 | 105.2575
8331 | 319.4703 | 98.746 | 319.4703 | 98.746
8332 | 323.7805 | 119.4474 | 323.7805 | 119.4474
8333 | 322.5217 | 136.464 | 322.5217 | 136.464
8334 | 314.1793 | 129.7721 | 314.1793 | 129.7721
8335 | 303.3683 | 119.8529 | 303.3683 | 119.8529
8336 | 295.0339 | 112.0917 | 295.0339 | 112.0917
8337 | 293.9197 | 96.316 | 293.9197 | 96.316
8338 | 295.8824 | 61.6592 | 295.8824 | 61.6592
8339 | 292.2579 | 42.9371 | 292.2579 | 42.9371
8340 | 278.4912 | 32.1857 | 278.4912 | 32.1857
8341 | 260.8842 | 24.6515 | 260.8842 | 24.6515
8342 | 251.2672 | 29.7714 | 251.2672 | 29.7714
8343 | 240.8715 | 35.3853 | 240.8715 | 35.3853
8344 | 231.972 | 53.8473 | 231.972 | 53.8473
8345 | 232.0485 | 127.6469 | 232.0485 | 127.6469
8346 | 234.9327 | 159.2291 | 234.9327 | 159.2291
8347 | 246.5747 | 160.7915 | 246.5747 | 160.7915
8348 | 270.0503 | 145.1246 | 270.0503 | 145.1246
8349 | 289.4174 | 135.7579 | 289.4174 | 135.7579
8350 | 308.5845 | 126.966 | 308.5845 | 126.966
8351 | 333.5948 | 118.0324 | 333.5948 | 118.0324
8352 | 336.2588 | 108.6901 | 336.2588 | 108.6901
8353 | 322.1704 | 99.2409 | 322.1704 | 99.2409
8354 | 319.2084 | 100.3854 | 319.2084 | 100.3854
8355 | 318.6211 | 95.5907 | 318.6211 | 95.5907
8356 | 321.9051 | 119.2958 | 321.9051 | 119.2958
8357 | 321.7602 | 138.7437 | 321.7602 | 138.7437
8358 | 315.8404 | 133.0315 | 315.8404 | 133.0315
8359 | 302.7909 | 123.3663 | 302.7909 | 123.3663
8360 | 296.3347 | 115.1938 | 296.3347 | 115.1938
8361 | 295.3532 | 99.0638 | 295.3532 | 99.0638
8362 | 296.1257 | 64.2573 | 296.1257 | 64.2573
8363 | 290.9199 | 45.4101 | 290.9199 | 45.4101
8364 | 279.6173 | 34.7383 | 279.6173 | 34.7383
8365 | 261.8057 | 27.5566 | 261.8057 | 27.5566
8366 | 251.6967 | 32.6443 | 251.6967 | 32.6443
8367 | 243.6761 | 37.991 | 243.6761 | 37.991
8368 | 232.1901 | 56.3582 | 232.1901 | 56.3582
8369 | 231.9837 | 130.389 | 231.9837 | 130.389
8370 | 238.8734 | 162.5227 | 238.8734 | 162.5227
8371 | 251.6373 | 164.7521 | 251.6373 | 164.7521
8372 | 280.0268 | 149.559 | 280.0268 | 149.559
8373 | 301.0216 | 139.9516 | 301.0216 | 139.9516
8374 | 318.9788 | 131.082 | 318.9788 | 131.082
8375 | 341.8091 | 122.4819 | 341.8091 | 122.4819
8376 | 346.8868 | 113.3102 | 346.8868 | 113.3102
8377 | 328.7205 | 104.0638 | 328.7205 | 104.0638
8378 | 325.5418 | 105.5948 | 325.5418 | 105.5948
8379 | 327.6248 | 101.4028 | 327.6248 | 101.4028
8380 | 328.633 | 125.5627 | 328.633 | 125.5627
8381 | 334.68 | 145.6644 | 334.68 | 145.6644
8382 | 326.1522 | 140.6515 | 326.1522 | 140.6515
8383 | 312.4143 | 131.2932 | 312.4143 | 131.2932
8384 | 304.7824 | 123.4373 | 304.7824 | 123.4373
8385 | 300.1668 | 107.3148 | 300.1668 | 107.3148
8386 | 301.3959 | 72.4894 | 301.3959 | 72.4894
8387 | 296.2881 | 53.5569 | 296.2881 | 53.5569
8388 | 280.0843 | 42.4132 | 280.0843 | 42.4132
8389 | 260.8127 | 34.3807 | 260.8127 | 34.3807
8390 | 250.2824 | 38.7861 | 250.2824 | 38.7861
8391 | 240.7105 | 43.8789 | 240.7105 | 43.8789
8392 | 232.3756 | 62.104 | 232.3756 | 62.104
8393 | 233.893 | 135.1986 | 233.893 | 135.1986
8394 | 241.0739 | 166.0569 | 241.0739 | 166.0569
8395 | 259.3287 | 167.5075 | 259.3287 | 167.5075
8396 | 293.0797 | 151.9164 | 293.0797 | 151.9164
8397 | 315.1873 | 142.5308 | 315.1873 | 142.5308
8398 | 331.7487 | 133.8829 | 331.7487 | 133.8829
8399 | 357.0966 | 125.5386 | 357.0966 | 125.5386
8400 | 357.0094 | 117.1098 | 357.0094 | 117.1098
8401 | 335.9691 | 108.3522 | 335.9691 | 108.3522
8402 | 331.4453 | 109.2163 | 331.4453 | 109.2163
8403 | 335.3381 | 103.5688 | 335.3381 | 103.5688
8404 | 335.3669 | 126.0459 | 335.3669 | 126.0459
8405 | 337.5166 | 144.2791 | 337.5166 | 144.2791
8406 | 331.2674 | 137.7995 | 331.2674 | 137.7995
8407 | 315.7978 | 127.6756 | 315.7978 | 127.6756
8408 | 302.277 | 119.6245 | 302.277 | 119.6245
8409 | 299.8843 | 103.8602 | 299.8843 | 103.8602
8410 | 301.3223 | 69.4914 | 301.3223 | 69.4914
8411 | 291.4842 | 50.8167 | 291.4842 | 50.8167
8412 | 277.0835 | 40.1524 | 277.0835 | 40.1524
8413 | 257.8803 | 32.8286 | 257.8803 | 32.8286
8414 | 248.8419 | 37.7003 | 248.8419 | 37.7003
8415 | 239.1616 | 42.9522 | 239.1616 | 42.9522
8416 | 231.5228 | 61.2152 | 231.5228 | 61.2152
8417 | 233.7863 | 134.9504 | 233.7863 | 134.9504
8418 | 241.5876 | 166.7467 | 241.5876 | 166.7467
8419 | 260.6353 | 168.6104 | 260.6353 | 168.6104
8420 | 291.3793 | 153.1804 | 291.3793 | 153.1804
8421 | 316.1838 | 143.5522 | 316.1838 | 143.5522
8422 | 331.9217 | 134.6182 | 331.9217 | 134.6182
8423 | 354.2623 | 125.9479 | 354.2623 | 125.9479
8424 | 354.2749 | 117.3201 | 354.2749 | 117.3201
8425 | 336.4914 | 108.2632 | 336.4914 | 108.2632
8426 | 331.5675 | 109.9118 | 331.5675 | 109.9118
8427 | 333.1704 | 105.7481 | 333.1704 | 105.7481
8428 | 337.0669 | 129.6351 | 337.0669 | 129.6351
8429 | 338.3743 | 149.0849 | 338.3743 | 149.0849
8430 | 330.4777 | 143.333 | 330.4777 | 143.333
8431 | 312.072 | 133.6469 | 312.072 | 133.6469
8432 | 304.6147 | 125.844 | 304.6147 | 125.844
8433 | 303.0167 | 110.4947 | 303.0167 | 110.4947
8434 | 305.4422 | 76.7059 | 305.4422 | 76.7059
8435 | 292.9758 | 58.4423 | 292.9758 | 58.4423
8436 | 276.9234 | 47.7326 | 276.9234 | 47.7326
8437 | 259.6265 | 39.8119 | 259.6265 | 39.8119
8438 | 249.8864 | 44.3424 | 249.8864 | 44.3424
8439 | 239.93 | 49.3669 | 239.93 | 49.3669
8440 | 231.9375 | 67.3456 | 231.9375 | 67.3456
8441 | 234.2142 | 140.3778 | 234.2142 | 140.3778
8442 | 241.9892 | 171.2058 | 241.9892 | 171.2058
8443 | 258.83 | 172.3929 | 258.83 | 172.3929
8444 | 290.3013 | 156.4475 | 290.3013 | 156.4475
8445 | 314.679 | 146.5956 | 314.679 | 146.5956
8446 | 329.8821 | 137.22 | 329.8821 | 137.22
8447 | 352.5805 | 128.0079 | 352.5805 | 128.0079
8448 | 352.081 | 118.9442 | 352.081 | 118.9442
8449 | 332.8113 | 109.8076 | 332.8113 | 109.8076
8450 | 329.161 | 111.0829 | 329.161 | 111.0829
8451 | 333.1019 | 106.3887 | 333.1019 | 106.3887
8452 | 332.1439 | 130.1809 | 332.1439 | 130.1809
8453 | 332.0655 | 149.6137 | 332.0655 | 149.6137
8454 | 326.272 | 143.8105 | 326.272 | 143.8105
8455 | 309.6013 | 133.861 | 309.6013 | 133.861
8456 | 299.4199 | 125.5048 | 299.4199 | 125.5048
8457 | 299.6413 | 108.7494 | 299.6413 | 108.7494
8458 | 303.3513 | 73.1034 | 303.3513 | 73.1034
8459 | 293.8803 | 53.5702 | 293.8803 | 53.5702
8460 | 276.76 | 42.2559 | 276.76 | 42.2559
8461 | 257.1319 | 34.3807 | 257.1319 | 34.3807
8462 | 246.778 | 38.7691 | 246.778 | 38.7691
8463 | 238.7742 | 43.7216 | 238.7742 | 43.7216
8464 | 231.8214 | 61.725 | 231.8214 | 61.725
8465 | 231.8268 | 134.6509 | 231.8268 | 134.6509
8466 | 238.1697 | 165.1587 | 238.1697 | 165.1587
8467 | 250.9038 | 165.8437 | 250.9038 | 165.8437
8468 | 279.3628 | 149.3544 | 279.3628 | 149.3544
8469 | 302.9451 | 138.5057 | 302.9451 | 138.5057
8470 | 321.3351 | 127.8074 | 321.3351 | 127.8074
8471 | 346.2775 | 118.1574 | 346.2775 | 118.1574
8472 | 347.0459 | 108.0212 | 347.0459 | 108.0212
8473 | 331.686 | 97.8006 | 331.686 | 97.8006
8474 | 329.997 | 99.0039 | 329.997 | 99.0039
8475 | 331.8446 | 95.0791 | 331.8446 | 95.0791
8476 | 328.9642 | 119.2427 | 328.9642 | 119.2427
8477 | 327.8587 | 139.1227 | 327.8587 | 139.1227
8478 | 325.4162 | 133.6209 | 325.4162 | 133.6209
8479 | 313.0045 | 124.1451 | 313.0045 | 124.1451
8480 | 300.8102 | 116.5204 | 300.8102 | 116.5204
8481 | 297.2889 | 100.6954 | 297.2889 | 100.6954
8482 | 299.8183 | 66.1751 | 299.8183 | 66.1751
8483 | 292.0739 | 47.2104 | 292.0739 | 47.2104
8484 | 279.1196 | 35.9435 | 279.1196 | 35.9435
8485 | 260.0939 | 28.1384 | 260.0939 | 28.1384
8486 | 248.9542 | 32.6633 | 248.9542 | 32.6633
8487 | 237.4444 | 37.7825 | 237.4444 | 37.7825
8488 | 230.0729 | 56.2521 | 230.0729 | 56.2521
8489 | 229.2363 | 130.0195 | 229.2363 | 130.0195
8490 | 234.2546 | 161.704 | 234.2546 | 161.704
8491 | 245.573 | 163.7705 | 245.573 | 163.7705
8492 | 266.634 | 148.6778 | 266.634 | 148.6778
8493 | 285.8147 | 138.8108 | 285.8147 | 138.8108
8494 | 304.1705 | 129.5698 | 304.1705 | 129.5698
8495 | 329.5133 | 120.8143 | 329.5133 | 120.8143
8496 | 332.5803 | 111.3242 | 332.5803 | 111.3242
8497 | 315.5433 | 101.7272 | 315.5433 | 101.7272
8498 | 309.1603 | 102.4623 | 309.1603 | 102.4623
8499 | 309.5486 | 97.7018 | 309.5486 | 97.7018
8500 | 311.8969 | 121.4637 | 311.8969 | 121.4637
8501 | 314.8058 | 141.1902 | 314.8058 | 141.1902
8502 | 308.0796 | 135.84 | 308.0796 | 135.84
8503 | 295.8659 | 126.7167 | 295.8659 | 126.7167
8504 | 285.2245 | 119.759 | 285.2245 | 119.759
8505 | 284.3736 | 104.8721 | 284.3736 | 104.8721
8506 | 289.6631 | 70.835 | 289.6631 | 70.835
8507 | 286.1568 | 52.5563 | 286.1568 | 52.5563
8508 | 272.4171 | 42.8547 | 272.4171 | 42.8547
8509 | 255.762 | 36.7021 | 255.762 | 36.7021
8510 | 246.1467 | 42.4663 | 246.1467 | 42.4663
8511 | 235.7129 | 48.2261 | 235.7129 | 48.2261
8512 | 226.7942 | 66.7411 | 226.7942 | 66.7411
8513 | 227.4589 | 140.211 | 227.4589 | 140.211
8514 | 232.1289 | 171.4578 | 232.1289 | 171.4578
8515 | 243.2287 | 173.1548 | 243.2287 | 173.1548
8516 | 263.1891 | 157.7949 | 263.1891 | 157.7949
8517 | 280.7514 | 148.4869 | 280.7514 | 148.4869
8518 | 298.6765 | 139.5055 | 298.6765 | 139.5055
8519 | 324.199 | 130.4449 | 324.199 | 130.4449
8520 | 328.7886 | 121.529 | 328.7886 | 121.529
8521 | 314.4678 | 112.6881 | 314.4678 | 112.6881
8522 | 309.1212 | 113.88 | 309.1212 | 113.88
8523 | 310.1231 | 108.3936 | 310.1231 | 108.3936
8524 | 313.7782 | 130.738 | 313.7782 | 130.738
8525 | 312.7169 | 148.2796 | 312.7169 | 148.2796
8526 | 307.5329 | 141.0855 | 307.5329 | 141.0855
8527 | 297.4088 | 130.3627 | 297.4088 | 130.3627
8528 | 291.3219 | 121.4304 | 291.3219 | 121.4304
8529 | 291.8832 | 105.1147 | 291.8832 | 105.1147
8530 | 292.7064 | 70.547 | 292.7064 | 70.547
8531 | 287.2639 | 52.1584 | 287.2639 | 52.1584
8532 | 272.3211 | 41.7878 | 272.3211 | 41.7878
8533 | 255.7801 | 35.0004 | 255.7801 | 35.0004
8534 | 245.1962 | 39.8985 | 245.1962 | 39.8985
8535 | 236.355 | 44.7335 | 236.355 | 44.7335
8536 | 227.5306 | 62.4962 | 227.5306 | 62.4962
8537 | 227.7824 | 135.4431 | 227.7824 | 135.4431
8538 | 232.9514 | 166.5838 | 232.9514 | 166.5838
8539 | 244.4797 | 168.3508 | 244.4797 | 168.3508
8540 | 268.5824 | 152.8128 | 268.5824 | 152.8128
8541 | 290.2131 | 142.3564 | 290.2131 | 142.3564
8542 | 307.7771 | 132.4332 | 307.7771 | 132.4332
8543 | 333.7747 | 121.5685 | 333.7747 | 121.5685
8544 | 334.089 | 110.5871 | 334.089 | 110.5871
8545 | 319.844 | 100.6129 | 319.844 | 100.6129
8546 | 316.6421 | 101.3727 | 316.6421 | 101.3727
8547 | 315.1047 | 96.8528 | 315.1047 | 96.8528
8548 | 315.5619 | 120.5749 | 315.5619 | 120.5749
8549 | 318.6446 | 139.7992 | 318.6446 | 139.7992
8550 | 312.404 | 133.9658 | 312.404 | 133.9658
8551 | 300.565 | 123.9746 | 300.565 | 123.9746
8552 | 290.9015 | 115.118 | 290.9015 | 115.118
8553 | 290.1468 | 97.8074 | 290.1468 | 97.8074
8554 | 293.1358 | 61.7616 | 293.1358 | 61.7616
8555 | 287.2104 | 41.5423 | 287.2104 | 41.5423
8556 | 275.0958 | 29.6861 | 275.0958 | 29.6861
8557 | 257.2508 | 22.8134 | 257.2508 | 22.8134
8558 | 246.7319 | 28.1929 | 246.7319 | 28.1929
8559 | 236.0557 | 34.4037 | 236.0557 | 34.4037
8560 | 229.7369 | 54.069 | 229.7369 | 54.069
8561 | 230.9386 | 128.8332 | 230.9386 | 128.8332
8562 | 234.5748 | 161.2947 | 234.5748 | 161.2947
8563 | 247.5448 | 163.7989 | 247.5448 | 163.7989
8564 | 267.1639 | 148.7404 | 267.1639 | 148.7404
8565 | 289.7432 | 138.4678 | 289.7432 | 138.4678
8566 | 306.448 | 127.201 | 306.448 | 127.201
8567 | 330.6763 | 116.2776 | 330.6763 | 116.2776
8568 | 330.1218 | 104.2008 | 330.1218 | 104.2008
8569 | 317.1404 | 92.8167 | 317.1404 | 92.8167
8570 | 313.796 | 92.1514 | 313.796 | 92.1514
8571 | 312.1028 | 85.8369 | 312.1028 | 85.8369
8572 | 312.9027 | 108.6532 | 312.9027 | 108.6532
8573 | 311.8838 | 127.8757 | 311.8838 | 127.8757
8574 | 305.6251 | 122.1616 | 305.6251 | 122.1616
8575 | 294.7385 | 112.2575 | 294.7385 | 112.2575
8576 | 290.6249 | 104.0036 | 290.6249 | 104.0036
8577 | 290.9893 | 87.5135 | 290.9893 | 87.5135
8578 | 294.0085 | 52.582 | 294.0085 | 52.582
8579 | 287.8944 | 33.9963 | 287.8944 | 33.9963
8580 | 273.6815 | 24.4046 | 273.6815 | 24.4046
8581 | 255.3065 | 18.4965 | 255.3065 | 18.4965
8582 | 245.7174 | 24.3023 | 245.7174 | 24.3023
8583 | 235.8339 | 30.4051 | 235.8339 | 30.4051
8584 | 228.6602 | 49.5133 | 228.6602 | 49.5133
8585 | 229.69 | 123.5574 | 229.69 | 123.5574
8586 | 234.8375 | 155.2097 | 234.8375 | 155.2097
8587 | 248.6043 | 157.0374 | 248.6043 | 157.0374
8588 | 277.6676 | 141.7173 | 277.6676 | 141.7173
8589 | 298.6875 | 132.074 | 298.6875 | 132.074
8590 | 315.8577 | 122.3402 | 315.8577 | 122.3402
8591 | 340.5653 | 112.2676 | 340.5653 | 112.2676
8592 | 345.0216 | 101.3923 | 345.0216 | 101.3923
8593 | 323.674 | 90.573 | 323.674 | 90.573
8594 | 320.3136 | 91.1148 | 320.3136 | 91.1148
8595 | 325.4749 | 86.504 | 325.4749 | 86.504
8596 | 324.8688 | 110.5142 | 324.8688 | 110.5142
8597 | 322.4098 | 130.3752 | 322.4098 | 130.3752
8598 | 318.2872 | 125.2695 | 318.2872 | 125.2695
8599 | 301.3122 | 116.1083 | 301.3122 | 116.1083
8600 | 290.1611 | 108.529 | 290.1611 | 108.529
8601 | 287.2723 | 92.6567 | 287.2723 | 92.6567
8602 | 291.1651 | 57.8521 | 291.1651 | 57.8521
8603 | 286.5906 | 38.8571 | 286.5906 | 38.8571
8604 | 271.8914 | 27.9142 | 271.8914 | 27.9142
8605 | 253.9502 | 20.3441 | 253.9502 | 20.3441
8606 | 242.8754 | 25.6118 | 242.8754 | 25.6118
8607 | 231.0525 | 31.6824 | 231.0525 | 31.6824
8608 | 223.9237 | 50.7394 | 223.9237 | 50.7394
8609 | 226.1486 | 124.6167 | 226.1486 | 124.6167
8610 | 231.6402 | 156.1307 | 231.6402 | 156.1307
8611 | 247.2579 | 157.7841 | 247.2579 | 157.7841
8612 | 275.6684 | 142.1911 | 275.6684 | 142.1911
8613 | 296.1219 | 132.6898 | 296.1219 | 132.6898
8614 | 310.6897 | 123.5303 | 310.6897 | 123.5303
8615 | 339.0055 | 114.0566 | 339.0055 | 114.0566
8616 | 340.6477 | 103.7156 | 340.6477 | 103.7156
8617 | 322.2212 | 93.0062 | 322.2212 | 93.0062
8618 | 316.7049 | 92.7389 | 316.7049 | 92.7389
8619 | 319.4088 | 86.7883 | 319.4088 | 86.7883
8620 | 319.4837 | 109.6027 | 319.4837 | 109.6027
8621 | 318.7585 | 128.6716 | 318.7585 | 128.6716
8622 | 316.7673 | 122.9177 | 316.7673 | 122.9177
8623 | 300.1901 | 113.1046 | 300.1901 | 113.1046
8624 | 291.8277 | 104.7901 | 291.8277 | 104.7901
8625 | 289.2426 | 87.8129 | 289.2426 | 87.8129
8626 | 293.0922 | 52.0703 | 293.0922 | 52.0703
8627 | 286.5132 | 32.359 | 286.5132 | 32.359
8628 | 272.1532 | 21.0959 | 272.1532 | 21.0959
8629 | 252.6247 | 13.4234 | 252.6247 | 13.4234
8630 | 241.6284 | 18.0335 | 241.6284 | 18.0335
8631 | 230.2479 | 23.564 | 230.2479 | 23.564
8632 | 222.2691 | 42.3501 | 222.2691 | 42.3501
8633 | 221.5067 | 116.1042 | 221.5067 | 116.1042
8634 | 228.2661 | 147.2979 | 228.2661 | 147.2979
8635 | 241.4973 | 149.0536 | 241.4973 | 149.0536
8636 | 266.8851 | 134.1675 | 266.8851 | 134.1675
8637 | 290.3699 | 125.411 | 290.3699 | 125.411
8638 | 309.0243 | 117.2596 | 309.0243 | 117.2596
8639 | 335.1071 | 108.9456 | 335.1071 | 108.9456
8640 | 339.7228 | 99.5939 | 339.7228 | 99.5939
8641 | 322.5395 | 89.4208 | 322.5395 | 89.4208
8642 | 316.6491 | 89.6443 | 316.6491 | 89.6443
8643 | 316.2996 | 84.1447 | 316.2996 | 84.1447
8644 | 315.9062 | 107.2282 | 315.9062 | 107.2282
8645 | 318.9573 | 126.1966 | 318.9573 | 126.1966
8646 | 313.2471 | 120.4352 | 313.2471 | 120.4352
8647 | 300.2727 | 111.1963 | 300.2727 | 111.1963
8648 | 291.0183 | 103.9468 | 291.0183 | 103.9468
8649 | 286.7487 | 88.7358 | 286.7487 | 88.7358
8650 | 291.858 | 54.82 | 291.858 | 54.82
8651 | 287.7726 | 37.0322 | 287.7726 | 37.0322
8652 | 271.4367 | 27.7077 | 271.4367 | 27.7077
8653 | 254.5727 | 21.8583 | 254.5727 | 21.8583
8654 | 243.8861 | 28.28 | 243.8861 | 28.28
8655 | 232.5807 | 35.1314 | 232.5807 | 35.1314
8656 | 223.489 | 54.8175 | 223.489 | 54.8175
8657 | 223.2899 | 129.4112 | 223.2899 | 129.4112
8658 | 228.0823 | 161.5922 | 228.0823 | 161.5922
8659 | 239.0844 | 164.0112 | 239.0844 | 164.0112
8660 | 260.9335 | 149.0606 | 260.9335 | 149.0606
8661 | 282.6231 | 140.0255 | 282.6231 | 140.0255
8662 | 298.5182 | 131.209 | 298.5182 | 131.209
8663 | 321.9946 | 122.3493 | 321.9946 | 122.3493
8664 | 326.6108 | 112.9919 | 326.6108 | 112.9919
8665 | 315.9022 | 103.3721 | 315.9022 | 103.3721
8666 | 308.9167 | 103.9481 | 308.9167 | 103.9481
8667 | 306.0639 | 98.5602 | 306.0639 | 98.5602
8668 | 305.9642 | 121.7934 | 305.9642 | 121.7934
8669 | 307.4009 | 141.0197 | 307.4009 | 141.0197
8670 | 302.4084 | 135.3264 | 302.4084 | 135.3264
8671 | 289.9839 | 125.5645 | 289.9839 | 125.5645
8672 | 281.6357 | 117.754 | 281.6357 | 117.754
8673 | 282.4344 | 102.0295 | 282.4344 | 102.0295
8674 | 290.267 | 67.6381 | 290.267 | 67.6381
8675 | 285.2291 | 49.2646 | 285.2291 | 49.2646
8676 | 269.9816 | 39.0021 | 269.9816 | 39.0021
8677 | 253.2617 | 31.9474 | 253.2617 | 31.9474
8678 | 243.348 | 37.2398 | 243.348 | 37.2398
8679 | 233.0575 | 43.0735 | 233.0575 | 43.0735
8680 | 222.7578 | 61.8519 | 222.7578 | 61.8519
8681 | 221.9503 | 135.5643 | 221.9503 | 135.5643
8682 | 225.9953 | 166.9116 | 225.9953 | 166.9116
8683 | 237.3321 | 168.4115 | 237.3321 | 168.4115
8684 | 256.8996 | 152.6801 | 256.8996 | 152.6801
8685 | 275.8481 | 143.1353 | 275.8481 | 143.1353
8686 | 294.2402 | 134.1728 | 294.2402 | 134.1728
8687 | 318.2485 | 125.2885 | 318.2485 | 125.2885
8688 | 322.8447 | 116.0884 | 322.8447 | 116.0884
8689 | 310.7928 | 106.3605 | 310.7928 | 106.3605
8690 | 306.6312 | 106.7413 | 306.6312 | 106.7413
8691 | 309.2265 | 101.3194 | 309.2265 | 101.3194
8692 | 310.5491 | 124.9278 | 310.5491 | 124.9278
8693 | 311.5511 | 144.7226 | 311.5511 | 144.7226
8694 | 305.511 | 139.0275 | 305.511 | 139.0275
8695 | 293.4623 | 128.6572 | 293.4623 | 128.6572
8696 | 287.8758 | 119.8102 | 287.8758 | 119.8102
8697 | 286.9834 | 103.2045 | 286.9834 | 103.2045
8698 | 288.1668 | 68.1137 | 288.1668 | 68.1137
8699 | 283.7355 | 48.9728 | 283.7355 | 48.9728
8700 | 269.7019 | 37.7666 | 269.7019 | 37.7666
8701 | 251.7714 | 29.8932 | 251.7714 | 29.8932
8702 | 240.9935 | 33.9936 | 240.9935 | 33.9936
8703 | 230.9997 | 38.4117 | 230.9997 | 38.4117
8704 | 221.9319 | 55.5812 | 221.9319 | 55.5812
8705 | 221.5742 | 127.5862 | 221.5742 | 127.5862
8706 | 226.56 | 157.9651 | 226.56 | 157.9651
8707 | 239.2819 | 158.9154 | 239.2819 | 158.9154
8708 | 262.4841 | 143.0268 | 262.4841 | 143.0268
8709 | 282.4343 | 132.7713 | 282.4343 | 132.7713
8710 | 301.2831 | 122.0484 | 301.2831 | 122.0484
8711 | 328.5424 | 112.0478 | 328.5424 | 112.0478
8712 | 333.601 | 101.453 | 333.601 | 101.453
8713 | 318.7391 | 91.4125 | 318.7391 | 91.4125
8714 | 313.6598 | 92.1742 | 313.6598 | 92.1742
8715 | 315.4059 | 87.2469 | 315.4059 | 87.2469
8716 | 315.8111 | 110.8363 | 315.8111 | 110.8363
8717 | 313.7201 | 130.2786 | 313.7201 | 130.2786
8718 | 310.6926 | 124.7521 | 310.6926 | 124.7521
8719 | 300.9882 | 115.7274 | 300.9882 | 115.7274
8720 | 293.2478 | 108.5498 | 293.2478 | 108.5498
8721 | 292.7801 | 92.9618 | 292.7801 | 92.9618
8722 | 293.3349 | 58.8925 | 293.3349 | 58.8925
8723 | 287.1373 | 40.2386 | 287.1373 | 40.2386
8724 | 272.2849 | 28.443 | 272.2849 | 28.443
8725 | 258.9423 | 23.0245 | 258.9423 | 23.0245
8726 | 248.2688 | 25.1332 | 248.2688 | 25.1332
8727 | 237.8251 | 31.5427 | 237.8251 | 31.5427
8728 | 228.3889 | 52.0119 | 228.3889 | 52.0119
8729 | 227.4714 | 123.528 | 227.4714 | 123.528
8730 | 231.797 | 150.6513 | 231.797 | 150.6513
8731 | 242.0176 | 152.0513 | 242.0176 | 152.0513
8732 | 261.6901 | 137.8461 | 261.6901 | 137.8461
8733 | 276.9028 | 131.2661 | 276.9028 | 131.2661
8734 | 291.5429 | 116.5661 | 291.5429 | 116.5661
8735 | 318.6479 | 110.1272 | 318.6479 | 110.1272
8736 | 319.4519 | 100.2934 | 319.4519 | 100.2934
8737 | 303.0089 | 89.7311 | 303.0089 | 89.7311
8738 | 298.1291 | 91.2586 | 298.1291 | 91.2586
8739 | 295.0262 | 88.6176 | 295.0262 | 88.6176
8740 | 296.4762 | 108.439 | 296.4762 | 108.439
8741 | 300.8344 | 128.6557 | 300.8344 | 128.6557
8742 | 294.4756 | 122.7221 | 294.4756 | 122.7221
8743 | 288.8622 | 109.8122 | 288.8622 | 109.8122
8744 | 282.6541 | 97.2252 | 282.6541 | 97.2252
8745 | 283.875 | 85.6364 | 283.875 | 85.6364
8746 | 290.1804 | 53.8449 | 290.1804 | 53.8449
8747 | 283.3807 | 36.7451 | 283.3807 | 36.7451
8748 | 271.5273 | 26.0993 | 271.5273 | 26.0993
8749 | 256.5375 | 20.0514 | 256.5375 | 20.0514
8750 | 243.8383 | 21.6618 | 243.8383 | 21.6618
8751 | 235.5514 | 28.4041 | 235.5514 | 28.4041
8752 | 227.2458 | 48.8512 | 227.2458 | 48.8512
8753 | 227.0801 | 119.4336 | 227.0801 | 119.4336
8754 | 231.7943 | 146.1673 | 231.7943 | 146.1673
8755 | 244.6494 | 147.9222 | 244.6494 | 147.9222
8756 | 270.5653 | 134.2438 | 270.5653 | 134.2438
8757 | 294.7796 | 127.1291 | 294.7796 | 127.1291
8758 | 315.756 | 111.6357 | 315.756 | 111.6357
8759 | 346.1074 | 104.7773 | 346.1074 | 104.7773