## Summary Scalars
Parameter | Value
Total Cost ($) | 17482825.0602
Capital Cost (CAPEX) | 326185.3061
Operating Cost (OPEX) | 17156639.7541
Annual Fuel Consumption Genset (L) | 3921578.9474
Annual Fuel Consumption Diesel Furnace (L) | 4065133.6115

## Generator Summary
Size | Built | Capacity (kW) | Capital Cost ($) | Operating Cost ($)
100 kW | 5 | 500 | 31928.6058 | 74500
500 kW | 0 | 0 | 0 | 0
1000 kW | 0 | 0 | 0 | 0
2000 kW | 1 | 2000 | 141904.9146 | 228000
Total | 6 | 2500 | 173833.5204 | 302500

## Diesel Furnace Summary
Size | Built | Capacity (MW) | Capital Cost ($) | Operating Cost ($)
17.58 kW | 675 | 11866.5 | 152351.7857 | 189864
Total | 675 | 11866.5 | 152351.7857 | 189864

## Time Series
Time | Electric Load (kW) | Thermal Load (kW) | Diesel Generation (kW) | Thermal Generation (kW)
0 | 1755.1342 | 357.4994 | 1755.1342 | 357.4994
1 | 1666.2017 | 332.9786 | 1666.2017 | 332.9786
2 | 1658.3895 | 316.8602 | 1658.3895 | 316.8602
3 | 1669.8433 | 245.7148 | 1669.8433 | 245.7148
4 | 1652.1262 | 272.0037 | 1652.1262 | 272.0037
5 | 1684.6204 | 325.8568 | 1684.6204 | 325.8568
6 | 1669.9611 | 293.714 | 1669.9611 | 293.714
7 | 1570.2755 | 276.024 | 1570.2755 | 276.024
8 | 1502.2963 | 257.9161 | 1502.2963 | 257.9161
9 | 1485.7325 | 220.7718 | 1485.7325 | 220.7718
10 | 1501.0417 | 133.1247 | 1501.0417 | 133.1247
11 | 1454.1518 | 107.7421 | 1454.1518 | 107.7421
12 | 1373.0448 | 102.5279 | 1373.0448 | 102.5279
13 | 1288.9575 | 90.9935 | 1288.9575 | 90.9935
14 | 1229.4785 | 108.5817 | 1229.4785 | 108.5817
15 | 1183.223 | 138.3926 | 1183.223 | 138.3926
16 | 1135.8332 | 192.5182 | 1135.8332 | 192.5182
17 | 1132.8191 | 365.8522 | 1132.8191 | 365.8522
18 | 1164.9308 | 434.3913 | 1164.9308 | 434.3913
19 | 1235.1712 | 479.406 | 1235.1712 | 479.406
20 | 1372.9301 | 453.8858 | 1372.9301 | 453.8858
21 | 1498.8239 | 442.0715 | 1498.8239 | 442.0715
22 | 1599.122 | 401.3021 | 1599.122 | 401.3021
23 | 1742.0156 | 408.7883 | 1742.0156 | 408.7883
24 | 1768.6649 | 380.7704 | 1768.6649 | 380.7704
25 | 1680.2223 | 356.3198 | 1680.2223 | 356.3198
26 | 1646.9871 | 339.7902 | 1646.9871 | 339.7902
27 | 1650.0508 | 271.4031 | 1650.0508 | 271.4031
28 | 1649.7853 | 304.7837 | 1649.7853 | 304.7837
29 | 1656.8658 | 355.447 | 1656.8658 | 355.447
30 | 1636.5434 | 315.039 | 1636.5434 | 315.039
31 | 1556.9032 | 290.5784 | 1556.9032 | 290.5784
32 | 1493.2001 | 265.4792 | 1493.2001 | 265.4792
33 | 1472.9471 | 223.6707 | 1472.9471 | 223.6707
34 | 1488.1691 | 135.4418 | 1488.1691 | 135.4418
35 | 1453.7642 | 103.2283 | 1453.7642 | 103.2283
36 | 1359.5274 | 88.7058 | 1359.5274 | 88.7058
37 | 1274.164 | 69.7587 | 1274.164 | 69.7587
38 | 1231.5811 | 81.1079 | 1231.5811 | 81.1079
39 | 1187.9045 | 114.8007 | 1187.9045 | 114.8007
40 | 1142.9377 | 175.3358 | 1142.9377 | 175.3358
41 | 1138.0684 | 358.3694 | 1138.0684 | 358.3694
42 | 1159.535 | 436.6281 | 1159.535 | 436.6281
43 | 1217.195 | 487.9721 | 1217.195 | 487.9721
44 | 1345.1068 | 465.2605 | 1345.1068 | 465.2605
45 | 1475.5169 | 453.9979 | 1475.5169 | 453.9979
46 | 1568.028 | 411.9646 | 1568.028 | 411.9646
47 | 1701.7015 | 417.0134 | 1701.7015 | 417.0134
48 | 1712.6722 | 386.5279 | 1712.6722 | 386.5279
49 | 1647.2163 | 366.0194 | 1647.2163 | 366.0194
50 | 1623.3729 | 347.6541 | 1623.3729 | 347.6541
51 | 1634.1737 | 273.6299 | 1634.1737 | 273.6299
52 | 1627.5019 | 299.5076 | 1627.5019 | 299.5076
53 | 1650.486 | 342.7182 | 1650.486 | 342.7182
54 | 1625.1134 | 298.5889 | 1625.1134 | 298.5889
55 | 1540.8162 | 276.024 | 1540.8162 | 276.024
56 | 1472.4274 | 257.9161 | 1472.4274 | 257.9161
57 | 1450.0677 | 220.7718 | 1450.0677 | 220.7718
58 | 1477.903 | 133.1247 | 1477.903 | 133.1247
59 | 1440.394 | 97.23 | 1440.394 | 97.23
60 | 1352.3748 | 78.4445 | 1352.3748 | 78.4445
61 | 1280.0361 | 55.5955 | 1280.0361 | 55.5955
62 | 1228.9458 | 62.11 | 1228.9458 | 62.11
63 | 1181.9506 | 83.1542 | 1181.9506 | 83.1542
64 | 1142.5527 | 142.8066 | 1142.5527 | 142.8066
65 | 1130.1556 | 321.0155 | 1130.1556 | 321.0155
66 | 1151.1868 | 394.9109 | 1151.1868 | 394.9109
67 | 1199.7514 | 446.275 | 1199.7514 | 446.275
68 | 1307.6583 | 428.8695 | 1307.6583 | 428.8695
69 | 1409.1327 | 423.8861 | 1409.1327 | 423.8861
70 | 1509.3031 | 385.9654 | 1509.3031 | 385.9654
71 | 1623.731 | 395.7485 | 1623.731 | 395.7485
72 | 1662.1172 | 370.7097 | 1662.1172 | 370.7097
73 | 1601.8412 | 338.7061 | 1601.8412 | 338.7061
74 | 1577.0429 | 319.4481 | 1577.0429 | 319.4481
75 | 1585.5263 | 237.1888 | 1585.5263 | 237.1888
76 | 1573.9899 | 268.0918 | 1573.9899 | 268.0918
77 | 1578.8329 | 325.8568 | 1578.8329 | 325.8568
78 | 1532.2552 | 293.714 | 1532.2552 | 293.714
79 | 1486.739 | 276.024 | 1486.739 | 276.024
80 | 1447.1079 | 257.9161 | 1447.1079 | 257.9161
81 | 1442.0922 | 220.7718 | 1442.0922 | 220.7718
82 | 1451.8217 | 133.1247 | 1451.8217 | 133.1247
83 | 1432.7566 | 97.23 | 1432.7566 | 97.23
84 | 1347.2972 | 78.4445 | 1347.2972 | 78.4445
85 | 1262.9702 | 55.5955 | 1262.9702 | 55.5955
86 | 1220.6669 | 62.11 | 1220.6669 | 62.11
87 | 1185.2441 | 83.1542 | 1185.2441 | 83.1542
88 | 1135.5613 | 129.807 | 1135.5613 | 129.807
89 | 1125.164 | 296.2199 | 1125.164 | 296.2199
90 | 1143.7184 | 368.1794 | 1143.7184 | 368.1794
91 | 1203.0547 | 423.3751 | 1203.0547 | 423.3751
92 | 1296.7088 | 408.1563 | 1296.7088 | 408.1563
93 | 1414.249 | 403.4638 | 1414.249 | 403.4638
94 | 1500.1155 | 365.0716 | 1500.1155 | 365.0716
95 | 1608.7254 | 374.3533 | 1608.7254 | 374.3533
96 | 1652.7324 | 348.5321 | 1652.7324 | 348.5321
97 | 1573.9278 | 324.7536 | 1573.9278 | 324.7536
98 | 1555.3262 | 308.3744 | 1555.3262 | 308.3744
99 | 1552.5182 | 233.6279 | 1552.5182 | 233.6279
100 | 1576.5026 | 268.0918 | 1576.5026 | 268.0918
101 | 1609.2817 | 325.8568 | 1609.2817 | 325.8568
102 | 1568.4191 | 293.714 | 1568.4191 | 293.714
103 | 1521.7892 | 276.024 | 1521.7892 | 276.024
104 | 1480.0726 | 257.9161 | 1480.0726 | 257.9161
105 | 1454.2677 | 220.7718 | 1454.2677 | 220.7718
106 | 1457.6587 | 133.1247 | 1457.6587 | 133.1247
107 | 1414.4977 | 97.23 | 1414.4977 | 97.23
108 | 1339.9357 | 78.4445 | 1339.9357 | 78.4445
109 | 1270.9916 | 55.5955 | 1270.9916 | 55.5955
110 | 1220.7277 | 62.11 | 1220.7277 | 62.11
111 | 1176.7506 | 83.1542 | 1176.7506 | 83.1542
112 | 1135.7366 | 141.9942 | 1135.7366 | 141.9942
113 | 1124.3644 | 322.7307 | 1124.3644 | 322.7307
114 | 1154.1943 | 392.5838 | 1154.1943 | 392.5838
115 | 1215.0745 | 439.1131 | 1215.0745 | 439.1131
116 | 1331.1101 | 417.4948 | 1331.1101 | 417.4948
117 | 1429.2441 | 406.3526 | 1429.2441 | 406.3526
118 | 1524.8118 | 367.4188 | 1524.8118 | 367.4188
119 | 1649.1416 | 379.4288 | 1649.1416 | 379.4288
120 | 1663.0546 | 357.9708 | 1663.0546 | 357.9708
121 | 1579.3427 | 331.6646 | 1579.3427 | 331.6646
122 | 1568.664 | 316.0578 | 1568.664 | 316.0578
123 | 1583.6521 | 246.2263 | 1583.6521 | 246.2263
124 | 1581.481 | 274.5214 | 1581.481 | 274.5214
125 | 1588.4055 | 325.8568 | 1588.4055 | 325.8568
126 | 1560.9923 | 293.714 | 1560.9923 | 293.714
127 | 1496.9516 | 276.024 | 1496.9516 | 276.024
128 | 1453.2788 | 257.9161 | 1453.2788 | 257.9161
129 | 1439.1779 | 220.7718 | 1439.1779 | 220.7718
130 | 1450.3422 | 133.1247 | 1450.3422 | 133.1247
131 | 1419.6064 | 97.23 | 1419.6064 | 97.23
132 | 1341.551 | 78.4445 | 1341.551 | 78.4445
133 | 1265.8796 | 55.5955 | 1265.8796 | 55.5955
134 | 1216.279 | 62.11 | 1216.279 | 62.11
135 | 1172.0674 | 87.3369 | 1172.0674 | 87.3369
136 | 1124.6792 | 156.5084 | 1124.6792 | 156.5084
137 | 1126.8375 | 349.9337 | 1126.8375 | 349.9337
138 | 1160.4428 | 426.3669 | 1160.4428 | 426.3669
139 | 1231.4999 | 473.6083 | 1231.4999 | 473.6083
140 | 1374.7685 | 449.9638 | 1374.7685 | 449.9638
141 | 1488.7358 | 437.317 | 1488.7358 | 437.317
142 | 1584.8645 | 394.4412 | 1584.8645 | 394.4412
143 | 1709.2341 | 401.2754 | 1709.2341 | 401.2754
144 | 1728.2076 | 376.728 | 1728.2076 | 376.728
145 | 1631.239 | 360.5527 | 1631.239 | 360.5527
146 | 1604.3444 | 355.8993 | 1604.3444 | 355.8993
147 | 1632.4724 | 297.1717 | 1632.4724 | 297.1717
148 | 1619.8972 | 336.9417 | 1619.8972 | 336.9417
149 | 1620.8956 | 389.9522 | 1620.8956 | 389.9522
150 | 1588.8571 | 351.3899 | 1588.8571 | 351.3899
151 | 1523.7024 | 326.6584 | 1523.7024 | 326.6584
152 | 1460.5291 | 300.7467 | 1460.5291 | 300.7467
153 | 1450.6333 | 257.1227 | 1450.6333 | 257.1227
154 | 1463.1255 | 161.2405 | 1463.1255 | 161.2405
155 | 1422.8774 | 120.832 | 1422.8774 | 120.832
156 | 1343.5074 | 100.4917 | 1343.5074 | 100.4917
157 | 1259.9085 | 81.7352 | 1259.9085 | 81.7352
158 | 1205.9038 | 95.8328 | 1205.9038 | 95.8328
159 | 1152.7524 | 126.1753 | 1152.7524 | 126.1753
160 | 1107.6413 | 190.3115 | 1107.6413 | 190.3115
161 | 1107.2849 | 373.8767 | 1107.2849 | 373.8767
162 | 1147.2495 | 447.2706 | 1147.2495 | 447.2706
163 | 1211.1188 | 494.9032 | 1211.1188 | 494.9032
164 | 1346.6036 | 474.5488 | 1346.6036 | 474.5488
165 | 1467.9332 | 464.3394 | 1467.9332 | 464.3394
166 | 1550.1143 | 421.0523 | 1550.1143 | 421.0523
167 | 1666.4761 | 425.5394 | 1666.4761 | 425.5394
168 | 1679.1503 | 399.347 | 1679.1503 | 399.347
169 | 1596.6652 | 379.2196 | 1596.6652 | 379.2196
170 | 1575.3442 | 364.2447 | 1575.3442 | 364.2447
171 | 1596.573 | 297.1516 | 1596.573 | 297.1516
172 | 1585.7159 | 325.7275 | 1585.7159 | 325.7275
173 | 1589.5649 | 368.3563 | 1589.5649 | 368.3563
174 | 1560.2954 | 322.2009 | 1560.2954 | 322.2009
175 | 1489.289 | 291.8824 | 1489.289 | 291.8824
176 | 1432.4087 | 264.4059 | 1432.4087 | 264.4059
177 | 1418.4404 | 222.7479 | 1418.4404 | 222.7479
178 | 1445.3856 | 133.7567 | 1445.3856 | 133.7567
179 | 1406.3604 | 98.5942 | 1406.3604 | 98.5942
180 | 1326.7897 | 83.1589 | 1326.7897 | 83.1589
181 | 1251.4746 | 67.1708 | 1251.4746 | 67.1708
182 | 1194.4732 | 81.5794 | 1194.4732 | 81.5794
183 | 1147.7425 | 107.4081 | 1147.7425 | 107.4081
184 | 1106.8932 | 173.8312 | 1106.8932 | 173.8312
185 | 1112.2218 | 359.4226 | 1112.2218 | 359.4226
186 | 1143.1015 | 434.3311 | 1143.1015 | 434.3311
187 | 1220.1611 | 479.9376 | 1220.1611 | 479.9376
188 | 1360.4154 | 451.8997 | 1360.4154 | 451.8997
189 | 1478.6341 | 435.7322 | 1478.6341 | 435.7322
190 | 1582.9684 | 394.3509 | 1582.9684 | 394.3509
191 | 1702.8616 | 407.8354 | 1702.8616 | 407.8354
192 | 1716.3076 | 389.1258 | 1716.3076 | 389.1258
193 | 1647.5201 | 362.6391 | 1647.5201 | 362.6391
194 | 1595.4611 | 342.1975 | 1595.4611 | 342.1975
195 | 1616.7152 | 261.7737 | 1616.7152 | 261.7737
196 | 1626.4601 | 282.1747 | 1626.4601 | 282.1747
197 | 1644.494 | 325.8568 | 1644.494 | 325.8568
198 | 1612.9994 | 293.714 | 1612.9994 | 293.714
199 | 1534.0053 | 276.024 | 1534.0053 | 276.024
200 | 1496.617 | 257.9161 | 1496.617 | 257.9161
201 | 1469.5357 | 220.7718 | 1469.5357 | 220.7718
202 | 1478.7102 | 133.1247 | 1478.7102 | 133.1247
203 | 1417.0414 | 97.23 | 1417.0414 | 97.23
204 | 1340.7208 | 78.4445 | 1340.7208 | 78.4445
205 | 1259.972 | 55.5955 | 1259.972 | 55.5955
206 | 1212.9683 | 62.11 | 1212.9683 | 62.11
207 | 1171.9531 | 83.1542 | 1171.9531 | 83.1542
208 | 1137.5788 | 134.3308 | 1137.5788 | 134.3308
209 | 1129.6943 | 326.0308 | 1129.6943 | 326.0308
210 | 1153.7796 | 412.5347 | 1153.7796 | 412.5347
211 | 1223.0252 | 465.7243 | 1223.0252 | 465.7243
212 | 1336.7108 | 444.3066 | 1336.7108 | 444.3066
213 | 1443.9518 | 431.4993 | 1443.9518 | 431.4993
214 | 1536.3029 | 389.5764 | 1536.3029 | 389.5764
215 | 1680.0132 | 402.1079 | 1680.0132 | 402.1079
216 | 1706.4214 | 377.6007 | 1706.4214 | 377.6007
217 | 1639.445 | 352.9295 | 1639.445 | 352.9295
218 | 1631.2134 | 333.842 | 1631.2134 | 333.842
219 | 1624.4638 | 256.949 | 1624.4638 | 256.949
220 | 1631.5873 | 273.0168 | 1631.5873 | 273.0168
221 | 1633.4941 | 325.8568 | 1633.4941 | 325.8568
222 | 1612.9841 | 293.714 | 1612.9841 | 293.714
223 | 1545.3814 | 276.024 | 1545.3814 | 276.024
224 | 1484.4567 | 257.9161 | 1484.4567 | 257.9161
225 | 1468.5229 | 220.7718 | 1468.5229 | 220.7718
226 | 1481.8146 | 133.1247 | 1481.8146 | 133.1247
227 | 1428.5839 | 97.23 | 1428.5839 | 97.23
228 | 1352.1668 | 78.4445 | 1352.1668 | 78.4445
229 | 1273.2624 | 55.5955 | 1273.2624 | 55.5955
230 | 1217.788 | 62.11 | 1217.788 | 62.11
231 | 1178.528 | 95.6222 | 1178.528 | 95.6222
232 | 1130.8685 | 153.6898 | 1130.8685 | 153.6898
233 | 1130.9811 | 328.7691 | 1130.9811 | 328.7691
234 | 1149.8195 | 399.4749 | 1149.8195 | 399.4749
235 | 1195.2931 | 446.295 | 1195.2931 | 446.295
236 | 1298.2342 | 422.801 | 1298.2342 | 422.801
237 | 1395.5794 | 412.6919 | 1395.5794 | 412.6919
238 | 1484.8473 | 371.3709 | 1484.8473 | 371.3709
239 | 1620.7197 | 379.0376 | 1620.7197 | 379.0376
240 | 1634.5953 | 357.0681 | 1634.5953 | 357.0681
241 | 1579.6299 | 342.2168 | 1579.6299 | 342.2168
242 | 1563.6266 | 338.095 | 1563.6266 | 338.095
243 | 1555.3884 | 278.4847 | 1555.3884 | 278.4847
244 | 1576.0784 | 312.2565 | 1576.0784 | 312.2565
245 | 1590.8234 | 353.0597 | 1590.8234 | 353.0597
246 | 1557.7586 | 302.7817 | 1557.7586 | 302.7817
247 | 1500.0148 | 276.024 | 1500.0148 | 276.024
248 | 1450.522 | 257.9161 | 1450.522 | 257.9161
249 | 1433.7999 | 220.7718 | 1433.7999 | 220.7718
250 | 1450.4946 | 133.1247 | 1450.4946 | 133.1247
251 | 1399.1279 | 97.23 | 1399.1279 | 97.23
252 | 1331.7545 | 78.4445 | 1331.7545 | 78.4445
253 | 1261.6622 | 62.3762 | 1261.6622 | 62.3762
254 | 1212.6263 | 78.9313 | 1212.6263 | 78.9313
255 | 1177.2166 | 112.5237 | 1177.2166 | 112.5237
256 | 1128.03 | 170.2403 | 1128.03 | 170.2403
257 | 1130.266 | 344.4068 | 1130.266 | 344.4068
258 | 1141.0537 | 413.1666 | 1141.0537 | 413.1666
259 | 1190.7869 | 458.9336 | 1190.7869 | 458.9336
260 | 1275.5502 | 434.3061 | 1275.5502 | 434.3061
261 | 1370.1003 | 423.1438 | 1370.1003 | 423.1438
262 | 1465.7581 | 381.1808 | 1465.7581 | 381.1808
263 | 1577.9269 | 388.9578 | 1577.9269 | 388.9578
264 | 1611.7973 | 366.868 | 1611.7973 | 366.868
265 | 1560.2031 | 350.5622 | 1560.2031 | 350.5622
266 | 1551.1754 | 343.0501 | 1551.1754 | 343.0501
267 | 1543.9439 | 279.8288 | 1543.9439 | 279.8288
268 | 1546.3257 | 310.9726 | 1546.3257 | 310.9726
269 | 1557.6023 | 357.4431 | 1557.6023 | 357.4431
270 | 1517.5944 | 313.5946 | 1517.5944 | 313.5946
271 | 1468.4066 | 283.537 | 1468.4066 | 283.537
272 | 1432.438 | 257.9161 | 1432.438 | 257.9161
273 | 1437.4171 | 220.7718 | 1437.4171 | 220.7718
274 | 1456.4643 | 133.1247 | 1456.4643 | 133.1247
275 | 1416.4971 | 97.23 | 1416.4971 | 97.23
276 | 1337.4389 | 78.4445 | 1337.4389 | 78.4445
277 | 1257.333 | 55.5955 | 1257.333 | 55.5955
278 | 1213.79 | 67.0049 | 1213.79 | 67.0049
279 | 1177.6969 | 100.9284 | 1177.6969 | 100.9284
280 | 1141.1793 | 163.8408 | 1141.1793 | 163.8408
281 | 1126.6206 | 342.6816 | 1126.6206 | 342.6816
282 | 1145.854 | 412.7052 | 1145.854 | 412.7052
283 | 1193.8844 | 458.7029 | 1193.8844 | 458.7029
284 | 1299.9686 | 435.3894 | 1299.9686 | 435.3894
285 | 1400.3859 | 424.6985 | 1400.3859 | 424.6985
286 | 1484.8873 | 384.1599 | 1484.8873 | 384.1599
287 | 1607.4242 | 392.6691 | 1607.4242 | 392.6691
288 | 1639.7745 | 369.837 | 1639.7745 | 369.837
289 | 1575.2226 | 351.3446 | 1575.2226 | 351.3446
290 | 1553.447 | 341.1142 | 1553.447 | 341.1142
291 | 1557.5916 | 275.8065 | 1557.5916 | 275.8065
292 | 1560.9663 | 306.8099 | 1560.9663 | 306.8099
293 | 1588.6615 | 354.6245 | 1588.6615 | 354.6245
294 | 1567.3113 | 312.5013 | 1567.3113 | 312.5013
295 | 1503.6931 | 283.5069 | 1503.6931 | 283.5069
296 | 1466.8145 | 257.9161 | 1466.8145 | 257.9161
297 | 1455.5242 | 220.7718 | 1455.5242 | 220.7718
298 | 1446.9469 | 133.1247 | 1446.9469 | 133.1247
299 | 1404.7616 | 97.23 | 1404.7616 | 97.23
300 | 1324.5665 | 78.4445 | 1324.5665 | 78.4445
301 | 1245.1715 | 55.5955 | 1245.1715 | 55.5955
302 | 1200.9081 | 64.9487 | 1200.9081 | 64.9487
303 | 1160.2682 | 98.8219 | 1160.2682 | 98.8219
304 | 1111.2046 | 167.1308 | 1111.2046 | 167.1308
305 | 1110.0109 | 350.0039 | 1110.0109 | 350.0039
306 | 1142.5811 | 415.6341 | 1142.5811 | 415.6341
307 | 1204.5494 | 461.04 | 1204.5494 | 461.04
308 | 1340.1142 | 436.2921 | 1340.1142 | 436.2921
309 | 1461.8512 | 424.3575 | 1461.8512 | 424.3575
310 | 1538.9924 | 382.5851 | 1538.9924 | 382.5851
311 | 1675.9012 | 393.1205 | 1675.9012 | 393.1205
312 | 1666.2649 | 372.786 | 1666.2649 | 372.786
313 | 1587.801 | 356.37 | 1587.801 | 356.37
314 | 1568.5382 | 347.6943 | 1568.5382 | 347.6943
315 | 1577.8169 | 280.7717 | 1577.8169 | 280.7717
316 | 1570.9744 | 306.529 | 1570.9744 | 306.529
317 | 1589.124 | 348.9371 | 1589.124 | 348.9371
318 | 1561.1943 | 306.9444 | 1561.1943 | 306.9444
319 | 1486.4064 | 283.868 | 1486.4064 | 283.868
320 | 1435.8321 | 257.9161 | 1435.8321 | 257.9161
321 | 1422.7001 | 220.7718 | 1422.7001 | 220.7718
322 | 1446.1132 | 133.1247 | 1446.1132 | 133.1247
323 | 1399.3964 | 97.23 | 1399.3964 | 97.23
324 | 1299.9953 | 78.4445 | 1299.9953 | 78.4445
325 | 1216.6733 | 55.5955 | 1216.6733 | 55.5955
326 | 1178.1368 | 66.3931 | 1178.1368 | 66.3931
327 | 1133.7079 | 102.1922 | 1133.7079 | 102.1922
328 | 1087.3836 | 172.2163 | 1087.3836 | 172.2163
329 | 1086.451 | 357.6773 | 1086.451 | 357.6773
330 | 1125.4858 | 424.4209 | 1125.4858 | 424.4209
331 | 1182.9184 | 471.3113 | 1182.9184 | 471.3113
332 | 1316.3488 | 452.2909 | 1316.3488 | 452.2909
333 | 1440.5582 | 445.4518 | 1440.5582 | 445.4518
334 | 1536.9516 | 407.3004 | 1536.9516 | 407.3004
335 | 1644.6925 | 419.3003 | 1644.6925 | 419.3003
336 | 1668.1478 | 390.6304 | 1668.1478 | 390.6304
337 | 1583.5046 | 361.8166 | 1583.5046 | 361.8166
338 | 1568.7566 | 339.5695 | 1568.7566 | 339.5695
339 | 1569.8218 | 264.3315 | 1569.8218 | 264.3315
340 | 1566.2827 | 293.9306 | 1566.2827 | 293.9306
341 | 1579.1275 | 340.2607 | 1579.1275 | 340.2607
342 | 1554.3083 | 298.8196 | 1554.3083 | 298.8196
343 | 1483.3364 | 276.024 | 1483.3364 | 276.024
344 | 1434.2411 | 257.9161 | 1434.2411 | 257.9161
345 | 1427.1619 | 220.7718 | 1427.1619 | 220.7718
346 | 1449.9271 | 133.1247 | 1449.9271 | 133.1247
347 | 1388.3046 | 97.23 | 1388.3046 | 97.23
348 | 1297.6577 | 78.4445 | 1297.6577 | 78.4445
349 | 1224.2393 | 55.6457 | 1224.2393 | 55.6457
350 | 1174.4166 | 64.3569 | 1174.4166 | 64.3569
351 | 1135.8622 | 99.835 | 1135.8622 | 99.835
352 | 1097.7441 | 162.8477 | 1097.7441 | 162.8477
353 | 1097.2388 | 341.9293 | 1097.2388 | 341.9293
354 | 1132.7439 | 416.9381 | 1132.7439 | 416.9381
355 | 1196.8764 | 466.1757 | 1196.8764 | 466.1757
356 | 1323.1304 | 444.0057 | 1323.1304 | 444.0057
357 | 1441.908 | 434.1574 | 1441.908 | 434.1574
358 | 1547.845 | 392.5153 | 1547.845 | 392.5153
359 | 1659.1038 | 399.6304 | 1659.1038 | 399.6304
360 | 1662.8257 | 374.7821 | 1662.8257 | 374.7821
361 | 1598.4651 | 350.5221 | 1598.4651 | 350.5221
362 | 1567.7145 | 326.4394 | 1567.7145 | 326.4394
363 | 1570.3716 | 238.3323 | 1570.3716 | 238.3323
364 | 1570.3229 | 281.8437 | 1570.3229 | 281.8437
365 | 1594.4276 | 325.8568 | 1594.4276 | 325.8568
366 | 1561.6261 | 293.714 | 1561.6261 | 293.714
367 | 1492.9068 | 276.024 | 1492.9068 | 276.024
368 | 1442.7632 | 257.9161 | 1442.7632 | 257.9161
369 | 1425.6007 | 220.7718 | 1425.6007 | 220.7718
370 | 1453.6128 | 136.2944 | 1453.6128 | 136.2944
371 | 1405.1668 | 107.5314 | 1405.1668 | 107.5314
372 | 1319.4099 | 96.9609 | 1319.4099 | 96.9609
373 | 1237.8464 | 82.4574 | 1237.8464 | 82.4574
374 | 1180.4551 | 97.1368 | 1180.4551 | 97.1368
375 | 1145.7875 | 125.7841 | 1145.7875 | 125.7841
376 | 1101.8383 | 179.4885 | 1101.8383 | 179.4885
377 | 1095.1278 | 352.1805 | 1095.1278 | 352.1805
378 | 1121.3602 | 418.9041 | 1121.3602 | 418.9041
379 | 1176.2329 | 461.1002 | 1176.2329 | 461.1002
380 | 1296.6521 | 433.8748 | 1296.6521 | 433.8748
381 | 1412.2238 | 420.7064 | 1412.2238 | 420.7064
382 | 1507.1522 | 378.1214 | 1507.1522 | 378.1214
383 | 1628.9518 | 386.1894 | 1628.9518 | 386.1894
384 | 1645.0813 | 364.3403 | 1645.0813 | 364.3403
385 | 1565.9457 | 346.9914 | 1565.9457 | 346.9914
386 | 1546.3129 | 339.1984 | 1546.3129 | 339.1984
387 | 1549.7534 | 274.6329 | 1549.7534 | 274.6329
388 | 1560.5391 | 301.9651 | 1560.5391 | 301.9651
389 | 1548.3908 | 345.4164 | 1548.3908 | 345.4164
390 | 1533.4468 | 303.4337 | 1533.4468 | 303.4337
391 | 1478.0233 | 279.0433 | 1478.0233 | 279.0433
392 | 1402.2093 | 257.9161 | 1402.2093 | 257.9161
393 | 1388.6124 | 220.7718 | 1388.6124 | 220.7718
394 | 1420.0685 | 133.1247 | 1420.0685 | 133.1247
395 | 1387.7723 | 97.23 | 1387.7723 | 97.23
396 | 1313.1276 | 78.4445 | 1313.1276 | 78.4445
397 | 1233.0778 | 56.4682 | 1233.0778 | 56.4682
398 | 1189.7499 | 72.1005 | 1189.7499 | 72.1005
399 | 1152.6895 | 104.1783 | 1152.6895 | 104.1783
400 | 1108.425 | 165.1548 | 1108.425 | 165.1548
401 | 1101.0041 | 338.569 | 1101.0041 | 338.569
402 | 1118.8719 | 404.8813 | 1118.8719 | 404.8813
403 | 1153.861 | 448.913 | 1153.861 | 448.913
404 | 1262.0402 | 424.7369 | 1262.0402 | 424.7369
405 | 1362.8912 | 414.7081 | 1362.8912 | 414.7081
406 | 1456.751 | 380.2981 | 1456.751 | 380.2981
407 | 1589.5014 | 400.6234 | 1589.5014 | 400.6234
408 | 1619.9726 | 380.65 | 1619.9726 | 380.65
409 | 1557.0236 | 343.4205 | 1557.0236 | 343.4205
410 | 1539.5196 | 323.33 | 1539.5196 | 323.33
411 | 1532.3635 | 246.8883 | 1532.3635 | 246.8883
412 | 1544.1778 | 270.1581 | 1544.1778 | 270.1581
413 | 1553.2849 | 325.8568 | 1553.2849 | 325.8568
414 | 1511.8088 | 293.714 | 1511.8088 | 293.714
415 | 1451.6426 | 276.024 | 1451.6426 | 276.024
416 | 1405.3558 | 257.9161 | 1405.3558 | 257.9161
417 | 1400.3264 | 220.7718 | 1400.3264 | 220.7718
418 | 1432.5948 | 133.1247 | 1432.5948 | 133.1247
419 | 1381.2552 | 97.23 | 1381.2552 | 97.23
420 | 1298.4261 | 78.4445 | 1298.4261 | 78.4445
421 | 1231.9605 | 55.5955 | 1231.9605 | 55.5955
422 | 1186.5888 | 62.11 | 1186.5888 | 62.11
423 | 1151.0401 | 83.9767 | 1151.0401 | 83.9767
424 | 1105.6177 | 150.6907 | 1105.6177 | 150.6907
425 | 1102.1555 | 329.702 | 1102.1555 | 329.702
426 | 1111.2341 | 397.4386 | 1111.2341 | 397.4386
427 | 1155.7228 | 441.1794 | 1155.7228 | 441.1794
428 | 1247.3336 | 418.1468 | 1247.3336 | 418.1468
429 | 1337.8985 | 407.7168 | 1337.8985 | 407.7168
430 | 1431.3415 | 367.0076 | 1431.3415 | 367.0076
431 | 1555.6591 | 375.7275 | 1555.6591 | 375.7275
432 | 1583.1072 | 353.5674 | 1583.1072 | 353.5674
433 | 1529.9184 | 333.9917 | 1529.9184 | 333.9917
434 | 1508.8928 | 325.0853 | 1508.8928 | 325.0853
435 | 1517.822 | 259.0855 | 1517.822 | 259.0855
436 | 1527.9347 | 290.5503 | 1527.9347 | 290.5503
437 | 1533.858 | 337.2816 | 1533.858 | 337.2816
438 | 1516.6792 | 297.6159 | 1516.6792 | 297.6159
439 | 1466.3313 | 276.024 | 1466.3313 | 276.024
440 | 1425.9261 | 257.9161 | 1425.9261 | 257.9161
441 | 1427.0955 | 220.7718 | 1427.0955 | 220.7718
442 | 1439.3221 | 133.1247 | 1439.3221 | 133.1247
443 | 1377.6816 | 97.23 | 1377.6816 | 97.23
444 | 1293.0493 | 78.4445 | 1293.0493 | 78.4445
445 | 1220.4819 | 55.5955 | 1220.4819 | 55.5955
446 | 1174.6331 | 62.11 | 1174.6331 | 62.11
447 | 1141.7609 | 83.1542 | 1141.7609 | 83.1542
448 | 1108.6313 | 148.7146 | 1108.6313 | 148.7146
449 | 1089.8693 | 330.9558 | 1089.8693 | 330.9558
450 | 1108.0066 | 402.8351 | 1108.0066 | 402.8351
451 | 1160.5731 | 448.572 | 1160.5731 | 448.572
452 | 1267.0251 | 424.6567 | 1267.0251 | 424.6567
453 | 1376.8162 | 413.384 | 1376.8162 | 413.384
454 | 1468.0518 | 372.6247 | 1468.0518 | 372.6247
455 | 1595.2257 | 382.9094 | 1595.2257 | 382.9094
456 | 1605.7088 | 360.5888 | 1605.7088 | 360.5888
457 | 1553.7513 | 334.072 | 1553.7513 | 334.072
458 | 1524.5909 | 319.8293 | 1524.5909 | 319.8293
459 | 1539.495 | 244.6816 | 1539.495 | 244.6816
460 | 1536.5834 | 270.6095 | 1536.5834 | 270.6095
461 | 1555.1803 | 325.8568 | 1555.1803 | 325.8568
462 | 1538.0916 | 293.714 | 1538.0916 | 293.714
463 | 1488.2823 | 276.024 | 1488.2823 | 276.024
464 | 1431.6126 | 257.9161 | 1431.6126 | 257.9161
465 | 1431.4963 | 220.7718 | 1431.4963 | 220.7718
466 | 1441.0673 | 133.1247 | 1441.0673 | 133.1247
467 | 1384.4051 | 97.23 | 1384.4051 | 97.23
468 | 1320.2456 | 78.4445 | 1320.2456 | 78.4445
469 | 1243.2196 | 55.5955 | 1243.2196 | 55.5955
470 | 1198.738 | 62.11 | 1198.738 | 62.11
471 | 1166.3791 | 92.0011 | 1166.3791 | 92.0011
472 | 1138.3443 | 145.1337 | 1138.3443 | 145.1337
473 | 1124.7685 | 316.7525 | 1124.7685 | 316.7525
474 | 1151.5774 | 385.3719 | 1151.5774 | 385.3719
475 | 1220.7528 | 432.5933 | 1220.7528 | 432.5933
476 | 1365.5322 | 411.6771 | 1365.5322 | 411.6771
477 | 1495.4673 | 404.7276 | 1495.4673 | 404.7276
478 | 1586.0542 | 366.9474 | 1586.0542 | 366.9474
479 | 1718.4489 | 378.2953 | 1718.4489 | 378.2953
480 | 1732.294 | 358.4022 | 1732.294 | 358.4022
481 | 1639.174 | 339.5888 | 1639.174 | 339.5888
482 | 1635.6641 | 328.6562 | 1635.6641 | 328.6562
483 | 1655.9809 | 259.1156 | 1655.9809 | 259.1156
484 | 1635.6607 | 288.815 | 1635.6607 | 288.815
485 | 1643.6167 | 334.4028 | 1643.6167 | 334.4028
486 | 1626.7108 | 293.714 | 1626.7108 | 293.714
487 | 1539.3133 | 276.024 | 1539.3133 | 276.024
488 | 1479.2249 | 257.9161 | 1479.2249 | 257.9161
489 | 1470.2006 | 220.7718 | 1470.2006 | 220.7718
490 | 1480.9622 | 133.1247 | 1480.9622 | 133.1247
491 | 1413.3509 | 97.23 | 1413.3509 | 97.23
492 | 1318.8126 | 78.4445 | 1318.8126 | 78.4445
493 | 1243.1401 | 55.5955 | 1243.1401 | 55.5955
494 | 1200.6258 | 62.11 | 1200.6258 | 62.11
495 | 1172.8833 | 88.3099 | 1172.8833 | 88.3099
496 | 1138.0701 | 159.969 | 1138.0701 | 159.969
497 | 1126.8035 | 346.3528 | 1126.8035 | 346.3528
498 | 1149.9371 | 418.7135 | 1149.9371 | 418.7135
499 | 1211.9262 | 467.1386 | 1211.9262 | 467.1386
500 | 1348.2615 | 443.8552 | 1348.2615 | 443.8552
501 | 1472.0156 | 428.3898 | 1472.0156 | 428.3898
502 | 1576.9648 | 382.1738 | 1576.9648 | 382.1738
503 | 1688.1593 | 388.4763 | 1688.1593 | 388.4763
504 | 1714.7241 | 364.2199 | 1714.7241 | 364.2199
505 | 1628.1636 | 343.3803 | 1628.1636 | 343.3803
506 | 1611.0406 | 333.3405 | 1611.0406 | 333.3405
507 | 1615.8032 | 268.0529 | 1615.8032 | 268.0529
508 | 1610.3664 | 294.7029 | 1610.3664 | 294.7029
509 | 1605.3841 | 325.8568 | 1605.3841 | 325.8568
510 | 1590.951 | 293.714 | 1590.951 | 293.714
511 | 1520.6121 | 276.024 | 1520.6121 | 276.024
512 | 1472.9737 | 257.9161 | 1472.9737 | 257.9161
513 | 1472.3854 | 220.7718 | 1472.3854 | 220.7718
514 | 1472.2828 | 133.1247 | 1472.2828 | 133.1247
515 | 1410.3606 | 97.23 | 1410.3606 | 97.23
516 | 1316.1951 | 78.4445 | 1316.1951 | 78.4445
517 | 1242.3067 | 55.5955 | 1242.3067 | 55.5955
518 | 1202.6481 | 62.11 | 1202.6481 | 62.11
519 | 1169.4282 | 97.3675 | 1169.4282 | 97.3675
520 | 1144.0509 | 150.5703 | 1144.0509 | 150.5703
521 | 1135.8862 | 326.0107 | 1135.8862 | 326.0107
522 | 1160.2174 | 400.3174 | 1160.2174 | 400.3174
523 | 1227.9404 | 443.346 | 1227.9404 | 443.346
524 | 1360.6487 | 420.5943 | 1360.6487 | 420.5943
525 | 1480.8947 | 409.432 | 1480.8947 | 409.432
526 | 1583.0059 | 364.3093 | 1583.0059 | 364.3093
527 | 1698.0857 | 370.3511 | 1698.0857 | 370.3511
528 | 1686.0829 | 346.1448 | 1686.0829 | 346.1448
529 | 1605.4457 | 329.8491 | 1605.4457 | 329.8491
530 | 1576.5427 | 326.1787 | 1576.5427 | 326.1787
531 | 1608.1844 | 267.9827 | 1608.1844 | 267.9827
532 | 1606.9259 | 307.3716 | 1606.9259 | 307.3716
533 | 1607.7759 | 361.355 | 1607.7759 | 361.355
534 | 1560.532 | 323.3042 | 1560.532 | 323.3042
535 | 1501.27 | 314.6117 | 1501.27 | 314.6117
536 | 1458.492 | 301.6695 | 1458.492 | 301.6695
537 | 1457.1185 | 263.4821 | 1457.1185 | 263.4821
538 | 1461.0594 | 170.0172 | 1461.0594 | 170.0172
539 | 1401.8212 | 132.7082 | 1401.8212 | 132.7082
540 | 1313.6524 | 114.5646 | 1313.6524 | 114.5646
541 | 1236.7834 | 93.5111 | 1236.7834 | 93.5111
542 | 1191.5952 | 103.105 | 1191.5952 | 103.105
543 | 1165.4454 | 132.0834 | 1165.4454 | 132.0834
544 | 1133.695 | 198.7673 | 1133.695 | 198.7673
545 | 1113.9202 | 384.1079 | 1113.9202 | 384.1079
546 | 1134.0871 | 452.8175 | 1134.0871 | 452.8175
547 | 1192.9117 | 500.3799 | 1192.9117 | 500.3799
548 | 1316.9914 | 477.4978 | 1316.9914 | 477.4978
549 | 1427.1271 | 467.8902 | 1427.1271 | 467.8902
550 | 1543.7521 | 427.9634 | 1543.7521 | 427.9634
551 | 1642.8965 | 437.9472 | 1642.8965 | 437.9472
552 | 1657.225 | 412.798 | 1657.225 | 412.798
553 | 1585.5474 | 384.4857 | 1585.5474 | 384.4857
554 | 1568.2729 | 366.5618 | 1568.2729 | 366.5618
555 | 1581.1113 | 288.5855 | 1581.1113 | 288.5855
556 | 1573.7147 | 313.3097 | 1573.7147 | 313.3097
557 | 1580.7011 | 355.4169 | 1580.7011 | 355.4169
558 | 1542.7257 | 308.479 | 1542.7257 | 308.479
559 | 1498.3555 | 276.024 | 1498.3555 | 276.024
560 | 1437.7694 | 257.9161 | 1437.7694 | 257.9161
561 | 1436.5925 | 220.7718 | 1436.5925 | 220.7718
562 | 1447.8039 | 133.1247 | 1447.8039 | 133.1247
563 | 1400.2417 | 97.23 | 1400.2417 | 97.23
564 | 1317.0463 | 78.4445 | 1317.0463 | 78.4445
565 | 1244.9723 | 55.5955 | 1244.9723 | 55.5955
566 | 1204.8242 | 62.11 | 1204.8242 | 62.11
567 | 1173.5725 | 94.4185 | 1173.5725 | 94.4185
568 | 1134.2497 | 161.6441 | 1134.2497 | 161.6441
569 | 1122.2067 | 343.7047 | 1122.2067 | 343.7047
570 | 1134.358 | 420.6394 | 1134.358 | 420.6394
571 | 1178.3323 | 471.4818 | 1178.3323 | 471.4818
572 | 1284.0918 | 448.5194 | 1284.0918 | 448.5194
573 | 1373.922 | 434.8495 | 1373.922 | 434.8495
574 | 1462.4752 | 390.8001 | 1462.4752 | 390.8001
575 | 1580.1776 | 400.8441 | 1580.1776 | 400.8441
576 | 1601.9384 | 379.0953 | 1601.9384 | 379.0953
577 | 1540.4682 | 354.0629 | 1540.4682 | 354.0629
578 | 1516.2233 | 336.0086 | 1516.2233 | 336.0086
579 | 1530.0826 | 261.1518 | 1530.0826 | 261.1518
580 | 1539.2559 | 289.1761 | 1539.2559 | 289.1761
581 | 1537.8253 | 335.6867 | 1537.8253 | 335.6867
582 | 1498.2348 | 295.69 | 1498.2348 | 295.69
583 | 1435.6755 | 276.024 | 1435.6755 | 276.024
584 | 1393.8816 | 257.9161 | 1393.8816 | 257.9161
585 | 1413.2546 | 220.7718 | 1413.2546 | 220.7718
586 | 1436.5206 | 133.1247 | 1436.5206 | 133.1247
587 | 1372.6312 | 97.23 | 1372.6312 | 97.23
588 | 1291.2927 | 79.929 | 1291.2927 | 79.929
589 | 1224.2435 | 63.6601 | 1224.2435 | 63.6601
590 | 1187.8005 | 78.6304 | 1187.8005 | 78.6304
591 | 1156.751 | 108.8425 | 1156.751 | 108.8425
592 | 1115.4572 | 171.3136 | 1115.4572 | 171.3136
593 | 1102.8537 | 348.1583 | 1102.8537 | 348.1583
594 | 1118.4304 | 417.7405 | 1118.4304 | 417.7405
595 | 1169.4647 | 462.8054 | 1169.4647 | 462.8054
596 | 1256.0434 | 437.0745 | 1256.0434 | 437.0745
597 | 1341.7452 | 425.6615 | 1341.7452 | 425.6615
598 | 1441.7354 | 384.6313 | 1441.7354 | 384.6313
599 | 1553.0244 | 393.6923 | 1553.0244 | 393.6923
600 | 1557.4126 | 372.8161 | 1557.4126 | 372.8161
601 | 1508.7928 | 356.4402 | 1508.7928 | 356.4402
602 | 1481.1716 | 349.911 | 1481.1716 | 349.911
603 | 1500.0662 | 285.6465 | 1500.0662 | 285.6465
604 | 1511.0449 | 311.7048 | 1511.0449 | 311.7048
605 | 1516.8173 | 352.5481 | 1516.8173 | 352.5481
606 | 1482.3451 | 308.138 | 1482.3451 | 308.138
607 | 1430.2389 | 282.0825 | 1430.2389 | 282.0825
608 | 1397.223 | 257.9161 | 1397.223 | 257.9161
609 | 1404.6049 | 220.7718 | 1404.6049 | 220.7718
610 | 1417.3829 | 133.1247 | 1417.3829 | 133.1247
611 | 1366.8043 | 99.0957 | 1366.8043 | 99.0957
612 | 1288.2779 | 86.148 | 1288.2779 | 86.148
613 | 1211.7137 | 71.4539 | 1211.7137 | 71.4539
614 | 1170.6549 | 88.8215 | 1170.6549 | 88.8215
615 | 1143.7094 | 123.0659 | 1143.7094 | 123.0659
616 | 1110.6087 | 181.6451 | 1110.6087 | 181.6451
617 | 1094.1225 | 362.4218 | 1094.1225 | 362.4218
618 | 1113.7275 | 434.281 | 1113.7275 | 434.281
619 | 1170.347 | 480.5394 | 1170.347 | 480.5394
620 | 1278.4065 | 453.9259 | 1278.4065 | 453.9259
621 | 1381.0812 | 443.3554 | 1381.0812 | 443.3554
622 | 1474.0989 | 404.5019 | 1474.0989 | 404.5019
623 | 1584.0058 | 414.7565 | 1584.0058 | 414.7565
624 | 1596.4642 | 393.5895 | 1596.4642 | 393.5895
625 | 1524.0629 | 372.2183 | 1524.0629 | 372.2183
626 | 1509.9634 | 359.8413 | 1509.9634 | 359.8413
627 | 1520.4689 | 291.8855 | 1520.4689 | 291.8855
628 | 1522.3602 | 321.2238 | 1522.3602 | 321.2238
629 | 1543.3756 | 367.6843 | 1543.3756 | 367.6843
630 | 1516.1242 | 328.4299 | 1516.1242 | 328.4299
631 | 1450.3649 | 306.5371 | 1450.3649 | 306.5371
632 | 1420.0616 | 287.9778 | 1420.0616 | 287.9778
633 | 1428.0676 | 251.9068 | 1428.0676 | 251.9068
634 | 1448.9957 | 164.8314 | 1448.9957 | 164.8314
635 | 1383.1383 | 129.6288 | 1383.1383 | 129.6288
636 | 1282.2854 | 112.4381 | 1282.2854 | 112.4381
637 | 1212.7043 | 93.9124 | 1212.7043 | 93.9124
638 | 1172.0181 | 107.5385 | 1172.0181 | 107.5385
639 | 1148.4754 | 140.81 | 1148.4754 | 140.81
640 | 1118.7271 | 206.6413 | 1118.7271 | 206.6413
641 | 1105.3959 | 387.3478 | 1105.3959 | 387.3478
642 | 1125.1961 | 458.4346 | 1125.1961 | 458.4346
643 | 1195.4223 | 505.2949 | 1195.4223 | 505.2949
644 | 1333.0903 | 482.824 | 1333.0903 | 482.824
645 | 1471.6233 | 473.4773 | 1471.6233 | 473.4773
646 | 1572.4879 | 432.2465 | 1572.4879 | 432.2465
647 | 1710.5752 | 439.3916 | 1710.5752 | 439.3916
648 | 1711.7358 | 417.1413 | 1711.7358 | 417.1413
649 | 1641.3038 | 397.6157 | 1641.3038 | 397.6157
650 | 1615.7772 | 385.1083 | 1615.7772 | 385.1083
651 | 1622.6817 | 319.6502 | 1622.6817 | 319.6502
652 | 1623.837 | 350.3627 | 1623.837 | 350.3627
653 | 1621.5354 | 394.4559 | 1621.5354 | 394.4559
654 | 1587.0754 | 350.8683 | 1587.0754 | 350.8683
655 | 1516.8864 | 323.8599 | 1516.8864 | 323.8599
656 | 1483.6877 | 297.6974 | 1483.6877 | 297.6974
657 | 1491.598 | 255.6883 | 1491.598 | 255.6883
658 | 1482.1698 | 168.1415 | 1482.1698 | 168.1415
659 | 1398.3253 | 136.1587 | 1398.3253 | 136.1587
660 | 1259.4426 | 124.3444 | 1259.4426 | 124.3444
661 | 1186.2711 | 109.2291 | 1186.2711 | 109.2291
662 | 1141.0651 | 123.7981 | 1141.0651 | 123.7981
663 | 1119.8771 | 156.5981 | 1119.8771 | 156.5981
664 | 1096.8448 | 223.5027 | 1096.8448 | 223.5027
665 | 1074.6768 | 406.3758 | 1074.6768 | 406.3758
666 | 1095.2019 | 470.1403 | 1095.2019 | 470.1403
667 | 1161.7262 | 508.605 | 1161.7262 | 508.605
668 | 1289.714 | 485.0408 | 1289.714 | 485.0408
669 | 1421.9731 | 471.6116 | 1421.9731 | 471.6116
670 | 1522.8691 | 427.5923 | 1522.8691 | 427.5923
671 | 1634.3511 | 435.2389 | 1634.3511 | 435.2389
672 | 1637.6331 | 411.484 | 1637.6331 | 411.484
673 | 1559.9375 | 387.8259 | 1559.9375 | 387.8259
674 | 1549.199 | 372.0686 | 1549.199 | 372.0686
675 | 1555.2045 | 297.1215 | 1555.2045 | 297.1215
676 | 1556.6017 | 321.7253 | 1556.6017 | 321.7253
677 | 1556.7532 | 368.8679 | 1556.7532 | 368.8679
678 | 1524.9248 | 328.129 | 1524.9248 | 328.129
679 | 1457.119 | 300.7896 | 1457.119 | 300.7896
680 | 1409.1076 | 275.1687 | 1409.1076 | 275.1687
681 | 1424.7929 | 232.7383 | 1424.7929 | 232.7383
682 | 1429.181 | 140.3468 | 1429.181 | 140.3468
683 | 1360.5345 | 103.2083 | 1360.5345 | 103.2083
684 | 1266.5429 | 86.2683 | 1266.5429 | 86.2683
685 | 1195.5582 | 66.0675 | 1195.5582 | 66.0675
686 | 1149.3642 | 76.524 | 1149.3642 | 76.524
687 | 1129.1656 | 115.8338 | 1129.1656 | 115.8338
688 | 1092.0795 | 177.041 | 1092.0795 | 177.041
689 | 1071.3367 | 353.8857 | 1071.3367 | 353.8857
690 | 1105.0701 | 425.765 | 1105.0701 | 425.765
691 | 1170.2475 | 475.5643 | 1170.2475 | 475.5643
692 | 1291.9163 | 455.7916 | 1291.9163 | 455.7916
693 | 1410.1523 | 447.9996 | 1410.1523 | 447.9996
694 | 1490.9807 | 409.5473 | 1490.9807 | 409.5473
695 | 1599.7183 | 421.2563 | 1599.7183 | 421.2563
696 | 1607.3853 | 402.607 | 1607.3853 | 402.607
697 | 1533.4264 | 380.1525 | 1533.4264 | 380.1525
698 | 1516.0704 | 358.7179 | 1516.0704 | 358.7179
699 | 1526.9197 | 277.923 | 1526.9197 | 277.923
700 | 1518.8305 | 298.2036 | 1518.8305 | 298.2036
701 | 1518.546 | 340.371 | 1518.546 | 340.371
702 | 1499.1227 | 296.7031 | 1499.1227 | 296.7031
703 | 1426.5428 | 276.024 | 1426.5428 | 276.024
704 | 1375.5412 | 257.9161 | 1375.5412 | 257.9161
705 | 1394.5113 | 220.7718 | 1394.5113 | 220.7718
706 | 1405.15 | 133.1247 | 1405.15 | 133.1247
707 | 1339.5765 | 97.23 | 1339.5765 | 97.23
708 | 1283.2723 | 68.9892 | 1283.2723 | 68.9892
709 | 1209.705 | 50.4636 | 1209.705 | 50.4636
710 | 1167.3645 | 55.2838 | 1167.3645 | 55.2838
711 | 1138.171 | 106.5812 | 1138.171 | 106.5812
712 | 1113.7386 | 201.679 | 1113.7386 | 201.679
713 | 1092.8822 | 381.4025 | 1092.8822 | 381.4025
714 | 1122.8747 | 470.0745 | 1122.8747 | 470.0745
715 | 1184.3527 | 535.503 | 1184.3527 | 535.503
716 | 1303.0105 | 515.6841 | 1303.0105 | 515.6841
717 | 1410.47 | 503.6853 | 1410.47 | 503.6853
718 | 1511.6042 | 484.4376 | 1511.6042 | 484.4376
719 | 1610.108 | 493.4428 | 1610.108 | 493.4428
720 | 1637.5568 | 480.4587 | 1637.5568 | 480.4587
721 | 1564.458 | 441.906 | 1564.458 | 441.906
722 | 1557.5186 | 407.6058 | 1557.5186 | 407.6058
723 | 1559.8423 | 316.6458 | 1559.8423 | 316.6458
724 | 1560.0429 | 304.3238 | 1560.0429 | 304.3238
725 | 1584.5441 | 324.4853 | 1584.5441 | 324.4853
726 | 1566.1192 | 277.739 | 1566.1192 | 277.739
727 | 1473.257 | 257.2422 | 1473.257 | 257.2422
728 | 1415.2669 | 253.8129 | 1415.2669 | 253.8129
729 | 1439.7825 | 208.4036 | 1439.7825 | 208.4036
730 | 1442.007 | 130.2027 | 1442.007 | 130.2027
731 | 1370.0774 | 80.9483 | 1370.0774 | 80.9483
732 | 1284.6074 | 68.9892 | 1284.6074 | 68.9892
733 | 1205.6887 | 50.4636 | 1205.6887 | 50.4636
734 | 1164.171 | 71.982 | 1164.171 | 71.982
735 | 1152.7104 | 111.886 | 1152.7104 | 111.886
736 | 1118.8516 | 199.054 | 1118.8516 | 199.054
737 | 1101.406 | 377.3009 | 1101.406 | 377.3009
738 | 1113.6324 | 467.3765 | 1113.6324 | 467.3765
739 | 1160.3719 | 530.9456 | 1160.3719 | 530.9456
740 | 1258.6155 | 506.0589 | 1258.6155 | 506.0589
741 | 1375.7616 | 479.8045 | 1375.7616 | 479.8045
742 | 1485.6108 | 449.8561 | 1485.6108 | 449.8561
743 | 1582.568 | 453.3742 | 1582.568 | 453.3742
744 | 1620.0063 | 437.9109 | 1620.0063 | 437.9109
745 | 1543.553 | 406.65 | 1543.553 | 406.65
746 | 1525.8311 | 392.1289 | 1525.8311 | 392.1289
747 | 1519.8525 | 305.8721 | 1519.8525 | 305.8721
748 | 1524.3968 | 310.7406 | 1524.3968 | 310.7406
749 | 1546.8476 | 340.345 | 1546.8476 | 340.345
750 | 1510.1595 | 287.2731 | 1510.1595 | 287.2731
751 | 1447.9137 | 257.2422 | 1447.9137 | 257.2422
752 | 1422.6712 | 253.8129 | 1422.6712 | 253.8129
753 | 1438.7387 | 208.4036 | 1438.7387 | 208.4036
754 | 1428.8649 | 130.2027 | 1428.8649 | 130.2027
755 | 1360.6367 | 80.9483 | 1360.6367 | 80.9483
756 | 1277.2255 | 68.9892 | 1277.2255 | 68.9892
757 | 1206.1698 | 50.4636 | 1206.1698 | 50.4636
758 | 1159.5503 | 69.1018 | 1159.5503 | 69.1018
759 | 1145.7063 | 119.7247 | 1145.7063 | 119.7247
760 | 1125.1571 | 221.4399 | 1125.1571 | 221.4399
761 | 1096.5359 | 401.0176 | 1096.5359 | 401.0176
762 | 1109.6212 | 483.2909 | 1109.6212 | 483.2909
763 | 1161.4593 | 545.3652 | 1161.4593 | 545.3652
764 | 1254.9445 | 519.804 | 1254.9445 | 519.804
765 | 1346.5543 | 506.0733 | 1346.5543 | 506.0733
766 | 1435.7311 | 484.7293 | 1435.7311 | 484.7293
767 | 1542.3061 | 470.6923 | 1542.3061 | 470.6923
768 | 1564.7045 | 441.6115 | 1564.7045 | 441.6115
769 | 1518.4961 | 411.8454 | 1518.4961 | 411.8454
770 | 1491.5213 | 407.6787 | 1491.5213 | 407.6787
771 | 1489.6725 | 341.438 | 1489.6725 | 341.438
772 | 1496.7651 | 355.4213 | 1496.7651 | 355.4213
773 | 1525.7508 | 388.5257 | 1525.7508 | 388.5257
774 | 1508.1659 | 344.204 | 1508.1659 | 344.204
775 | 1453.2933 | 314.7383 | 1453.2933 | 314.7383
776 | 1430.3508 | 293.5898 | 1430.3508 | 293.5898
777 | 1463.2632 | 210.8099 | 1463.2632 | 210.8099
778 | 1444.6324 | 130.2027 | 1444.6324 | 130.2027
779 | 1367.6389 | 80.9483 | 1367.6389 | 80.9483
780 | 1279.0029 | 68.9892 | 1279.0029 | 68.9892
781 | 1210.849 | 50.4636 | 1210.849 | 50.4636
782 | 1170.533 | 55.2838 | 1170.533 | 55.2838
783 | 1153.629 | 70.0492 | 1153.629 | 70.0492
784 | 1125.4006 | 142.3783 | 1125.4006 | 142.3783
785 | 1104.7312 | 309.4322 | 1104.7312 | 309.4322
786 | 1115.6266 | 383.3564 | 1115.6266 | 383.3564
787 | 1167.2637 | 440.1624 | 1167.2637 | 440.1624
788 | 1280.129 | 411.575 | 1280.129 | 411.575
789 | 1385.8421 | 393.5058 | 1385.8421 | 393.5058
790 | 1471.1738 | 367.1486 | 1471.1738 | 367.1486
791 | 1582.7048 | 369.9922 | 1582.7048 | 369.9922
792 | 1617.8284 | 351.2111 | 1617.8284 | 351.2111
793 | 1539.4682 | 324.0154 | 1539.4682 | 324.0154
794 | 1529.9373 | 324.5883 | 1529.9373 | 324.5883
795 | 1532.3658 | 265.7853 | 1532.3658 | 265.7853
796 | 1536.4459 | 290.1777 | 1536.4459 | 290.1777
797 | 1563.7864 | 315.1153 | 1563.7864 | 315.1153
798 | 1534.1029 | 277.739 | 1534.1029 | 277.739
799 | 1462.2118 | 257.2422 | 1462.2118 | 257.2422
800 | 1431.7029 | 253.8129 | 1431.7029 | 253.8129
801 | 1459.8651 | 208.4036 | 1459.8651 | 208.4036
802 | 1440.3224 | 130.2027 | 1440.3224 | 130.2027
803 | 1368.0367 | 80.9483 | 1368.0367 | 80.9483
804 | 1269.2857 | 68.9892 | 1269.2857 | 68.9892
805 | 1206.3001 | 50.4636 | 1206.3001 | 50.4636
806 | 1164.7634 | 55.2838 | 1164.7634 | 55.2838
807 | 1148.1726 | 72.4373 | 1148.1726 | 72.4373
808 | 1127.9291 | 155.6676 | 1127.9291 | 155.6676
809 | 1112.503 | 320.2606 | 1112.503 | 320.2606
810 | 1124.492 | 398.9792 | 1124.492 | 398.9792
811 | 1196.4604 | 456.2955 | 1196.4604 | 456.2955
812 | 1337.3104 | 426.8332 | 1337.3104 | 426.8332
813 | 1454.4179 | 410.8421 | 1454.4179 | 410.8421
814 | 1562.4498 | 393.5085 | 1562.4498 | 393.5085
815 | 1683.9529 | 397.0813 | 1683.9529 | 397.0813
816 | 1699.5209 | 379.5398 | 1699.5209 | 379.5398
817 | 1600.1566 | 338.2527 | 1600.1566 | 338.2527
818 | 1581.3319 | 325.6821 | 1581.3319 | 325.6821
819 | 1600.9868 | 259.5508 | 1600.9868 | 259.5508
820 | 1602.1838 | 270.5991 | 1602.1838 | 270.5991
821 | 1608.3955 | 309.8287 | 1608.3955 | 309.8287
822 | 1589.8368 | 277.739 | 1589.8368 | 277.739
823 | 1480.5294 | 257.2422 | 1480.5294 | 257.2422
824 | 1448.9101 | 253.8129 | 1448.9101 | 253.8129
825 | 1488.8402 | 208.4036 | 1488.8402 | 208.4036
826 | 1463.4631 | 130.2027 | 1463.4631 | 130.2027
827 | 1382.9705 | 80.9483 | 1382.9705 | 80.9483
828 | 1271.7776 | 68.9892 | 1271.7776 | 68.9892
829 | 1204.8683 | 50.4636 | 1204.8683 | 50.4636
830 | 1169.104 | 55.2838 | 1169.104 | 55.2838
831 | 1152.858 | 100.9118 | 1152.858 | 100.9118
832 | 1133.8284 | 187.7516 | 1133.8284 | 187.7516
833 | 1113.0652 | 345.4174 | 1113.0652 | 345.4174
834 | 1130.3639 | 423.899 | 1130.3639 | 423.899
835 | 1199.9747 | 486.5019 | 1199.9747 | 486.5019
836 | 1343.578 | 468.1778 | 1343.578 | 468.1778
837 | 1472.068 | 459.1687 | 1472.068 | 459.1687
838 | 1575.5009 | 437.6605 | 1575.5009 | 437.6605
839 | 1670.6516 | 442.7463 | 1670.6516 | 442.7463
840 | 1678.8977 | 427.4289 | 1678.8977 | 427.4289
841 | 1594.1276 | 395.8216 | 1594.1276 | 395.8216
842 | 1576.5799 | 373.1884 | 1576.5799 | 373.1884
843 | 1583.2303 | 287.8066 | 1583.2303 | 287.8066
844 | 1576.3149 | 280.516 | 1576.3149 | 280.516
845 | 1582.8694 | 307.3312 | 1582.8694 | 307.3312
846 | 1561.1471 | 277.739 | 1561.1471 | 277.739
847 | 1491.1561 | 257.2422 | 1491.1561 | 257.2422
848 | 1438.2674 | 253.8129 | 1438.2674 | 253.8129
849 | 1480.2324 | 208.4036 | 1480.2324 | 208.4036
850 | 1466.7592 | 130.2027 | 1466.7592 | 130.2027
851 | 1380.9927 | 80.9483 | 1380.9927 | 80.9483
852 | 1279.239 | 68.9892 | 1279.239 | 68.9892
853 | 1208.3702 | 50.4636 | 1208.3702 | 50.4636
854 | 1165.5329 | 55.2838 | 1165.5329 | 55.2838
855 | 1149.996 | 79.2551 | 1149.996 | 79.2551
856 | 1129.0812 | 170.0325 | 1129.0812 | 170.0325
857 | 1113.4044 | 339.2011 | 1113.4044 | 339.2011
858 | 1130.5935 | 418.5213 | 1130.5935 | 418.5213
859 | 1195.8484 | 477.059 | 1195.8484 | 477.059
860 | 1341.7892 | 450.5134 | 1341.7892 | 450.5134
861 | 1430.0436 | 435.0509 | 1430.0436 | 435.0509
862 | 1534.8451 | 414.0168 | 1534.8451 | 414.0168
863 | 1621.2562 | 419.4854 | 1621.2562 | 419.4854
864 | 1641.0449 | 403.2747 | 1641.0449 | 403.2747
865 | 1582.2659 | 375.2405 | 1582.2659 | 375.2405
866 | 1544.7647 | 361.5761 | 1544.7647 | 361.5761
867 | 1552.9884 | 274.4261 | 1552.9884 | 274.4261
868 | 1556.4835 | 278.2191 | 1556.4835 | 278.2191
869 | 1556.9998 | 317.5216 | 1556.9998 | 317.5216
870 | 1541.5666 | 283.6819 | 1541.5666 | 283.6819
871 | 1463.0498 | 265.5185 | 1463.0498 | 265.5185
872 | 1430.5891 | 267.8314 | 1430.5891 | 267.8314
873 | 1458.0235 | 226.9066 | 1458.0235 | 226.9066
874 | 1450.9843 | 160.9742 | 1450.9843 | 160.9742
875 | 1366.1319 | 126.0665 | 1366.1319 | 126.0665
876 | 1269.2543 | 129.2014 | 1269.2543 | 129.2014
877 | 1201.1399 | 127.5382 | 1201.1399 | 127.5382
878 | 1159.6418 | 151.3536 | 1159.6418 | 151.3536
879 | 1140.3975 | 186.6819 | 1140.3975 | 186.6819
880 | 1120.2827 | 266.8679 | 1120.2827 | 266.8679
881 | 1090.1329 | 434.2683 | 1090.1329 | 434.2683
882 | 1107.6365 | 514.4088 | 1107.6365 | 514.4088
883 | 1174.4227 | 573.7668 | 1174.4227 | 573.7668
884 | 1300.607 | 549.901 | 1300.607 | 549.901
885 | 1408.983 | 536.2797 | 1408.983 | 536.2797
886 | 1512.7002 | 515.756 | 1512.7002 | 515.756
887 | 1609.1168 | 521.8262 | 1609.1168 | 521.8262
888 | 1640.0961 | 506.9827 | 1640.0961 | 506.9827
889 | 1548.8202 | 489.4304 | 1548.8202 | 489.4304
890 | 1541.1107 | 495.4723 | 1541.1107 | 495.4723
891 | 1533.7149 | 438.7291 | 1533.7149 | 438.7291
892 | 1547.2902 | 460.3507 | 1547.2902 | 460.3507
893 | 1553.6743 | 493.8744 | 1553.6743 | 493.8744
894 | 1536.1425 | 435.8805 | 1536.1425 | 435.8805
895 | 1465.3728 | 390.1904 | 1465.3728 | 390.1904
896 | 1434.6713 | 367.4378 | 1434.6713 | 367.4378
897 | 1471.1291 | 308.6662 | 1471.1291 | 308.6662
898 | 1444.2303 | 220.6396 | 1444.2303 | 220.6396
899 | 1363.3982 | 167.9034 | 1363.3982 | 167.9034
900 | 1271.76 | 158.9703 | 1271.76 | 158.9703
901 | 1207.7443 | 149.7418 | 1207.7443 | 149.7418
902 | 1166.9697 | 169.4373 | 1166.9697 | 169.4373
903 | 1150.5884 | 216.1045 | 1150.5884 | 216.1045
904 | 1126.0266 | 330.3798 | 1126.0266 | 330.3798
905 | 1099.0446 | 499.0744 | 1099.0446 | 499.0744
906 | 1115.7366 | 578.3034 | 1115.7366 | 578.3034
907 | 1169.0978 | 637.6068 | 1169.0978 | 637.6068
908 | 1272.1471 | 616.4024 | 1272.1471 | 616.4024
909 | 1357.6885 | 607.3203 | 1357.6885 | 607.3203
910 | 1461.3913 | 587.6534 | 1461.3913 | 587.6534
911 | 1546.8276 | 590.2053 | 1546.8276 | 590.2053
912 | 1575.2997 | 568.6169 | 1575.2997 | 568.6169
913 | 1523.3029 | 525.3791 | 1523.3029 | 525.3791
914 | 1511.0971 | 489.2013 | 1511.0971 | 489.2013
915 | 1513.5258 | 386.5744 | 1513.5258 | 386.5744
916 | 1531.4534 | 388.7267 | 1531.4534 | 388.7267
917 | 1530.0542 | 415.6513 | 1530.0542 | 415.6513
918 | 1513.6062 | 359.3528 | 1513.6062 | 359.3528
919 | 1455.7852 | 315.431 | 1455.7852 | 315.431
920 | 1418.6208 | 293.4257 | 1418.6208 | 293.4257
921 | 1452.7327 | 233.3599 | 1452.7327 | 233.3599
922 | 1439.33 | 146.8646 | 1439.33 | 146.8646
923 | 1360.6031 | 96.7716 | 1360.6031 | 96.7716
924 | 1267.1408 | 91.0834 | 1267.1408 | 91.0834
925 | 1208.3181 | 83.2951 | 1208.3181 | 83.2951
926 | 1160.0228 | 110.2823 | 1160.0228 | 110.2823
927 | 1142.4407 | 177.239 | 1142.4407 | 177.239
928 | 1127.1382 | 287.0663 | 1127.1382 | 287.0663
929 | 1096.5333 | 457.4198 | 1096.5333 | 457.4198
930 | 1101.6667 | 538.4718 | 1101.6667 | 538.4718
931 | 1157.2531 | 602.1867 | 1157.2531 | 602.1867
932 | 1240.4921 | 578.3026 | 1240.4921 | 578.3026
933 | 1344.3793 | 556.0223 | 1344.3793 | 556.0223
934 | 1434.3855 | 521.6988 | 1434.3855 | 521.6988
935 | 1528.7946 | 515.9198 | 1528.7946 | 515.9198
936 | 1555.5502 | 496.5554 | 1555.5502 | 496.5554
937 | 1507.3758 | 475.4301 | 1507.3758 | 475.4301
938 | 1498.7516 | 455.7318 | 1498.7516 | 455.7318
939 | 1491.6083 | 352.3939 | 1491.6083 | 352.3939
940 | 1508.0751 | 333.4 | 1508.0751 | 333.4
941 | 1525.3887 | 355.0927 | 1525.3887 | 355.0927
942 | 1507.9959 | 297.5181 | 1507.9959 | 297.5181
943 | 1446.2129 | 257.2422 | 1446.2129 | 257.2422
944 | 1432.0269 | 253.8129 | 1432.0269 | 253.8129
945 | 1468.0623 | 208.4036 | 1468.0623 | 208.4036
946 | 1442.3791 | 130.2027 | 1442.3791 | 130.2027
947 | 1355.9758 | 80.9483 | 1355.9758 | 80.9483
948 | 1268.1624 | 68.9892 | 1268.1624 | 68.9892
949 | 1202.4931 | 50.4636 | 1202.4931 | 50.4636
950 | 1170.869 | 75.9014 | 1170.869 | 75.9014
951 | 1151.4799 | 142.8581 | 1151.4799 | 142.8581
952 | 1136.1002 | 261.873 | 1136.1002 | 261.873
953 | 1117.5045 | 439.3361 | 1117.5045 | 439.3361
954 | 1122.4273 | 522.5209 | 1122.4273 | 522.5209
955 | 1179.1573 | 584.6681 | 1179.1573 | 584.6681
956 | 1283.4287 | 562.1877 | 1283.4287 | 562.1877
957 | 1398.0472 | 547.655 | 1398.0472 | 547.655
958 | 1491.1552 | 524.7249 | 1491.1552 | 524.7249
959 | 1591.6979 | 527.842 | 1591.6979 | 527.842
960 | 1608.1829 | 510.738 | 1608.1829 | 510.738
961 | 1551.5062 | 476.5786 | 1551.5062 | 476.5786
962 | 1539.8018 | 429.7912 | 1539.8018 | 429.7912
963 | 1546.3575 | 327.7111 | 1546.3575 | 327.7111
964 | 1566.2439 | 312.8917 | 1566.2439 | 312.8917
965 | 1583.292 | 342.0221 | 1583.292 | 342.0221
966 | 1552.6137 | 292.1768 | 1552.6137 | 292.1768
967 | 1480.845 | 257.2422 | 1480.845 | 257.2422
968 | 1455.7503 | 253.8129 | 1455.7503 | 253.8129
969 | 1480.1549 | 208.4036 | 1480.1549 | 208.4036
970 | 1463.3941 | 130.2027 | 1463.3941 | 130.2027
971 | 1375.3834 | 80.9483 | 1375.3834 | 80.9483
972 | 1274.7219 | 68.9892 | 1274.7219 | 68.9892
973 | 1206.8394 | 50.4636 | 1206.8394 | 50.4636
974 | 1163.7286 | 70.4872 | 1163.7286 | 70.4872
975 | 1143.3563 | 134.0532 | 1143.3563 | 134.0532
976 | 1134.3508 | 241.5835 | 1134.3508 | 241.5835
977 | 1109.9001 | 420.6873 | 1109.9001 | 420.6873
978 | 1124.0565 | 506.6065 | 1124.0565 | 506.6065
979 | 1193.2419 | 566.9125 | 1193.2419 | 566.9125
980 | 1338.9587 | 545.8176 | 1338.9587 | 545.8176
981 | 1456.5581 | 531.6494 | 1456.5581 | 531.6494
982 | 1554.6746 | 509.3756 | 1554.6746 | 509.3756
983 | 1656.1084 | 513.9146 | 1656.1084 | 513.9146
984 | 1690.1401 | 500.4201 | 1690.1401 | 500.4201
985 | 1595.6897 | 459.5522 | 1595.6897 | 459.5522
986 | 1573.6092 | 432.0516 | 1573.6092 | 432.0516
987 | 1589.4071 | 333.0159 | 1589.4071 | 333.0159
988 | 1580.8438 | 324.7592 | 1580.8438 | 324.7592
989 | 1588.6376 | 354.3635 | 1588.6376 | 354.3635
990 | 1563.8185 | 307.0339 | 1563.8185 | 307.0339
991 | 1477.6613 | 273.2478 | 1477.6613 | 273.2478
992 | 1439.5198 | 261.3781 | 1439.5198 | 261.3781
993 | 1495.1776 | 210.2812 | 1495.1776 | 210.2812
994 | 1468.528 | 130.2027 | 1468.528 | 130.2027
995 | 1371.62 | 80.9483 | 1371.62 | 80.9483
996 | 1271.6058 | 68.9892 | 1271.6058 | 68.9892
997 | 1203.4993 | 55.3127 | 1203.4993 | 55.3127
998 | 1158.3914 | 80.1489 | 1158.3914 | 80.1489
999 | 1139.9409 | 133.6157 | 1139.9409 | 133.6157
1000 | 1133.274 | 222.005 | 1133.274 | 222.005
1001 | 1113.8706 | 395.731 | 1113.8706 | 395.731
1002 | 1130.66 | 486.554 | 1130.66 | 486.554
1003 | 1211.0415 | 553.3497 | 1211.0415 | 553.3497
1004 | 1349.5417 | 531.4527 | 1349.5417 | 531.4527
1005 | 1469.859 | 517.7402 | 1469.859 | 517.7402
1006 | 1549.6922 | 497.1071 | 1549.6922 | 497.1071
1007 | 1652.7551 | 497.4168 | 1652.7551 | 497.4168
1008 | 1681.5462 | 476.6487 | 1681.5462 | 476.6487
1009 | 1598.5423 | 447.703 | 1598.5423 | 447.703
1010 | 1591.1143 | 417.1216 | 1591.1143 | 417.1216
1011 | 1593.9598 | 323.0443 | 1593.9598 | 323.0443
1012 | 1613.7759 | 303.6493 | 1613.7759 | 303.6493
1013 | 1617.5682 | 322.881 | 1617.5682 | 322.881
1014 | 1596.1837 | 277.739 | 1596.1837 | 277.739
1015 | 1522.2958 | 257.2422 | 1522.2958 | 257.2422
1016 | 1497.4931 | 253.8129 | 1497.4931 | 253.8129
1017 | 1516.6636 | 208.4036 | 1516.6636 | 208.4036
1018 | 1469.3674 | 130.2027 | 1469.3674 | 130.2027
1019 | 1375.9146 | 80.9483 | 1375.9146 | 80.9483
1020 | 1282.3693 | 68.9892 | 1282.3693 | 68.9892
1021 | 1215.5968 | 66.0317 | 1215.5968 | 66.0317
1022 | 1173.1334 | 81.4614 | 1173.1334 | 81.4614
1023 | 1149.4042 | 109.0058 | 1149.4042 | 109.0058
1024 | 1143.4626 | 197.0852 | 1143.4626 | 197.0852
1025 | 1144.844 | 365.3058 | 1144.844 | 365.3058
1026 | 1150.4905 | 444.389 | 1150.4905 | 444.389
1027 | 1212.7124 | 502.8538 | 1212.7124 | 502.8538
1028 | 1345.893 | 475.2327 | 1345.893 | 475.2327
1029 | 1476.695 | 458.5124 | 1476.695 | 458.5124
1030 | 1598.374 | 420.6523 | 1598.374 | 420.6523
1031 | 1711.8884 | 416.1859 | 1711.8884 | 416.1859
1032 | 1715.3507 | 396.4204 | 1715.3507 | 396.4204
1033 | 1637.7837 | 378.6129 | 1637.7837 | 378.6129
1034 | 1623.9522 | 380.3708 | 1623.9522 | 380.3708
1035 | 1633.5069 | 310.3201 | 1633.5069 | 310.3201
1036 | 1624.6506 | 302.8108 | 1624.6506 | 302.8108
1037 | 1622.9524 | 307.3312 | 1622.9524 | 307.3312
1038 | 1591.9121 | 277.739 | 1591.9121 | 277.739
1039 | 1505.4531 | 257.2422 | 1505.4531 | 257.2422
1040 | 1470.9595 | 253.8129 | 1470.9595 | 253.8129
1041 | 1509.6104 | 208.4036 | 1509.6104 | 208.4036
1042 | 1467.7262 | 130.2027 | 1467.7262 | 130.2027
1043 | 1374.2627 | 80.9483 | 1374.2627 | 80.9483
1044 | 1285.9144 | 87.6015 | 1285.9144 | 87.6015
1045 | 1214.1216 | 89.6025 | 1214.1216 | 89.6025
1046 | 1176.5764 | 107.5661 | 1176.5764 | 107.5661
1047 | 1153.2642 | 133.1052 | 1153.2642 | 133.1052
1048 | 1143.5641 | 206.2 | 1143.5641 | 206.2
1049 | 1124.9614 | 357.9958 | 1124.9614 | 357.9958
1050 | 1133.1401 | 427.1256 | 1133.1401 | 427.1256
1051 | 1198.2033 | 477.0226 | 1198.2033 | 477.0226
1052 | 1317.7695 | 447.8337 | 1317.7695 | 447.8337
1053 | 1440.8215 | 431.3868 | 1440.8215 | 431.3868
1054 | 1539.9521 | 408.3838 | 1539.9521 | 408.3838
1055 | 1627.7552 | 411.0269 | 1627.7552 | 411.0269
1056 | 1652.555 | 394.9985 | 1652.555 | 394.9985
1057 | 1585.4118 | 380.1442 | 1585.4118 | 380.1442
1058 | 1558.457 | 388.8293 | 1558.457 | 388.8293
1059 | 1562.7708 | 331.3935 | 1562.7708 | 331.3935
1060 | 1573.524 | 342.0043 | 1573.524 | 342.0043
1061 | 1576.462 | 355.8766 | 1576.462 | 355.8766
1062 | 1561.9155 | 297.7551 | 1561.9155 | 297.7551
1063 | 1501.7251 | 265.482 | 1501.7251 | 265.482
1064 | 1473.9933 | 258.9901 | 1473.9933 | 258.9901
1065 | 1504.9532 | 215.3308 | 1504.9532 | 215.3308
1066 | 1486.6426 | 139.1717 | 1486.6426 | 139.1717
1067 | 1378.6701 | 93.946 | 1378.6701 | 93.946
1068 | 1296.415 | 88.7865 | 1296.415 | 88.7865
1069 | 1227.8357 | 81.3992 | 1227.8357 | 81.3992
1070 | 1181.6534 | 105.0322 | 1181.6534 | 105.0322
1071 | 1158.5252 | 155.6917 | 1158.5252 | 155.6917
1072 | 1147.7536 | 261.9277 | 1147.7536 | 261.9277
1073 | 1126.7704 | 423.4764 | 1126.7704 | 423.4764
1074 | 1130.6598 | 501.6116 | 1130.6598 | 501.6116
1075 | 1187.124 | 563.4125 | 1187.124 | 563.4125
1076 | 1293.2471 | 541.3513 | 1293.2471 | 541.3513
1077 | 1400.4672 | 529.0243 | 1400.4672 | 529.0243
1078 | 1496.3832 | 506.7323 | 1496.3832 | 506.7323
1079 | 1581.319 | 508.0993 | 1581.319 | 508.0993
1080 | 1604.8808 | 492.5631 | 1604.8808 | 492.5631
1081 | 1552.0129 | 464.5106 | 1552.0129 | 464.5106
1082 | 1538.319 | 442.5154 | 1538.319 | 442.5154
1083 | 1528.6123 | 347.9824 | 1528.6123 | 347.9824
1084 | 1550.2087 | 346.9628 | 1550.2087 | 346.9628
1085 | 1566.4998 | 379.8667 | 1566.4998 | 379.8667
1086 | 1535.18 | 335.1257 | 1535.18 | 335.1257
1087 | 1490.8356 | 305.6964 | 1490.8356 | 305.6964
1088 | 1479.7358 | 297.6732 | 1479.7358 | 297.6732
1089 | 1507.2338 | 253.6311 | 1507.2338 | 253.6311
1090 | 1453.1548 | 185.2013 | 1453.1548 | 185.2013
1091 | 1358.2079 | 152.5176 | 1358.2079 | 152.5176
1092 | 1274.0677 | 165.1136 | 1274.0677 | 165.1136
1093 | 1205.7846 | 169.1563 | 1205.7846 | 169.1563
1094 | 1169.7463 | 192.0419 | 1169.7463 | 192.0419
1095 | 1151.342 | 221.4639 | 1151.342 | 221.4639
1096 | 1147.8006 | 291.4049 | 1147.8006 | 291.4049
1097 | 1137.1058 | 443.6565 | 1137.1058 | 443.6565
1098 | 1134.7519 | 511.1639 | 1134.7519 | 511.1639
1099 | 1192.0845 | 559.7483 | 1192.0845 | 559.7483
1100 | 1304.4979 | 525.9656 | 1304.4979 | 525.9656
1101 | 1400.3095 | 506.4379 | 1400.3095 | 506.4379
1102 | 1505.7069 | 486.4064 | 1505.7069 | 486.4064
1103 | 1613.7804 | 492.4584 | 1613.7804 | 492.4584
1104 | 1641.7857 | 475.2997 | 1641.7857 | 475.2997
1105 | 1579.8826 | 457.9298 | 1579.8826 | 457.9298
1106 | 1559.2464 | 461.9299 | 1559.2464 | 461.9299
1107 | 1563.185 | 406.2623 | 1563.185 | 406.2623
1108 | 1591.1518 | 440.0247 | 1591.1518 | 440.0247
1109 | 1618.4592 | 500.036 | 1618.4592 | 500.036
1110 | 1583.925 | 483.4961 | 1583.925 | 483.4961
1111 | 1531.0141 | 485.2759 | 1531.0141 | 485.2759
1112 | 1520.1756 | 505.9642 | 1520.1756 | 505.9642
1113 | 1531.4666 | 469.4509 | 1531.4666 | 469.4509
1114 | 1472.9988 | 386.5651 | 1472.9988 | 386.5651
1115 | 1384.5754 | 333.7924 | 1384.5754 | 333.7924
1116 | 1294.3591 | 320.94 | 1294.3591 | 320.94
1117 | 1219.514 | 304.0916 | 1219.514 | 304.0916
1118 | 1180.0652 | 311.6461 | 1180.0652 | 311.6461
1119 | 1166.0549 | 337.7139 | 1166.0549 | 337.7139
1120 | 1159.4605 | 421.163 | 1159.4605 | 421.163
1121 | 1148.7932 | 585.3002 | 1148.7932 | 585.3002
1122 | 1156.2176 | 660.2271 | 1156.2176 | 660.2271
1123 | 1224.3264 | 709.012 | 1224.3264 | 709.012
1124 | 1347.2772 | 678.7475 | 1347.2772 | 678.7475
1125 | 1463.1706 | 661.608 | 1463.1706 | 661.608
1126 | 1556.9822 | 637.0555 | 1556.9822 | 637.0555
1127 | 1676.1479 | 639.4798 | 1676.1479 | 639.4798
1128 | 1673.585 | 619.769 | 1673.585 | 619.769
1129 | 1602.0025 | 596.839 | 1602.0025 | 596.839
1130 | 1581.8249 | 593.2557 | 1581.8249 | 593.2557
1131 | 1588.0472 | 532.6479 | 1588.0472 | 532.6479
1132 | 1587.4548 | 559.1184 | 1587.4548 | 559.1184
1133 | 1627.4879 | 609.5045 | 1627.4879 | 609.5045
1134 | 1598.0291 | 578.5086 | 1598.0291 | 578.5086
1135 | 1527.3845 | 555.5508 | 1527.3845 | 555.5508
1136 | 1516.6266 | 549.3141 | 1516.6266 | 549.3141
1137 | 1540.582 | 501.7173 | 1540.582 | 501.7173
1138 | 1477.5466 | 421.8758 | 1477.5466 | 421.8758
1139 | 1371.6331 | 371.2359 | 1371.6331 | 371.2359
1140 | 1282.7182 | 360.7169 | 1282.7182 | 360.7169
1141 | 1214.4569 | 349.155 | 1214.4569 | 349.155
1142 | 1174.955 | 360.6472 | 1174.955 | 360.6472
1143 | 1153.3822 | 381.957 | 1153.3822 | 381.957
1144 | 1154.8877 | 447.049 | 1154.8877 | 447.049
1145 | 1142.359 | 597.8422 | 1142.359 | 597.8422
1146 | 1153.8366 | 664.4745 | 1153.8366 | 664.4745
1147 | 1248.2885 | 713.9157 | 1248.2885 | 713.9157
1148 | 1394.459 | 681.9377 | 1394.459 | 681.9377
1149 | 1519.6451 | 661.2798 | 1519.6451 | 661.2798
1150 | 1613.0546 | 635.7065 | 1613.0546 | 635.7065
1151 | 1726.3539 | 636.7271 | 1726.3539 | 636.7271
1152 | 1737.6271 | 616.3966 | 1737.6271 | 616.3966
1153 | 1631.8399 | 595.1255 | 1631.8399 | 595.1255
1154 | 1609.243 | 591.9614 | 1609.243 | 591.9614
1155 | 1623.9576 | 532.6296 | 1623.9576 | 532.6296
1156 | 1615.1187 | 562.1992 | 1615.1187 | 562.1992
1157 | 1639.8127 | 610.416 | 1639.8127 | 610.416
1158 | 1631.0113 | 571.0345 | 1631.0113 | 571.0345
1159 | 1544.7627 | 539.9463 | 1544.7627 | 539.9463
1160 | 1520.8938 | 525.8527 | 1520.8938 | 525.8527
1161 | 1560.6129 | 468.4119 | 1560.6129 | 468.4119
1162 | 1494.8887 | 377.6326 | 1494.8887 | 377.6326
1163 | 1390.2894 | 322.0526 | 1390.2894 | 322.0526
1164 | 1295.7578 | 310.2574 | 1295.7578 | 310.2574
1165 | 1223.1455 | 298.1305 | 1223.1455 | 298.1305
1166 | 1180.9927 | 312.8493 | 1180.9927 | 312.8493
1167 | 1165.2938 | 355.9434 | 1165.2938 | 355.9434
1168 | 1164.1293 | 453.7757 | 1164.1293 | 453.7757
1169 | 1150.9698 | 609.7461 | 1150.9698 | 609.7461
1170 | 1153.9186 | 681.2822 | 1153.9186 | 681.2822
1171 | 1253.5861 | 731.6896 | 1253.5861 | 731.6896
1172 | 1415.1092 | 691.0343 | 1415.1092 | 691.0343
1173 | 1523.141 | 664.9622 | 1523.141 | 664.9622
1174 | 1618.1308 | 637.2196 | 1618.1308 | 637.2196
1175 | 1763.1495 | 636.4537 | 1763.1495 | 636.4537
1176 | 1760.5779 | 615.157 | 1760.5779 | 615.157
1177 | 1652.4775 | 591.8624 | 1652.4775 | 591.8624
1178 | 1623.0401 | 588.3884 | 1623.0401 | 588.3884
1179 | 1641.2518 | 526.7597 | 1641.2518 | 526.7597
1180 | 1646.0984 | 551.3162 | 1646.0984 | 551.3162
1181 | 1684.5041 | 596.0875 | 1684.5041 | 596.0875
1182 | 1669.9277 | 557.2529 | 1669.9277 | 557.2529
1183 | 1594.0881 | 529.5008 | 1594.0881 | 529.5008
1184 | 1584.7872 | 517.1207 | 1584.7872 | 517.1207
1185 | 1575.2034 | 465.1852 | 1575.2034 | 465.1852
1186 | 1503.0027 | 389.7553 | 1503.0027 | 389.7553
1187 | 1403.1547 | 343.3447 | 1403.1547 | 343.3447
1188 | 1300.175 | 335.5418 | 1300.175 | 335.5418
1189 | 1238.9903 | 325.1832 | 1238.9903 | 325.1832
1190 | 1198.424 | 340.1572 | 1198.424 | 340.1572
1191 | 1172.6254 | 364.2197 | 1172.6254 | 364.2197
1192 | 1170.7879 | 430.8429 | 1170.7879 | 430.8429
1193 | 1178.1553 | 582.3106 | 1178.1553 | 582.3106
1194 | 1178.7293 | 648.3961 | 1178.7293 | 648.3961
1195 | 1280.6127 | 695.7956 | 1280.6127 | 695.7956
1196 | 1437.7681 | 661.1925 | 1437.7681 | 661.1925
1197 | 1555.7594 | 637.3262 | 1555.7594 | 637.3262
1198 | 1647.4677 | 607.0314 | 1647.4677 | 607.0314
1199 | 1768.4357 | 604.6796 | 1768.4357 | 604.6796
1200 | 1767.6853 | 581.8698 | 1767.6853 | 581.8698
1201 | 1657.1551 | 564.7368 | 1657.1551 | 564.7368
1202 | 1637.9625 | 575.0443 | 1637.9625 | 575.0443
1203 | 1661.7258 | 522.6763 | 1661.7258 | 522.6763
1204 | 1664.3402 | 552.9751 | 1664.3402 | 552.9751
1205 | 1691.9199 | 596.0146 | 1691.9199 | 596.0146
1206 | 1662.4126 | 549.4871 | 1662.4126 | 549.4871
1207 | 1579.8231 | 516.0474 | 1579.8231 | 516.0474
1208 | 1559.6632 | 506.5658 | 1559.6632 | 506.5658
1209 | 1571.4625 | 454.9949 | 1571.4625 | 454.9949
1210 | 1508.8567 | 373.0934 | 1508.8567 | 373.0934
1211 | 1414.5057 | 322.2349 | 1414.5057 | 322.2349
1212 | 1313.3127 | 311.4424 | 1313.3127 | 311.4424
1213 | 1240.1803 | 297.456 | 1240.1803 | 297.456
1214 | 1198.9232 | 311.0445 | 1198.9232 | 311.0445
1215 | 1181.5121 | 334.2685 | 1181.5121 | 334.2685
1216 | 1183.1611 | 399.3787 | 1183.1611 | 399.3787
1217 | 1186.5147 | 548.1484 | 1186.5147 | 548.1484
1218 | 1183.7073 | 615.2729 | 1183.7073 | 615.2729
1219 | 1260.8777 | 667.2845 | 1260.8777 | 667.2845
1220 | 1397.7588 | 637.9315 | 1397.7588 | 637.9315
1221 | 1508.7713 | 618.0393 | 1508.7713 | 618.0393
1222 | 1584.5992 | 592.703 | 1584.5992 | 592.703
1223 | 1717.0659 | 597.807 | 1717.0659 | 597.807
1224 | 1731.2131 | 578.789 | 1731.2131 | 578.789
1225 | 1644.7865 | 557.6637 | 1644.7865 | 557.6637
1226 | 1627.247 | 549.5047 | 1627.247 | 549.5047
1227 | 1637.323 | 470.9408 | 1637.323 | 470.9408
1228 | 1651.2857 | 468.8092 | 1651.2857 | 468.8092
1229 | 1661.962 | 487.9862 | 1661.962 | 487.9862
1230 | 1647.1824 | 430.1746 | 1647.1824 | 430.1746
1231 | 1569.66 | 393.5994 | 1569.66 | 393.5994
1232 | 1554.4897 | 379.7974 | 1554.4897 | 379.7974
1233 | 1561.4079 | 324.2342 | 1561.4079 | 324.2342
1234 | 1498.9546 | 241.3666 | 1498.9546 | 241.3666
1235 | 1393.9233 | 199.9327 | 1393.9233 | 199.9327
1236 | 1312.0316 | 199.7134 | 1312.0316 | 199.7134
1237 | 1248.1818 | 199.4356 | 1248.1818 | 199.4356
1238 | 1209.7791 | 238.1445 | 1209.7791 | 238.1445
1239 | 1189.753 | 285.9237 | 1189.753 | 285.9237
1240 | 1189.6229 | 364.8519 | 1189.6229 | 364.8519
1241 | 1182.8013 | 521.4967 | 1182.8013 | 521.4967
1242 | 1168.2712 | 592.96 | 1168.2712 | 592.96
1243 | 1229.8265 | 644.8257 | 1229.8265 | 644.8257
1244 | 1349.0183 | 615.9467 | 1349.0183 | 615.9467
1245 | 1462.6316 | 601.6874 | 1462.6316 | 601.6874
1246 | 1548.2101 | 583.2236 | 1548.2101 | 583.2236
1247 | 1672.0568 | 591.0621 | 1672.0568 | 591.0621
1248 | 1652.4745 | 574.0675 | 1652.4745 | 574.0675
1249 | 1584.3998 | 553.4344 | 1584.3998 | 553.4344
1250 | 1574.674 | 534.1919 | 1574.674 | 534.1919
1251 | 1561.0187 | 447.9898 | 1561.0187 | 447.9898
1252 | 1580.6423 | 435.759 | 1580.6423 | 435.759
1253 | 1604.3643 | 463.0299 | 1604.3643 | 463.0299
1254 | 1571.8012 | 418.0702 | 1571.8012 | 418.0702
1255 | 1524.6048 | 384.2294 | 1524.6048 | 384.2294
1256 | 1542.7315 | 368.3857 | 1542.7315 | 368.3857
1257 | 1534.9749 | 314.1897 | 1534.9749 | 314.1897
1258 | 1473.8579 | 226.2361 | 1473.8579 | 226.2361
1259 | 1379.3162 | 174.5025 | 1379.3162 | 174.5025
1260 | 1293.3277 | 165.9887 | 1293.3277 | 165.9887
1261 | 1226.8225 | 155.2836 | 1226.8225 | 155.2836
1262 | 1194.3942 | 180.849 | 1194.3942 | 180.849
1263 | 1174.6926 | 230.6699 | 1174.6926 | 230.6699
1264 | 1179.9542 | 313.3351 | 1179.9542 | 313.3351
1265 | 1174.9253 | 472.5139 | 1174.9253 | 472.5139
1266 | 1162.104 | 546.347 | 1162.104 | 546.347
1267 | 1210.4989 | 603.6816 | 1210.4989 | 603.6816
1268 | 1336.353 | 579.7792 | 1336.353 | 579.7792
1269 | 1445.3107 | 563.861 | 1445.3107 | 563.861
1270 | 1535.9831 | 543.0092 | 1535.9831 | 543.0092
1271 | 1670.4532 | 547.2382 | 1670.4532 | 547.2382
1272 | 1664.8794 | 530.0431 | 1664.8794 | 530.0431
1273 | 1595.8005 | 510.5221 | 1595.8005 | 510.5221
1274 | 1562.4677 | 499.1911 | 1562.4677 | 499.1911
1275 | 1565.0412 | 434.8098 | 1565.0412 | 434.8098
1276 | 1578.5501 | 443.4154 | 1578.5501 | 443.4154
1277 | 1602.2669 | 472.801 | 1602.2669 | 472.801
1278 | 1570.1794 | 423.5938 | 1570.1794 | 423.5938
1279 | 1512.6656 | 392.9249 | 1512.6656 | 392.9249
1280 | 1524.2659 | 386.2142 | 1524.2659 | 386.2142
1281 | 1543.9018 | 342.0627 | 1543.9018 | 342.0627
1282 | 1475.3209 | 266.2317 | 1475.3209 | 266.2317
1283 | 1359.9907 | 218.855 | 1359.9907 | 218.855
1284 | 1273.557 | 206.4218 | 1273.557 | 206.4218
1285 | 1206.8297 | 192.8912 | 1206.8297 | 192.8912
1286 | 1171.5811 | 211.821 | 1171.5811 | 211.821
1287 | 1154.0753 | 249.9385 | 1154.0753 | 249.9385
1288 | 1159.798 | 323.1244 | 1159.798 | 323.1244
1289 | 1159.502 | 483.3423 | 1159.502 | 483.3423
1290 | 1157.7803 | 559.1623 | 1157.7803 | 559.1623
1291 | 1230.2264 | 615.6948 | 1230.2264 | 615.6948
1292 | 1366.2494 | 585.0476 | 1366.2494 | 585.0476
1293 | 1484.6843 | 566.085 | 1484.6843 | 566.085
1294 | 1579.6973 | 541.0221 | 1579.6973 | 541.0221
1295 | 1708.821 | 541.7147 | 1708.821 | 541.7147
1296 | 1713.2789 | 521.0924 | 1713.2789 | 521.0924
1297 | 1617.1761 | 500.8239 | 1617.1761 | 500.8239
1298 | 1583.4939 | 503.2016 | 1583.4939 | 503.2016
1299 | 1593.0542 | 438.6927 | 1593.0542 | 438.6927
1300 | 1595.5792 | 448.4468 | 1595.5792 | 448.4468
1301 | 1643.3349 | 467.5873 | 1643.3349 | 467.5873
1302 | 1618.2226 | 396.2312 | 1618.2226 | 396.2312
1303 | 1567.5896 | 349.0463 | 1567.5896 | 349.0463
1304 | 1573.3423 | 329.265 | 1573.3423 | 329.265
1305 | 1561.4702 | 277.4025 | 1561.4702 | 277.4025
1306 | 1482.4783 | 200.1678 | 1482.4783 | 200.1678
1307 | 1370.8593 | 156.3458 | 1370.8593 | 156.3458
1308 | 1274.0238 | 154.0665 | 1274.0238 | 154.0665
1309 | 1209.1889 | 151.9658 | 1209.1889 | 151.9658
1310 | 1172.8998 | 184.7501 | 1172.8998 | 184.7501
1311 | 1158.7019 | 251.8526 | 1158.7019 | 251.8526
1312 | 1165.2314 | 341.2993 | 1165.2314 | 341.2993
1313 | 1164.4917 | 493.2774 | 1164.4917 | 493.2774
1314 | 1176.4455 | 570.3006 | 1176.4455 | 570.3006
1315 | 1274.9842 | 629.9686 | 1274.9842 | 629.9686
1316 | 1455.6468 | 606.5585 | 1455.6468 | 606.5585
1317 | 1574.0971 | 588.6168 | 1574.0971 | 588.6168
1318 | 1675.4804 | 561.3299 | 1675.4804 | 561.3299
1319 | 1830.0337 | 561.5849 | 1830.0337 | 561.5849
1320 | 1797.3317 | 536.7334 | 1797.3317 | 536.7334
1321 | 1670.0144 | 524.4677 | 1670.0144 | 524.4677
1322 | 1664.3933 | 510.4205 | 1664.3933 | 510.4205
1323 | 1668.0718 | 428.0831 | 1668.0718 | 428.0831
1324 | 1662.7607 | 420.9566 | 1662.7607 | 420.9566
1325 | 1704.5943 | 441.5373 | 1704.5943 | 441.5373
1326 | 1674.1425 | 386.2596 | 1674.1425 | 386.2596
1327 | 1592.5664 | 345.291 | 1592.5664 | 345.291
1328 | 1626.8557 | 329.4838 | 1626.8557 | 329.4838
1329 | 1609.101 | 276.9285 | 1609.101 | 276.9285
1330 | 1516.0532 | 195.8109 | 1516.0532 | 195.8109
1331 | 1389.1869 | 148.8717 | 1389.1869 | 148.8717
1332 | 1286.7001 | 145.4439 | 1286.7001 | 145.4439
1333 | 1216.6748 | 134.8483 | 1216.6748 | 134.8483
1334 | 1184.2381 | 166.2836 | 1184.2381 | 166.2836
1335 | 1164.7652 | 218.8024 | 1164.7652 | 218.8024
1336 | 1172.5691 | 310.5278 | 1172.5691 | 310.5278
1337 | 1175.0405 | 469.0321 | 1175.0405 | 469.0321
1338 | 1185.546 | 545.399 | 1185.546 | 545.399
1339 | 1280.551 | 597.8846 | 1280.551 | 597.8846
1340 | 1465.5579 | 569.2608 | 1465.5579 | 569.2608
1341 | 1577.4712 | 552.0847 | 1577.4712 | 552.0847
1342 | 1673.086 | 528.5714 | 1673.086 | 528.5714
1343 | 1803.0828 | 528.2795 | 1803.0828 | 528.2795
1344 | 1773.5072 | 505.178 | 1773.5072 | 505.178
1345 | 1664.0629 | 490.1961 | 1664.0629 | 490.1961
1346 | 1639.0089 | 491.3342 | 1639.0089 | 491.3342
1347 | 1643.1396 | 435.2473 | 1643.1396 | 435.2473
1348 | 1653.9961 | 458.5642 | 1653.9961 | 458.5642
1349 | 1676.9888 | 499.1974 | 1676.9888 | 499.1974
1350 | 1658.7614 | 455.8419 | 1658.7614 | 455.8419
1351 | 1583.4481 | 428.272 | 1583.4481 | 428.272
1352 | 1602.8127 | 419.2644 | 1602.8127 | 419.2644
1353 | 1607.4454 | 373.1441 | 1607.4454 | 373.1441
1354 | 1514.5452 | 299.0996 | 1514.5452 | 299.0996
1355 | 1398.0154 | 246.9832 | 1398.0154 | 246.9832
1356 | 1309.476 | 232.5813 | 1309.476 | 232.5813
1357 | 1240.6196 | 218.0116 | 1240.6196 | 218.0116
1358 | 1201.0757 | 235.3918 | 1201.0757 | 235.3918
1359 | 1188.5251 | 292.8509 | 1188.5251 | 292.8509
1360 | 1189.3709 | 377.649 | 1189.3709 | 377.649
1361 | 1199.6474 | 526.0359 | 1199.6474 | 526.0359
1362 | 1204.1416 | 589.0224 | 1204.1416 | 589.0224
1363 | 1306.1189 | 644.7528 | 1306.1189 | 644.7528
1364 | 1484.1719 | 616.9493 | 1484.1719 | 616.9493
1365 | 1571.4526 | 597.4581 | 1571.4526 | 597.4581
1366 | 1645.6501 | 573.8354 | 1645.6501 | 573.8354
1367 | 1774.3651 | 577.08 | 1774.3651 | 577.08
1368 | 1739.063 | 556.5489 | 1739.063 | 556.5489
1369 | 1641.3297 | 537.5565 | 1641.3297 | 537.5565
1370 | 1633.7237 | 521.4676 | 1633.7237 | 521.4676
1371 | 1650.0763 | 434.4634 | 1650.0763 | 434.4634
1372 | 1647.4845 | 414.9408 | 1647.4845 | 414.9408
1373 | 1670.4306 | 415.4872 | 1670.4306 | 415.4872
1374 | 1644.6824 | 346.027 | 1644.6824 | 346.027
1375 | 1590.916 | 301.5036 | 1590.916 | 301.5036
1376 | 1620.2412 | 284.6208 | 1620.2412 | 284.6208
1377 | 1605.8134 | 234.8 | 1605.8134 | 234.8
1378 | 1524.4633 | 158.3127 | 1524.4633 | 158.3127
1379 | 1406.5928 | 114.2902 | 1406.5928 | 114.2902
1380 | 1313.4706 | 111.7922 | 1313.4706 | 111.7922
1381 | 1243.8726 | 110.0561 | 1243.8726 | 110.0561
1382 | 1206.9633 | 157.3511 | 1206.9633 | 157.3511
1383 | 1193.3016 | 231.1074 | 1193.3016 | 231.1074
1384 | 1196.5306 | 317.5097 | 1196.5306 | 317.5097
1385 | 1205.7078 | 477.9463 | 1205.7078 | 477.9463
1386 | 1205.5922 | 558.0321 | 1205.5922 | 558.0321
1387 | 1278.7998 | 620.4163 | 1278.7998 | 620.4163
1388 | 1432.2661 | 598.7744 | 1432.2661 | 598.7744
1389 | 1535.8052 | 583.8042 | 1535.8052 | 583.8042
1390 | 1618.2117 | 562.0226 | 1618.2117 | 562.0226
1391 | 1752.0604 | 567.6189 | 1752.0604 | 567.6189
1392 | 1729.9395 | 552.1374 | 1729.9395 | 552.1374
1393 | 1646.8594 | 535.1684 | 1646.8594 | 535.1684
1394 | 1645.5095 | 505.5168 | 1645.5095 | 505.5168
1395 | 1655.7335 | 410.2728 | 1655.7335 | 410.2728
1396 | 1679.5997 | 392.245 | 1679.5997 | 392.245
1397 | 1710.1547 | 399.4452 | 1710.1547 | 399.4452
1398 | 1686.4729 | 335.5085 | 1686.4729 | 335.5085
1399 | 1601.301 | 287.9044 | 1601.301 | 287.9044
1400 | 1599.0071 | 265.7897 | 1599.0071 | 265.7897
1401 | 1580.5644 | 209.0052 | 1580.5644 | 209.0052
1402 | 1511.0351 | 130.2027 | 1511.0351 | 130.2027
1403 | 1405.4065 | 80.9483 | 1405.4065 | 80.9483
1404 | 1316.9574 | 75.3695 | 1316.9574 | 75.3695
1405 | 1253.9879 | 68.912 | 1253.9879 | 68.912
1406 | 1217.4444 | 113.983 | 1217.4444 | 113.983
1407 | 1197.2398 | 167.4133 | 1197.2398 | 167.4133
1408 | 1196.8119 | 254.4536 | 1196.8119 | 254.4536
1409 | 1217.513 | 423.2759 | 1217.513 | 423.2759
1410 | 1203.8035 | 507.2081 | 1203.8035 | 507.2081
1411 | 1257.506 | 573.858 | 1257.506 | 573.858
1412 | 1373.5673 | 559.2527 | 1373.5673 | 559.2527
1413 | 1488.1433 | 554.0718 | 1488.1433 | 554.0718
1414 | 1585.7134 | 541.4961 | 1585.7134 | 541.4961
1415 | 1707.3986 | 554.4571 | 1707.3986 | 554.4571
1416 | 1678.1386 | 544.4262 | 1678.1386 | 544.4262
1417 | 1600.9248 | 532.3611 | 1600.9248 | 532.3611
1418 | 1572.8185 | 505.4621 | 1572.8185 | 505.4621
1419 | 1585.5971 | 406.6816 | 1585.5971 | 406.6816
1420 | 1594.6185 | 386.9402 | 1594.6185 | 386.9402
1421 | 1626.007 | 395.143 | 1626.007 | 395.143
1422 | 1593.4134 | 339.0815 | 1593.4134 | 339.0815
1423 | 1550.2394 | 299.4072 | 1550.2394 | 299.4072
1424 | 1570.9609 | 283.0896 | 1570.9609 | 283.0896
1425 | 1564.0157 | 226.8519 | 1564.0157 | 226.8519
1426 | 1497.6201 | 142.0884 | 1497.6201 | 142.0884
1427 | 1402.1532 | 94.4747 | 1402.1532 | 94.4747
1428 | 1316.9037 | 90.336 | 1316.9037 | 90.336
1429 | 1260.332 | 82.6206 | 1260.332 | 82.6206
1430 | 1225.928 | 124.0092 | 1225.928 | 124.0092
1431 | 1204.9626 | 181.049 | 1204.9626 | 181.049
1432 | 1208.6265 | 265.6466 | 1208.6265 | 265.6466
1433 | 1214.9909 | 428.0885 | 1214.9909 | 428.0885
1434 | 1196.832 | 502.7418 | 1196.832 | 502.7418
1435 | 1249.9755 | 557.8889 | 1249.9755 | 557.8889
1436 | 1358.0671 | 528.7182 | 1358.0671 | 528.7182
1437 | 1462.0306 | 507.5681 | 1462.0306 | 507.5681
1438 | 1573.1876 | 481.3203 | 1573.1876 | 481.3203
1439 | 1699.4816 | 484.5285 | 1699.4816 | 484.5285
1440 | 1674.6893 | 469.922 | 1674.6893 | 469.922
1441 | 1592.5265 | 457.9298 | 1592.5265 | 457.9298
1442 | 1583.7675 | 460.5262 | 1583.7675 | 460.5262
1443 | 1592.1024 | 378.8633 | 1592.1024 | 378.8633
1444 | 1592.7975 | 368.3825 | 1592.7975 | 368.3825
1445 | 1619.8627 | 370.0592 | 1619.8627 | 370.0592
1446 | 1596.0013 | 312.7033 | 1596.0013 | 312.7033
1447 | 1562.0968 | 274.2322 | 1562.0968 | 274.2322
1448 | 1594.5136 | 257.6775 | 1594.5136 | 257.6775
1449 | 1582.7239 | 208.4036 | 1582.7239 | 208.4036
1450 | 1499.0766 | 130.2027 | 1499.0766 | 130.2027
1451 | 1407.4445 | 80.9483 | 1407.4445 | 80.9483
1452 | 1323.028 | 95.4446 | 1323.028 | 95.4446
1453 | 1259.5061 | 195.4876 | 1259.5061 | 195.4876
1454 | 1215.4112 | 418.7747 | 1215.4112 | 418.7747
1455 | 1199.7571 | 653.8267 | 1199.7571 | 653.8267
1456 | 1204.7297 | 758.9401 | 1204.7297 | 758.9401
1457 | 1210.293 | 909.73 | 1210.293 | 909.73
1458 | 1202.3154 | 1007.3579 | 1202.3154 | 1007.3579
1459 | 1258.947 | 1109.1932 | 1258.947 | 1109.1932
1460 | 1367.9063 | 1114.361 | 1367.9063 | 1114.361
1461 | 1476.2174 | 1125.4828 | 1476.2174 | 1125.4828
1462 | 1578.107 | 1100.7292 | 1578.107 | 1100.7292
1463 | 1703.9162 | 1069.5906 | 1703.9162 | 1069.5906
1464 | 1681.0121 | 1102.87 | 1681.0121 | 1102.87
1465 | 1602.0412 | 1142.086 | 1602.0412 | 1142.086
1466 | 1574.5791 | 1126.1098 | 1574.5791 | 1126.1098
1467 | 1578.3864 | 990.7659 | 1578.3864 | 990.7659
1468 | 1596.8979 | 945.3018 | 1596.8979 | 945.3018
1469 | 1630.0873 | 922.513 | 1630.0873 | 922.513
1470 | 1608.7346 | 781.6193 | 1608.7346 | 781.6193
1471 | 1591.823 | 602.8291 | 1591.823 | 602.8291
1472 | 1609.2879 | 487.5518 | 1609.2879 | 487.5518
1473 | 1583.5832 | 368.1788 | 1583.5832 | 368.1788
1474 | 1501.0905 | 257.6406 | 1501.0905 | 257.6406
1475 | 1401.0665 | 198.493 | 1401.0665 | 198.493
1476 | 1318.3736 | 230.4321 | 1318.3736 | 230.4321
1477 | 1252.5567 | 302.7457 | 1252.5567 | 302.7457
1478 | 1218.4971 | 384.7026 | 1218.4971 | 384.7026
1479 | 1197.9109 | 459.7212 | 1197.9109 | 459.7212
1480 | 1204.3472 | 611.9176 | 1204.3472 | 611.9176
1481 | 1220.6151 | 858.0933 | 1220.6151 | 858.0933
1482 | 1216.5551 | 1018.0918 | 1216.5551 | 1018.0918
1483 | 1305.4662 | 1127.0018 | 1305.4662 | 1127.0018
1484 | 1463.1615 | 1109.7259 | 1463.1615 | 1109.7259
1485 | 1577.1844 | 1127.1905 | 1577.1844 | 1127.1905
1486 | 1673.6931 | 1179.3634 | 1673.6931 | 1179.3634
1487 | 1820.7647 | 1194.576 | 1820.7647 | 1194.576
1488 | 1794.0665 | 1180.7724 | 1794.0665 | 1180.7724
1489 | 1668.584 | 1136.3125 | 1668.584 | 1136.3125
1490 | 1648.6898 | 1075.5301 | 1648.6898 | 1075.5301
1491 | 1664.7149 | 959.2959 | 1664.7149 | 959.2959
1492 | 1682.9506 | 931.0712 | 1682.9506 | 931.0712
1493 | 1708.7664 | 916.9021 | 1708.7664 | 916.9021
1494 | 1676.1619 | 848.8691 | 1676.1619 | 848.8691
1495 | 1631.6762 | 781.159 | 1631.6762 | 781.159
1496 | 1649.805 | 710.769 | 1649.805 | 710.769
1497 | 1619.7918 | 627.989 | 1619.7918 | 627.989
1498 | 1532.8024 | 536.6418 | 1532.8024 | 536.6418
1499 | 1410.979 | 444.6419 | 1410.979 | 444.6419
1500 | 1320.7795 | 422.5047 | 1320.7795 | 422.5047
1501 | 1251.1291 | 433.586 | 1251.1291 | 433.586
1502 | 1219.1865 | 502.3694 | 1219.1865 | 502.3694
1503 | 1202.1547 | 666.9188 | 1202.1547 | 666.9188
1504 | 1210.3702 | 811.3087 | 1210.3702 | 811.3087
1505 | 1223.2941 | 1019.4277 | 1223.2941 | 1019.4277
1506 | 1235.542 | 1140.8003 | 1235.542 | 1140.8003
1507 | 1335.0337 | 1267.8442 | 1335.0337 | 1267.8442
1508 | 1526.2225 | 1235.6871 | 1526.2225 | 1235.6871
1509 | 1634.3482 | 1234.1233 | 1634.3482 | 1234.1233
1510 | 1723.8106 | 1242.6287 | 1723.8106 | 1242.6287
1511 | 1867.087 | 1256.1335 | 1867.087 | 1256.1335
1512 | 1813.3515 | 1271.1164 | 1813.3515 | 1271.1164
1513 | 1698.1849 | 1263.5748 | 1698.1849 | 1263.5748
1514 | 1690.7779 | 1177.6652 | 1690.7779 | 1177.6652
1515 | 1700.7354 | 978.2429 | 1700.7354 | 978.2429
1516 | 1718.5828 | 918.7109 | 1718.5828 | 918.7109
1517 | 1748.4825 | 816.2307 | 1748.4825 | 816.2307
1518 | 1732.2407 | 655.3329 | 1732.2407 | 655.3329
1519 | 1694.9024 | 516.0631 | 1694.9024 | 516.0631
1520 | 1695.5249 | 423.88 | 1695.5249 | 423.88
1521 | 1653.7533 | 340.2868 | 1653.7533 | 340.2868
1522 | 1551.778 | 274.392 | 1551.778 | 274.392
1523 | 1427.8787 | 221.5873 | 1427.8787 | 221.5873
1524 | 1323.4966 | 243.3616 | 1323.4966 | 243.3616
1525 | 1254.8235 | 296.3216 | 1254.8235 | 296.3216
1526 | 1220.066 | 440.3239 | 1220.066 | 440.3239
1527 | 1200.7497 | 673.1803 | 1200.7497 | 673.1803
1528 | 1210.2808 | 817.4889 | 1210.2808 | 817.4889
1529 | 1235.9835 | 987.7951 | 1235.9835 | 987.7951
1530 | 1256.5308 | 1054.4409 | 1256.5308 | 1054.4409
1531 | 1359.3499 | 1175.3859 | 1359.3499 | 1175.3859
1532 | 1564.433 | 1194.703 | 1564.433 | 1194.703
1533 | 1697.8332 | 1236.4815 | 1697.8332 | 1236.4815
1534 | 1774.57 | 1194.4072 | 1774.57 | 1194.4072
1535 | 1927.745 | 1212.5472 | 1927.745 | 1212.5472
1536 | 1874.0394 | 1236.2311 | 1874.0394 | 1236.2311
1537 | 1757.0113 | 1251.2145 | 1757.0113 | 1251.2145
1538 | 1734.5255 | 1211.4121 | 1734.5255 | 1211.4121
1539 | 1755.2822 | 1042.0774 | 1755.2822 | 1042.0774
1540 | 1769.5028 | 925.5416 | 1769.5028 | 925.5416
1541 | 1780.1481 | 846.7249 | 1780.1481 | 846.7249
1542 | 1759.2957 | 755.679 | 1759.2957 | 755.679
1543 | 1708.8029 | 672.2745 | 1708.8029 | 672.2745
1544 | 1713.231 | 573.0167 | 1713.231 | 573.0167
1545 | 1660.6442 | 455.9206 | 1660.6442 | 455.9206
1546 | 1582.4723 | 352.2944 | 1582.4723 | 352.2944
1547 | 1460.8158 | 290.0568 | 1460.8158 | 290.0568
1548 | 1370.2864 | 317.1982 | 1370.2864 | 317.1982
1549 | 1301.9897 | 384.8767 | 1301.9897 | 384.8767
1550 | 1260.3192 | 561.4874 | 1260.3192 | 561.4874
1551 | 1242.2771 | 852.3233 | 1242.2771 | 852.3233
1552 | 1249.2952 | 981.9134 | 1249.2952 | 981.9134
1553 | 1267.3681 | 1146.202 | 1267.3681 | 1146.202
1554 | 1274.2035 | 1252.1243 | 1274.2035 | 1252.1243
1555 | 1354.135 | 1368.5969 | 1354.135 | 1368.5969
1556 | 1508.6416 | 1395.6391 | 1508.6416 | 1395.6391
1557 | 1629.7416 | 1433.6771 | 1629.7416 | 1433.6771
1558 | 1706.2466 | 1434.8638 | 1706.2466 | 1434.8638
1559 | 1841.0059 | 1449.7511 | 1841.0059 | 1449.7511
1560 | 1823.5453 | 1493.1952 | 1823.5453 | 1493.1952
1561 | 1720.7252 | 1498.5831 | 1720.7252 | 1498.5831
1562 | 1702.6605 | 1347.538 | 1702.6605 | 1347.538
1563 | 1713.7574 | 1117.8655 | 1713.7574 | 1117.8655
1564 | 1718.3735 | 941.4799 | 1718.3735 | 941.4799
1565 | 1733.6635 | 744.0205 | 1733.6635 | 744.0205
1566 | 1720.3568 | 573.8525 | 1720.3568 | 573.8525
1567 | 1678.8463 | 451.0902 | 1678.8463 | 451.0902
1568 | 1690.2839 | 360.6147 | 1690.2839 | 360.6147
1569 | 1639.8277 | 262.1404 | 1639.8277 | 262.1404
1570 | 1566.3353 | 172.013 | 1566.3353 | 172.013
1571 | 1467.1879 | 120.1027 | 1467.1879 | 120.1027
1572 | 1377.1665 | 164.6461 | 1377.1665 | 164.6461
1573 | 1307.114 | 266.5593 | 1307.114 | 266.5593
1574 | 1270.5198 | 488.0575 | 1270.5198 | 488.0575
1575 | 1244.0929 | 729.1269 | 1244.0929 | 729.1269
1576 | 1248.3943 | 887.7474 | 1248.3943 | 887.7474
1577 | 1264.6221 | 1120.8309 | 1264.6221 | 1120.8309
1578 | 1251.081 | 1247.9771 | 1251.081 | 1247.9771
1579 | 1315.7484 | 1343.2257 | 1315.7484 | 1343.2257
1580 | 1443.0686 | 1340.831 | 1443.0686 | 1340.831
1581 | 1559.4968 | 1340.0804 | 1559.4968 | 1340.0804
1582 | 1634.7759 | 1303.5357 | 1634.7759 | 1303.5357
1583 | 1743.4272 | 1287.3595 | 1743.4272 | 1287.3595
1584 | 1714.4117 | 1304.6193 | 1714.4117 | 1304.6193
1585 | 1652.709 | 1327.1652 | 1652.709 | 1327.1652
1586 | 1619.5661 | 1291.998 | 1619.5661 | 1291.998
1587 | 1623.5917 | 1091.4373 | 1623.5917 | 1091.4373
1588 | 1632.998 | 939.203 | 1632.998 | 939.203
1589 | 1663.8893 | 735.1569 | 1663.8893 | 735.1569
1590 | 1637.3892 | 524.4113 | 1637.3892 | 524.4113
1591 | 1618.1275 | 384.9789 | 1618.1275 | 384.9789
1592 | 1657.7086 | 288.8925 | 1657.7086 | 288.8925
1593 | 1630.1995 | 209.5279 | 1630.1995 | 209.5279
1594 | 1544.5499 | 143.7957 | 1544.5499 | 143.7957
1595 | 1442.495 | 81.9647 | 1442.495 | 81.9647
1596 | 1358.1391 | 83.3283 | 1358.1391 | 83.3283
1597 | 1301.9078 | 138.1586 | 1301.9078 | 138.1586
1598 | 1263.2397 | 317.2902 | 1263.2397 | 317.2902
1599 | 1250.7658 | 505.9097 | 1250.7658 | 505.9097
1600 | 1252.3144 | 694.3738 | 1252.3144 | 694.3738
1601 | 1269.3342 | 962.0173 | 1269.3342 | 962.0173
1602 | 1256.0508 | 1135.6773 | 1256.0508 | 1135.6773
1603 | 1305.2886 | 1265.5673 | 1305.2886 | 1265.5673
1604 | 1404.6728 | 1291.5524 | 1404.6728 | 1291.5524
1605 | 1507.3926 | 1315.7663 | 1507.3926 | 1315.7663
1606 | 1600.0937 | 1305.8125 | 1600.0937 | 1305.8125
1607 | 1725.3384 | 1317.5284 | 1725.3384 | 1317.5284
1608 | 1701.7861 | 1343.0013 | 1701.7861 | 1343.0013
1609 | 1631.4688 | 1323.4246 | 1631.4688 | 1323.4246
1610 | 1610.1259 | 1273.2949 | 1610.1259 | 1273.2949
1611 | 1619.8843 | 1058.097 | 1619.8843 | 1058.097
1612 | 1643.3118 | 984.0904 | 1643.3118 | 984.0904
1613 | 1679.7341 | 943.4117 | 1679.7341 | 943.4117
1614 | 1640.3291 | 711.93 | 1640.3291 | 711.93
1615 | 1626.4193 | 515.9818 | 1626.4193 | 515.9818
1616 | 1668.5464 | 370.4542 | 1668.5464 | 370.4542
1617 | 1627.5926 | 259.6196 | 1627.5926 | 259.6196
1618 | 1554.6231 | 172.5009 | 1554.6231 | 172.5009
1619 | 1442.6733 | 124.9818 | 1442.6733 | 124.9818
1620 | 1345.2721 | 164.8087 | 1345.2721 | 164.8087
1621 | 1292.5698 | 246.0673 | 1292.5698 | 246.0673
1622 | 1254.8509 | 509.1188 | 1254.8509 | 509.1188
1623 | 1241.4287 | 793.7745 | 1241.4287 | 793.7745
1624 | 1248.0046 | 956.5422 | 1248.0046 | 956.5422
1625 | 1269.9351 | 1172.7116 | 1269.9351 | 1172.7116
1626 | 1270.383 | 1287.6602 | 1270.383 | 1287.6602
1627 | 1361.8621 | 1354.3663 | 1361.8621 | 1354.3663
1628 | 1504.6408 | 1318.5499 | 1504.6408 | 1318.5499
1629 | 1589.9575 | 1337.1529 | 1589.9575 | 1337.1529
1630 | 1683.0817 | 1376.9656 | 1683.0817 | 1376.9656
1631 | 1816.0206 | 1419.013 | 1816.0206 | 1419.013
1632 | 1787.3995 | 1444.4858 | 1787.3995 | 1444.4858
1633 | 1672.4899 | 1432.1465 | 1672.4899 | 1432.1465
1634 | 1658.4608 | 1392.4254 | 1658.4608 | 1392.4254
1635 | 1660.1926 | 1213.3326 | 1660.1926 | 1213.3326
1636 | 1684.4223 | 1111.9219 | 1684.4223 | 1111.9219
1637 | 1724.4787 | 910.7219 | 1724.4787 | 910.7219
1638 | 1698.9404 | 664.0339 | 1698.9404 | 664.0339
1639 | 1688.3315 | 472.1515 | 1688.3315 | 472.1515
1640 | 1701.5011 | 346.7907 | 1701.5011 | 346.7907
1641 | 1643.1808 | 238.6396 | 1643.1808 | 238.6396
1642 | 1566.3043 | 149.5693 | 1566.3043 | 149.5693
1643 | 1442.5423 | 93.2679 | 1442.5423 | 93.2679
1644 | 1341.1671 | 125.2883 | 1341.1671 | 125.2883
1645 | 1284.2149 | 230.5356 | 1284.2149 | 230.5356
1646 | 1246.797 | 507.655 | 1246.797 | 507.655
1647 | 1233.5166 | 780.2758 | 1233.5166 | 780.2758
1648 | 1246.6801 | 952.5577 | 1246.6801 | 952.5577
1649 | 1282.1858 | 1165.8809 | 1282.1858 | 1165.8809
1650 | 1294.0158 | 1264.078 | 1294.0158 | 1264.078
1651 | 1398.8963 | 1355.9113 | 1398.8963 | 1355.9113
1652 | 1591.4068 | 1404.3401 | 1591.4068 | 1404.3401
1653 | 1702.0644 | 1480.0282 | 1702.0644 | 1480.0282
1654 | 1799.661 | 1545.2933 | 1799.661 | 1545.2933
1655 | 1934.3373 | 1599.1318 | 1934.3373 | 1599.1318
1656 | 1881.3467 | 1633.4683 | 1881.3467 | 1633.4683
1657 | 1742.187 | 1643.3287 | 1742.187 | 1643.3287
1658 | 1725.6664 | 1529.3645 | 1725.6664 | 1529.3645
1659 | 1744.0987 | 1304.8964 | 1744.0987 | 1304.8964
1660 | 1745.2872 | 1159.0049 | 1745.2872 | 1159.0049
1661 | 1785.3001 | 979.7607 | 1785.3001 | 979.7607
1662 | 1768.6549 | 738.3583 | 1768.6549 | 738.3583
1663 | 1740.3558 | 566.7241 | 1740.3558 | 566.7241
1664 | 1742.8077 | 440.7127 | 1742.8077 | 440.7127
1665 | 1686.7286 | 323.698 | 1686.7286 | 323.698
1666 | 1597.4309 | 226.2519 | 1597.4309 | 226.2519
1667 | 1465.9187 | 172.39 | 1465.9187 | 172.39
1668 | 1361.1623 | 211.973 | 1361.1623 | 211.973
1669 | 1302.1757 | 329.9872 | 1302.1757 | 329.9872
1670 | 1266.2769 | 632.2338 | 1266.2769 | 632.2338
1671 | 1257.2201 | 930.4697 | 1257.2201 | 930.4697
1672 | 1263.1122 | 1055.9939 | 1263.1122 | 1055.9939
1673 | 1291.7099 | 1284.3609 | 1291.7099 | 1284.3609
1674 | 1300.041 | 1432.975 | 1300.041 | 1432.975
1675 | 1403.2118 | 1561.1573 | 1403.2118 | 1561.1573
1676 | 1592.3115 | 1582.9139 | 1592.3115 | 1582.9139
1677 | 1704.3213 | 1624.3672 | 1704.3213 | 1624.3672
1678 | 1772.0817 | 1643.1186 | 1772.0817 | 1643.1186
1679 | 1923.3923 | 1643.45 | 1923.3923 | 1643.45
1680 | 1856.6827 | 1629.809 | 1856.6827 | 1629.809
1681 | 1743.5307 | 1613.2411 | 1743.5307 | 1613.2411
1682 | 1751.9963 | 1534.3249 | 1751.9963 | 1534.3249
1683 | 1776.7196 | 1342.4652 | 1776.7196 | 1342.4652
1684 | 1779.3639 | 1180.8793 | 1779.3639 | 1180.8793
1685 | 1798.4642 | 1015.1339 | 1798.4642 | 1015.1339
1686 | 1780.3113 | 779.5864 | 1780.3113 | 779.5864
1687 | 1758.5069 | 574.9372 | 1758.5069 | 574.9372
1688 | 1767.847 | 409.0801 | 1767.847 | 409.0801
1689 | 1701.2042 | 258.3998 | 1701.2042 | 258.3998
1690 | 1604.0862 | 144.9341 | 1604.0862 | 144.9341
1691 | 1477.8974 | 81.9647 | 1477.8974 | 81.9647
1692 | 1377.3611 | 108.0489 | 1377.3611 | 108.0489
1693 | 1313.9336 | 206.4655 | 1313.9336 | 206.4655
1694 | 1278.5841 | 301.9211 | 1278.5841 | 301.9211
1695 | 1268.7169 | 400.6845 | 1268.7169 | 400.6845
1696 | 1279.1165 | 501.3255 | 1279.1165 | 501.3255
1697 | 1311.1791 | 700.4181 | 1311.1791 | 700.4181
1698 | 1333.1574 | 818.6194 | 1333.1574 | 818.6194
1699 | 1435.14 | 920.3734 | 1435.14 | 920.3734
1700 | 1614.3022 | 950.9937 | 1614.3022 | 950.9937
1701 | 1737.4172 | 1001.3106 | 1737.4172 | 1001.3106
1702 | 1813.1833 | 1035.7563 | 1813.1833 | 1035.7563
1703 | 1935.4322 | 1068.2082 | 1935.4322 | 1068.2082
1704 | 1877.3139 | 1107.3424 | 1877.3139 | 1107.3424
1705 | 1765.3581 | 1137.4509 | 1765.3581 | 1137.4509
1706 | 1745.7455 | 1144.9755 | 1745.7455 | 1144.9755
1707 | 1755.2741 | 941.3247 | 1755.2741 | 941.3247
1708 | 1753.5246 | 814.2989 | 1753.5246 | 814.2989
1709 | 1780.887 | 609.6836 | 1780.887 | 609.6836
1710 | 1764.5663 | 439.1089 | 1764.5663 | 439.1089
1711 | 1769.812 | 353.4276 | 1769.812 | 353.4276
1712 | 1761.6004 | 297.5935 | 1761.6004 | 297.5935
1713 | 1694.4953 | 240.1033 | 1694.4953 | 240.1033
1714 | 1614.6503 | 192.4237 | 1614.6503 | 192.4237
1715 | 1499.0618 | 171.0076 | 1499.0618 | 171.0076
1716 | 1400.6522 | 218.2345 | 1400.6522 | 218.2345
1717 | 1332.6924 | 302.5018 | 1332.6924 | 302.5018
1718 | 1291.7532 | 510.2572 | 1291.7532 | 510.2572
1719 | 1279.5267 | 700.991 | 1279.5267 | 700.991
1720 | 1291.8319 | 825.2954 | 1291.8319 | 825.2954
1721 | 1322.5221 | 1020.7288 | 1322.5221 | 1020.7288
1722 | 1332.4986 | 1125.35 | 1332.4986 | 1125.35
1723 | 1426.9884 | 1203.3592 | 1426.9884 | 1203.3592
1724 | 1576.1707 | 1201.371 | 1576.1707 | 1201.371
1725 | 1677.8142 | 1221.2751 | 1677.8142 | 1221.2751
1726 | 1751.7724 | 1219.697 | 1751.7724 | 1219.697
1727 | 1900.3629 | 1208.2374 | 1900.3629 | 1208.2374
1728 | 1853.2274 | 1213.6247 | 1853.2274 | 1213.6247
1729 | 1753.111 | 1241.2937 | 1753.111 | 1241.2937
1730 | 1732.2626 | 1249.3875 | 1732.2626 | 1249.3875
1731 | 1729.4453 | 991.0911 | 1729.4453 | 991.0911
1732 | 1732.5296 | 839.0195 | 1732.5296 | 839.0195
1733 | 1779.3672 | 674.2499 | 1779.3672 | 674.2499
1734 | 1760.256 | 539.3737 | 1760.256 | 539.3737
1735 | 1769.3574 | 449.5452 | 1769.3574 | 449.5452
1736 | 1754.2881 | 403.7132 | 1754.2881 | 403.7132
1737 | 1687.1142 | 354.1108 | 1687.1142 | 354.1108
1738 | 1611.0913 | 309.5213 | 1611.0913 | 309.5213
1739 | 1501.677 | 299.0831 | 1501.677 | 299.0831
1740 | 1413.3327 | 356.2307 | 1413.3327 | 356.2307
1741 | 1349.0758 | 421.9576 | 1349.0758 | 421.9576
1742 | 1308.7998 | 627.8427 | 1308.7998 | 627.8427
1743 | 1294.8192 | 859.6419 | 1294.8192 | 859.6419
1744 | 1299.1718 | 987.7683 | 1299.1718 | 987.7683
1745 | 1329.8973 | 1185.4785 | 1329.8973 | 1185.4785
1746 | 1329.9003 | 1278.3087 | 1329.9003 | 1278.3087
1747 | 1368.7516 | 1338.428 | 1368.7516 | 1338.428
1748 | 1497.7885 | 1327.3322 | 1497.7885 | 1327.3322
1749 | 1610.7395 | 1344.2276 | 1610.7395 | 1344.2276
1750 | 1685.4487 | 1349.0736 | 1685.4487 | 1349.0736
1751 | 1829.3234 | 1367.2949 | 1829.3234 | 1367.2949
1752 | 1814.5506 | 1389.6777 | 1814.5506 | 1389.6777
1753 | 1726.3312 | 1399.9446 | 1726.3312 | 1399.9446
1754 | 1702.0351 | 1367.9488 | 1702.0351 | 1367.9488
1755 | 1703.918 | 1107.9448 | 1703.918 | 1107.9448
1756 | 1714.6233 | 973.5191 | 1714.6233 | 973.5191
1757 | 1752.7729 | 797.365 | 1752.7729 | 797.365
1758 | 1730.3274 | 571.3316 | 1730.3274 | 571.3316
1759 | 1732.8137 | 444.0156 | 1732.8137 | 444.0156
1760 | 1722.7786 | 392.3287 | 1722.7786 | 392.3287
1761 | 1671.7076 | 348.3373 | 1671.7076 | 348.3373
1762 | 1588.7449 | 310.741 | 1588.7449 | 310.741
1763 | 1488.2385 | 295.9117 | 1488.2385 | 295.9117
1764 | 1387.6616 | 353.2219 | 1387.6616 | 353.2219
1765 | 1328.5184 | 469.6911 | 1328.5184 | 469.6911
1766 | 1292.5863 | 557.5841 | 1292.5863 | 557.5841
1767 | 1282.1961 | 629.0248 | 1282.1961 | 629.0248
1768 | 1281.9589 | 717.3867 | 1281.9589 | 717.3867
1769 | 1304.2282 | 930.3034 | 1304.2282 | 930.3034
1770 | 1314.8268 | 1074.0385 | 1314.8268 | 1074.0385
1771 | 1375.8656 | 1178.8012 | 1375.8656 | 1178.8012
1772 | 1489.4118 | 1177.5449 | 1489.4118 | 1177.5449
1773 | 1596.794 | 1187.4469 | 1596.794 | 1187.4469
1774 | 1700.6721 | 1176.3547 | 1700.6721 | 1176.3547
1775 | 1824.2805 | 1168.7983 | 1824.2805 | 1168.7983
1776 | 1807.6613 | 1182.1548 | 1807.6613 | 1182.1548
1777 | 1726.6307 | 1185.5097 | 1726.6307 | 1185.5097
1778 | 1715.1154 | 1183.6827 | 1715.1154 | 1183.6827
1779 | 1735.144 | 1099.7317 | 1735.144 | 1099.7317
1780 | 1760.2248 | 1108.5879 | 1760.2248 | 1108.5879
1781 | 1774.8754 | 1091.9792 | 1774.8754 | 1091.9792
1782 | 1758.2035 | 997.5993 | 1758.2035 | 997.5993
1783 | 1759.1173 | 910.6982 | 1759.1173 | 910.6982
1784 | 1732.4346 | 844.618 | 1732.4346 | 844.618
1785 | 1672.1726 | 791.6816 | 1672.1726 | 791.6816
1786 | 1587.2635 | 714.6463 | 1587.2635 | 714.6463
1787 | 1473.7959 | 659.4021 | 1473.7959 | 659.4021
1788 | 1385.7612 | 672.9633 | 1385.7612 | 672.9633
1789 | 1329.017 | 702.2599 | 1329.017 | 702.2599
1790 | 1285.7791 | 783.3222 | 1285.7791 | 783.3222
1791 | 1267.8018 | 888.835 | 1267.8018 | 888.835
1792 | 1281.0464 | 977.6035 | 1281.0464 | 977.6035
1793 | 1306.0275 | 1123.921 | 1306.0275 | 1123.921
1794 | 1327.7811 | 1250.6606 | 1327.7811 | 1250.6606
1795 | 1404.7252 | 1354.3663 | 1404.7252 | 1354.3663
1796 | 1549.6534 | 1366.7713 | 1549.6534 | 1366.7713
1797 | 1640.0554 | 1400.9874 | 1640.0554 | 1400.9874
1798 | 1734.4424 | 1415.5915 | 1734.4424 | 1415.5915
1799 | 1874.5853 | 1449.8324 | 1874.5853 | 1449.8324
1800 | 1835.5681 | 1496.2039 | 1835.5681 | 1496.2039
1801 | 1760.2073 | 1521.8399 | 1760.2073 | 1521.8399
1802 | 1733.0639 | 1501.6352 | 1733.0639 | 1501.6352
1803 | 1757.523 | 1355.7199 | 1757.523 | 1355.7199
1804 | 1755.1957 | 1323.1041 | 1755.1957 | 1323.1041
1805 | 1788.0259 | 1270.3904 | 1788.0259 | 1270.3904
1806 | 1789.3974 | 1119.3319 | 1789.3974 | 1119.3319
1807 | 1796.0309 | 997.0576 | 1796.0309 | 997.0576
1808 | 1775.2452 | 908.9403 | 1775.2452 | 908.9403
1809 | 1711.0367 | 820.3868 | 1711.0367 | 820.3868
1810 | 1623.6659 | 733.9186 | 1623.6659 | 733.9186
1811 | 1493.4138 | 677.292 | 1493.4138 | 677.292
1812 | 1397.465 | 705.1652 | 1397.465 | 705.1652
1813 | 1334.0815 | 763.2482 | 1334.0815 | 763.2482
1814 | 1291.6187 | 963.3597 | 1291.6187 | 963.3597
1815 | 1284.5437 | 1219.7982 | 1284.5437 | 1219.7982
1816 | 1294.6162 | 1345.3224 | 1294.6162 | 1345.3224
1817 | 1326.5336 | 1549.1315 | 1326.5336 | 1549.1315
1818 | 1349.9258 | 1672.5371 | 1349.9258 | 1672.5371
1819 | 1469.6768 | 1768.0297 | 1469.6768 | 1768.0297
1820 | 1652.375 | 1768.6437 | 1652.375 | 1768.6437
1821 | 1766.2845 | 1742.1153 | 1766.2845 | 1742.1153
1822 | 1849.9402 | 1657.5118 | 1849.9402 | 1657.5118
1823 | 1990.7836 | 1632.2281 | 1990.7836 | 1632.2281
1824 | 1943.0028 | 1625.4992 | 1943.0028 | 1625.4992
1825 | 1824.5504 | 1611.6147 | 1824.5504 | 1611.6147
1826 | 1806.7553 | 1604.0955 | 1806.7553 | 1604.0955
1827 | 1832.1681 | 1514.2896 | 1832.1681 | 1514.2896
1828 | 1841.0031 | 1486.7967 | 1841.0031 | 1486.7967
1829 | 1885.2802 | 1413.103 | 1885.2802 | 1413.103
1830 | 1872.9068 | 1223.5 | 1872.9068 | 1223.5
1831 | 1856.044 | 1032.5121 | 1856.044 | 1032.5121
1832 | 1835.3561 | 923.3336 | 1835.3561 | 923.3336
1833 | 1753.1328 | 831.1208 | 1753.1328 | 831.1208
1834 | 1636.503 | 724.811 | 1636.503 | 724.811
1835 | 1503.4289 | 657.6131 | 1503.4289 | 657.6131
1836 | 1410.8337 | 678.6556 | 1410.8337 | 678.6556
1837 | 1341.9534 | 749.5868 | 1341.9534 | 749.5868
1838 | 1303.9298 | 894.8089 | 1303.9298 | 894.8089
1839 | 1281.5383 | 988.7745 | 1281.5383 | 988.7745
1840 | 1297.3251 | 1078.1123 | 1297.3251 | 1078.1123
1841 | 1330.5221 | 1267.3655 | 1330.5221 | 1267.3655
1842 | 1358.9085 | 1370.523 | 1358.9085 | 1370.523
1843 | 1468.7205 | 1454.3871 | 1468.7205 | 1454.3871
1844 | 1653.8928 | 1465.5724 | 1653.8928 | 1465.5724
1845 | 1759.706 | 1498.8126 | 1759.706 | 1498.8126
1846 | 1840.8144 | 1519.4343 | 1840.8144 | 1519.4343
1847 | 1974.7074 | 1542.616 | 1974.7074 | 1542.616
1848 | 1938.7948 | 1588.6622 | 1938.7948 | 1588.6622
1849 | 1816.6281 | 1633.9771 | 1816.6281 | 1633.9771
1850 | 1800.9442 | 1664.0267 | 1800.9442 | 1664.0267
1851 | 1813.0938 | 1486.8042 | 1813.0938 | 1486.8042
1852 | 1820.73 | 1327.9832 | 1820.73 | 1327.9832
1853 | 1856.5551 | 1133.8578 | 1856.5551 | 1133.8578
1854 | 1863.8201 | 915.7123 | 1863.8201 | 915.7123
1855 | 1870.2377 | 754.4054 | 1870.2377 | 754.4054
1856 | 1832.8177 | 620.6689 | 1832.8177 | 620.6689
1857 | 1756.7796 | 500.5641 | 1756.7796 | 500.5641
1858 | 1656.5527 | 407.8344 | 1656.5527 | 407.8344
1859 | 1533.6736 | 356.5748 | 1533.6736 | 356.5748
1860 | 1425.47 | 390.9534 | 1425.47 | 390.9534
1861 | 1361.832 | 475.546 | 1361.832 | 475.546
1862 | 1327.9801 | 590.9244 | 1327.9801 | 590.9244
1863 | 1314.6079 | 728.1511 | 1314.6079 | 728.1511
1864 | 1320.9058 | 909.2966 | 1320.9058 | 909.2966
1865 | 1347.8566 | 1186.1291 | 1347.8566 | 1186.1291
1866 | 1381.6952 | 1363.0417 | 1381.6952 | 1363.0417
1867 | 1491.9555 | 1491.9559 | 1491.9555 | 1491.9559
1868 | 1670.8712 | 1522.8201 | 1670.8712 | 1522.8201
1869 | 1772.5119 | 1545.3264 | 1772.5119 | 1545.3264
1870 | 1859.3009 | 1564.8096 | 1859.3009 | 1564.8096
1871 | 1977.3171 | 1560.3432 | 1977.3171 | 1560.3432
1872 | 1942.2797 | 1559.9571 | 1942.2797 | 1559.9571
1873 | 1820.5697 | 1564.6944 | 1820.5697 | 1564.6944
1874 | 1809.9809 | 1590.2715 | 1809.9809 | 1590.2715
1875 | 1834.9862 | 1339.5377 | 1834.9862 | 1339.5377
1876 | 1827.7489 | 1174.7805 | 1827.7489 | 1174.7805
1877 | 1862.2161 | 966.5872 | 1862.2161 | 966.5872
1878 | 1851.8271 | 836.9967 | 1851.8271 | 836.9967
1879 | 1853.6059 | 838.7319 | 1853.6059 | 838.7319
1880 | 1806.8967 | 827.8665 | 1806.8967 | 827.8665
1881 | 1735.8706 | 752.8931 | 1735.8706 | 752.8931
1882 | 1633.6821 | 704.2377 | 1633.6821 | 704.2377
1883 | 1529.4651 | 709.9817 | 1529.4651 | 709.9817
1884 | 1421.8051 | 730.8616 | 1421.8051 | 730.8616
1885 | 1356.8553 | 749.5868 | 1356.8553 | 749.5868
1886 | 1316.9604 | 848.783 | 1316.9604 | 848.783
1887 | 1304.8446 | 939.0893 | 1304.8446 | 939.0893
1888 | 1312.9281 | 1050.8708 | 1312.9281 | 1050.8708
1889 | 1346.7495 | 1230.6099 | 1346.7495 | 1230.6099
1890 | 1378.4431 | 1318.6423 | 1378.4431 | 1318.6423
1891 | 1472.2853 | 1378.6803 | 1472.2853 | 1378.6803
1892 | 1626.5868 | 1369.6988 | 1626.5868 | 1369.6988
1893 | 1733.0316 | 1381.959 | 1733.0316 | 1381.959
1894 | 1812.0076 | 1375.3392 | 1812.0076 | 1375.3392
1895 | 1973.1355 | 1361.6027 | 1973.1355 | 1361.6027
1896 | 1930.2696 | 1433.6706 | 1930.2696 | 1433.6706
1897 | 1819.0095 | 1452.8825 | 1819.0095 | 1452.8825
1898 | 1792.7087 | 1409.5835 | 1792.7087 | 1409.5835
1899 | 1788.3889 | 1227.8884 | 1788.3889 | 1227.8884
1900 | 1813.3236 | 1191.0441 | 1813.3236 | 1191.0441
1901 | 1862.8112 | 1162.563 | 1862.8112 | 1162.563
1902 | 1854.6292 | 1052.7327 | 1854.6292 | 1052.7327
1903 | 1869.296 | 948.3483 | 1869.296 | 948.3483
1904 | 1821.9291 | 863.809 | 1821.9291 | 863.809
1905 | 1741.1918 | 761.9193 | 1741.1918 | 761.9193
1906 | 1643.3924 | 641.8669 | 1643.3924 | 641.8669
1907 | 1537.3995 | 554.9901 | 1537.3995 | 554.9901
1908 | 1441.2257 | 569.0392 | 1441.2257 | 569.0392
1909 | 1382.9665 | 638.1815 | 1382.9665 | 638.1815
1910 | 1340.5919 | 817.2317 | 1340.5919 | 817.2317
1911 | 1323.2936 | 954.9463 | 1323.2936 | 954.9463
1912 | 1329.2051 | 1080.2265 | 1329.2051 | 1080.2265
1913 | 1358.533 | 1283.9543 | 1358.533 | 1283.9543
1914 | 1380.2669 | 1410.8566 | 1380.2669 | 1410.8566
1915 | 1435.6261 | 1516.4326 | 1435.6261 | 1516.4326
1916 | 1556.6345 | 1489.3985 | 1556.6345 | 1489.3985
1917 | 1658.6571 | 1451.7296 | 1658.6571 | 1451.7296
1918 | 1737.8607 | 1441.1253 | 1737.8607 | 1441.1253
1919 | 1873.0075 | 1435.4392 | 1873.0075 | 1435.4392
1920 | 1852.0172 | 1415.0488 | 1852.0172 | 1415.0488
1921 | 1756.6031 | 1421.2499 | 1756.6031 | 1421.2499
1922 | 1735.3649 | 1433.9788 | 1735.3649 | 1433.9788
1923 | 1753.9175 | 1317.5819 | 1753.9175 | 1317.5819
1924 | 1784.286 | 1281.7947 | 1784.286 | 1281.7947
1925 | 1810.5621 | 1195.822 | 1810.5621 | 1195.822
1926 | 1811.1413 | 1107.2969 | 1811.1413 | 1107.2969
1927 | 1817.1189 | 1096.4279 | 1817.1189 | 1096.4279
1928 | 1765.0675 | 1081.1713 | 1765.0675 | 1081.1713
1929 | 1695.5584 | 1011.0769 | 1695.5584 | 1011.0769
1930 | 1626.8462 | 939.0833 | 1626.8462 | 939.0833
1931 | 1526.6176 | 928.4012 | 1526.6176 | 928.4012
1932 | 1433.2538 | 961.4787 | 1433.2538 | 961.4787
1933 | 1378.999 | 967.3557 | 1378.999 | 967.3557
1934 | 1340.3892 | 997.1066 | 1340.3892 | 997.1066
1935 | 1329.9978 | 1043.3387 | 1329.9978 | 1043.3387
1936 | 1337.2256 | 1112.2657 | 1337.2256 | 1112.2657
1937 | 1358.4211 | 1276.4731 | 1358.4211 | 1276.4731
1938 | 1383.947 | 1357.0242 | 1383.947 | 1357.0242
1939 | 1432.6351 | 1415.0293 | 1432.6351 | 1415.0293
1940 | 1547.1463 | 1393.6875 | 1547.1463 | 1393.6875
1941 | 1653.907 | 1389.3589 | 1653.907 | 1389.3589
1942 | 1734.7498 | 1374.77 | 1734.7498 | 1374.77
1943 | 1880.2538 | 1373.475 | 1880.2538 | 1373.475
1944 | 1835.2568 | 1370.3241 | 1835.2568 | 1370.3241
1945 | 1761.3201 | 1361.2374 | 1761.3201 | 1361.2374
1946 | 1739.1495 | 1374.6168 | 1739.1495 | 1374.6168
1947 | 1745.5259 | 1221.4643 | 1745.5259 | 1221.4643
1948 | 1784.1829 | 1090.1287 | 1784.1829 | 1090.1287
1949 | 1841.25 | 974.475 | 1841.25 | 974.475
1950 | 1818.6473 | 727.2991 | 1818.6473 | 727.2991
1951 | 1832.4027 | 544.687 | 1832.4027 | 544.687
1952 | 1790.2477 | 459.5784 | 1790.2477 | 459.5784
1953 | 1721.7512 | 393.4686 | 1721.7512 | 393.4686
1954 | 1632.0879 | 345.2198 | 1632.0879 | 345.2198
1955 | 1526.1228 | 331.1223 | 1526.1228 | 331.1223
1956 | 1447.4275 | 398.1093 | 1447.4275 | 398.1093
1957 | 1387.1135 | 550.5209 | 1387.1135 | 550.5209
1958 | 1344.6034 | 775.5157 | 1344.6034 | 775.5157
1959 | 1333.4337 | 872.978 | 1333.4337 | 872.978
1960 | 1338.1294 | 967.6015 | 1338.1294 | 967.6015
1961 | 1361.8707 | 1118.3914 | 1361.8707 | 1118.3914
1962 | 1393.294 | 1215.694 | 1393.294 | 1215.694
1963 | 1476.0688 | 1298.9889 | 1476.0688 | 1298.9889
1964 | 1614.3713 | 1299.115 | 1614.3713 | 1299.115
1965 | 1718.1366 | 1325.5245 | 1718.1366 | 1325.5245
1966 | 1806.4928 | 1343.6253 | 1806.4928 | 1343.6253
1967 | 1941.7546 | 1368.352 | 1941.7546 | 1368.352
1968 | 1888.82 | 1398.5413 | 1888.82 | 1398.5413
1969 | 1787.9145 | 1406.1248 | 1787.9145 | 1406.1248
1970 | 1765.323 | 1434.792 | 1765.323 | 1434.792
1971 | 1778.1124 | 1363.2012 | 1778.1124 | 1363.2012
1972 | 1802.6088 | 1319.2008 | 1802.6088 | 1319.2008
1973 | 1851.9675 | 1232.171 | 1851.9675 | 1232.171
1974 | 1847.7195 | 1081.6005 | 1847.7195 | 1081.6005
1975 | 1868.4234 | 966.5635 | 1868.4234 | 966.5635
1976 | 1813.0161 | 890.3999 | 1813.0161 | 890.3999
1977 | 1740.7506 | 818.3539 | 1740.7506 | 818.3539
1978 | 1636.1021 | 748.0679 | 1636.1021 | 748.0679
1979 | 1530.4897 | 705.5905 | 1530.4897 | 705.5905
1980 | 1428.9851 | 739.156 | 1428.9851 | 739.156
1981 | 1372.0491 | 825.9442 | 1372.0491 | 825.9442
1982 | 1339.2475 | 1023.2909 | 1339.2475 | 1023.2909
1983 | 1319.2571 | 1137.342 | 1319.2571 | 1137.342
1984 | 1328.6453 | 1264.5739 | 1328.6453 | 1264.5739
1985 | 1368.7571 | 1473.5873 | 1368.7571 | 1473.5873
1986 | 1403.6132 | 1602.6038 | 1403.6132 | 1602.6038
1987 | 1510.8229 | 1711.5952 | 1510.8229 | 1711.5952
1988 | 1688.9536 | 1716.4377 | 1688.9536 | 1716.4377
1989 | 1798.8865 | 1695.195 | 1798.8865 | 1695.195
1990 | 1883.5282 | 1649.9493 | 1883.5282 | 1649.9493
1991 | 2013.5237 | 1698.0955 | 2013.5237 | 1698.0955
1992 | 1950.0697 | 1681.1205 | 1950.0697 | 1681.1205
1993 | 1840.5945 | 1734.7298 | 1840.5945 | 1734.7298
1994 | 1815.3017 | 1783.6451 | 1815.3017 | 1783.6451
1995 | 1839.6789 | 1608.8621 | 1839.6789 | 1608.8621
1996 | 1846.5738 | 1488.9923 | 1846.5738 | 1488.9923
1997 | 1892.648 | 1342.3566 | 1892.648 | 1342.3566
1998 | 1914.5902 | 1160.0721 | 1914.5902 | 1160.0721
1999 | 1906.355 | 1053.1669 | 1906.355 | 1053.1669
2000 | 1845.2824 | 982.6142 | 1845.2824 | 982.6142
2001 | 1761.7623 | 901.4606 | 1761.7623 | 901.4606
2002 | 1662.1854 | 829.223 | 1662.1854 | 829.223
2003 | 1537.322 | 798.2928 | 1537.322 | 798.2928
2004 | 1432.7209 | 837.3065 | 1432.7209 | 837.3065
2005 | 1369.1402 | 950.1977 | 1369.1402 | 950.1977
2006 | 1335.8065 | 1075.009 | 1335.8065 | 1075.009
2007 | 1322.7713 | 1180.4404 | 1322.7713 | 1180.4404
2008 | 1333.3302 | 1278.8045 | 1333.3302 | 1278.8045
2009 | 1364.6971 | 1464.8863 | 1364.6971 | 1464.8863
2010 | 1407.0888 | 1571.6218 | 1407.0888 | 1571.6218
2011 | 1509.0004 | 1649.631 | 1509.0004 | 1649.631
2012 | 1691.8413 | 1622.7596 | 1691.8413 | 1622.7596
2013 | 1805.4166 | 1634.2067 | 1805.4166 | 1634.2067
2014 | 1891.477 | 1628.1561 | 1891.477 | 1628.1561
2015 | 2037.6829 | 1606.6944 | 2037.6829 | 1606.6944
2016 | 1969.6881 | 1580.0425 | 1969.6881 | 1580.0425
2017 | 1858.3946 | 1561.3604 | 1858.3946 | 1561.3604
2018 | 1830.5724 | 1570.186 | 1830.5724 | 1570.186
2019 | 1858.3606 | 1485.1778 | 1858.3606 | 1485.1778
2020 | 1859.4519 | 1380.4331 | 1859.4519 | 1380.4331
2021 | 1888.9877 | 1284.0517 | 1888.9877 | 1284.0517
2022 | 1895.3247 | 1149.0942 | 1895.3247 | 1149.0942
2023 | 1904.7902 | 1092.8499 | 1904.7902 | 1092.8499
2024 | 1827.5122 | 1033.4378 | 1827.5122 | 1033.4378
2025 | 1746.92 | 946.1041 | 1746.92 | 946.1041
2026 | 1645.9054 | 852.9678 | 1645.9054 | 852.9678
2027 | 1523.996 | 786.5017 | 1523.996 | 786.5017
2028 | 1422.1923 | 806.975 | 1422.1923 | 806.975
2029 | 1356.9177 | 932.877 | 1356.9177 | 932.877
2030 | 1316.9454 | 1143.3159 | 1316.9454 | 1143.3159
2031 | 1306.4691 | 1283.7953 | 1306.4691 | 1283.7953
2032 | 1310.1853 | 1392.1614 | 1310.1853 | 1392.1614
2033 | 1346.738 | 1594.9947 | 1346.738 | 1594.9947
2034 | 1393.2025 | 1699.6972 | 1393.2025 | 1699.6972
2035 | 1473.5766 | 1790.1481 | 1473.5766 | 1790.1481
2036 | 1655.2811 | 1786.9402 | 1655.2811 | 1786.9402
2037 | 1769.0846 | 1790.9873 | 1769.0846 | 1790.9873
2038 | 1856.191 | 1756.7195 | 1856.191 | 1756.7195
2039 | 1992.9676 | 1710.4558 | 1992.9676 | 1710.4558
2040 | 1944.7647 | 1676.8107 | 1944.7647 | 1676.8107
2041 | 1814.5956 | 1662.9262 | 1814.5956 | 1662.9262
2042 | 1794.282 | 1658.4971 | 1794.282 | 1658.4971
2043 | 1822.5028 | 1510.1424 | 1822.5028 | 1510.1424
2044 | 1832.7149 | 1454.0257 | 1832.7149 | 1454.0257
2045 | 1859.5057 | 1377.5671 | 1859.5057 | 1377.5671
2046 | 1881.112 | 1198.5354 | 1881.112 | 1198.5354
2047 | 1882.2532 | 1055.4438 | 1882.2532 | 1055.4438
2048 | 1814.9468 | 1012.6205 | 1814.9468 | 1012.6205
2049 | 1753.616 | 999.9364 | 1753.616 | 999.9364
2050 | 1661.6788 | 971.9357 | 1661.6788 | 971.9357
2051 | 1539.3143 | 955.5613 | 1539.3143 | 955.5613
2052 | 1440.3149 | 1002.3002 | 1440.3149 | 1002.3002
2053 | 1367.7604 | 1069.4095 | 1367.7604 | 1069.4095
2054 | 1330.5391 | 1175.5991 | 1330.5391 | 1175.5991
2055 | 1317.4608 | 1253.7077 | 1317.4608 | 1253.7077
2056 | 1318.2052 | 1327.0259 | 1318.2052 | 1327.0259
2057 | 1350.5168 | 1516.0352 | 1350.5168 | 1516.0352
2058 | 1388.421 | 1643.8319 | 1388.421 | 1643.8319
2059 | 1461.8579 | 1712.8962 | 1461.8579 | 1712.8962
2060 | 1620.2356 | 1693.2621 | 1620.2356 | 1693.2621
2061 | 1730.0365 | 1694.951 | 1730.0365 | 1694.951
2062 | 1811.315 | 1671.6611 | 1811.315 | 1671.6611
2063 | 1930.883 | 1665.4058 | 1930.883 | 1665.4058
2064 | 1905.746 | 1669.8173 | 1905.746 | 1669.8173
2065 | 1814.7924 | 1636.9046 | 1814.7924 | 1636.9046
2066 | 1800.235 | 1631.6622 | 1800.235 | 1631.6622
2067 | 1819.6359 | 1560.722 | 1819.6359 | 1560.722
2068 | 1839.2533 | 1495.2538 | 1839.2533 | 1495.2538
2069 | 1868.2769 | 1395.2944 | 1868.2769 | 1395.2944
2070 | 1886.2222 | 1256.5963 | 1886.2222 | 1256.5963
2071 | 1876.9773 | 1171.3216 | 1876.9773 | 1171.3216
2072 | 1799.9891 | 1118.8215 | 1799.9891 | 1118.8215
2073 | 1733.757 | 1051.4919 | 1733.757 | 1051.4919
2074 | 1653.6824 | 997.9574 | 1653.6824 | 997.9574
2075 | 1532.5712 | 988.8203 | 1532.5712 | 988.8203
2076 | 1428.931 | 1074.7543 | 1428.931 | 1074.7543
2077 | 1366.1186 | 1179.3511 | 1366.1186 | 1179.3511
2078 | 1327.8624 | 1278.9539 | 1327.8624 | 1278.9539
2079 | 1311.3135 | 1372.1877 | 1311.3135 | 1372.1877
2080 | 1312.5819 | 1489.0922 | 1312.5819 | 1489.0922
2081 | 1344.4611 | 1690.4618 | 1344.4611 | 1690.4618
2082 | 1380.5055 | 1781.8282 | 1380.5055 | 1781.8282
2083 | 1426.3004 | 1848.0463 | 1426.3004 | 1848.0463
2084 | 1548.0299 | 1839.6341 | 1548.0299 | 1839.6341
2085 | 1668.4999 | 1858.8876 | 1668.4999 | 1858.8876
2086 | 1753.9688 | 1863.9776 | 1753.9688 | 1863.9776
2087 | 1873.5926 | 1872.0342 | 1873.5926 | 1872.0342
2088 | 1849.5394 | 1885.5533 | 1849.5394 | 1885.5533
2089 | 1777.3186 | 1882.1589 | 1777.3186 | 1882.1589
2090 | 1741.5698 | 1883.5846 | 1741.5698 | 1883.5846
2091 | 1755.6897 | 1777.7591 | 1755.6897 | 1777.7591
2092 | 1773.6574 | 1691.5548 | 1773.6574 | 1691.5548
2093 | 1813.9069 | 1605.6634 | 1813.9069 | 1605.6634
2094 | 1802.2783 | 1504.2089 | 1802.2783 | 1504.2089
2095 | 1809.4306 | 1413.8924 | 1809.4306 | 1413.8924
2096 | 1754.2668 | 1328.1334 | 1754.2668 | 1328.1334
2097 | 1695.3107 | 1236.815 | 1695.3107 | 1236.815
2098 | 1612.4941 | 1138.7997 | 1612.4941 | 1138.7997
2099 | 1512.7871 | 1076.0742 | 1512.7871 | 1076.0742
2100 | 1418.7522 | 1104.8419 | 1418.7522 | 1104.8419
2101 | 1363.3864 | 1213.3419 | 1363.3864 | 1213.3419
2102 | 1322.418 | 1445.7366 | 1322.418 | 1445.7366
2103 | 1312.0578 | 1605.1631 | 1312.0578 | 1605.1631
2104 | 1314.0646 | 1705.9667 | 1314.0646 | 1705.9667
2105 | 1347.3193 | 1885.0551 | 1347.3193 | 1885.0551
2106 | 1376.481 | 1966.5008 | 1376.481 | 1966.5008
2107 | 1426.0772 | 2051.7473 | 1426.0772 | 2051.7473
2108 | 1535.9436 | 2045.7746 | 1535.9436 | 2045.7746
2109 | 1644.1893 | 2045.4305 | 1644.1893 | 2045.4305
2110 | 1725.2317 | 2011.1627 | 1725.2317 | 2011.1627
2111 | 1870.1198 | 1977.0154 | 1870.1198 | 1977.0154
2112 | 1839.2188 | 1962.7239 | 1839.2188 | 1962.7239
2113 | 1756.7812 | 1953.2306 | 1756.7812 | 1953.2306
2114 | 1740.0176 | 1954.4937 | 1740.0176 | 1954.4937
2115 | 1748.4053 | 1830.9409 | 1748.4053 | 1830.9409
2116 | 1793.7828 | 1707.0865 | 1793.7828 | 1707.0865
2117 | 1838.2464 | 1558.5805 | 1838.2464 | 1558.5805
2118 | 1832.2863 | 1381.907 | 1832.2863 | 1381.907
2119 | 1840.767 | 1276.3028 | 1840.767 | 1276.3028
2120 | 1768.46 | 1199.4074 | 1768.46 | 1199.4074
2121 | 1703.1984 | 1107.7637 | 1703.1984 | 1107.7637
2122 | 1617.1301 | 1018.2055 | 1617.1301 | 1018.2055
2123 | 1518.1552 | 970.4425 | 1518.1552 | 970.4425
2124 | 1415.2574 | 1012.3023 | 1415.2574 | 1012.3023
2125 | 1350.3714 | 1126.1693 | 1350.3714 | 1126.1693
2126 | 1316.5066 | 1322.2963 | 1316.5066 | 1322.2963
2127 | 1301.6898 | 1463.1009 | 1301.6898 | 1463.1009
2128 | 1304.6236 | 1572.3616 | 1304.6236 | 1572.3616
2129 | 1337.0021 | 1761.2895 | 1337.0021 | 1761.2895
2130 | 1364.6668 | 1869.1634 | 1364.6668 | 1869.1634
2131 | 1450.9167 | 1943.5134 | 1450.9167 | 1943.5134
2132 | 1575.328 | 1931.7671 | 1575.328 | 1931.7671
2133 | 1680.2254 | 1945.735 | 1680.2254 | 1945.735
2134 | 1798.7759 | 1944.6448 | 1798.7759 | 1944.6448
2135 | 1915.4187 | 1945.0575 | 1915.4187 | 1945.0575
2136 | 1891.2593 | 1950.1196 | 1891.2593 | 1950.1196
2137 | 1785.8713 | 1951.7669 | 1785.8713 | 1951.7669
2138 | 1768.1203 | 1964.0079 | 1768.1203 | 1964.0079
2139 | 1790.2737 | 1833.4617 | 1790.2737 | 1833.4617
2140 | 1824.6367 | 1681.4714 | 1824.6367 | 1681.4714
2141 | 1899.1697 | 1508.6514 | 1899.1697 | 1508.6514
2142 | 1900.2555 | 1246.7569 | 1900.2555 | 1246.7569
2143 | 1871.3794 | 1076.5051 | 1871.3794 | 1076.5051
2144 | 1795.8581 | 985.2977 | 1795.8581 | 985.2977
2145 | 1738.6894 | 904.7946 | 1738.6894 | 904.7946
2146 | 1631.0057 | 822.8803 | 1631.0057 | 822.8803
2147 | 1520.8829 | 805.774 | 1520.8829 | 805.774
2148 | 1421.3514 | 883.4137 | 1421.3514 | 883.4137
2149 | 1356.139 | 1073.8007 | 1356.139 | 1073.8007
2150 | 1314.7272 | 1298.7955 | 1314.7272 | 1298.7955
2151 | 1315.2187 | 1366.9834 | 1315.2187 | 1366.9834
2152 | 1314.4322 | 1438.8378 | 1314.4322 | 1438.8378
2153 | 1343.4634 | 1597.4343 | 1343.4634 | 1597.4343
2154 | 1404.6211 | 1707.0158 | 1404.6211 | 1707.0158
2155 | 1519.025 | 1799.9062 | 1519.025 | 1799.9062
2156 | 1694.2793 | 1786.8588 | 1694.2793 | 1786.8588
2157 | 1802.1808 | 1790.7433 | 1802.1808 | 1790.7433
2158 | 1878.5596 | 1790.3037 | 1878.5596 | 1790.3037
2159 | 2031.3481 | 1792.5054 | 2031.3481 | 1792.5054
2160 | 1965.8994 | 1796.0225 | 1965.8994 | 1796.0225
2161 | 1846.784 | 1796.7753 | 1846.784 | 1796.7753
2162 | 1820.0741 | 1788.6868 | 1820.0741 | 1788.6868
2163 | 1836.8973 | 1582.2712 | 1836.8973 | 1582.2712
2164 | 1856.0362 | 1429.1424 | 1856.0362 | 1429.1424
2165 | 1899.7939 | 1292.3461 | 1899.7939 | 1292.3461
2166 | 1941.2063 | 1047.935 | 1941.2063 | 1047.935
2167 | 1909.6551 | 835.5606 | 1909.6551 | 835.5606
2168 | 1843.7276 | 684.8286 | 1843.7276 | 684.8286
2169 | 1766.1266 | 597.6575 | 1766.1266 | 597.6575
2170 | 1668.8447 | 570.1447 | 1668.8447 | 570.1447
2171 | 1534.5286 | 545.8825 | 1534.5286 | 545.8825
2172 | 1440.2985 | 1112.7238 | 1440.2985 | 1112.7238
2173 | 1366.8863 | 1504.7851 | 1366.8863 | 1504.7851
2174 | 1327.051 | 1870.1163 | 1327.051 | 1870.1163
2175 | 1317.689 | 2000.2852 | 1317.689 | 2000.2852
2176 | 1319.4481 | 2113.3389 | 1319.4481 | 2113.3389
2177 | 1357.5134 | 2310.8958 | 1357.5134 | 2310.8958
2178 | 1416.9098 | 2453.8886 | 1416.9098 | 2453.8886
2179 | 1515.0142 | 2540.0698 | 1515.0142 | 2540.0698
2180 | 1681.5087 | 2504.5749 | 1681.5087 | 2504.5749
2181 | 1804.2451 | 2457.0395 | 1804.2451 | 2457.0395
2182 | 1874.4025 | 2440.8697 | 1874.4025 | 2440.8697
2183 | 2034.6302 | 2430.2855 | 2034.6302 | 2430.2855
2184 | 1977.4546 | 2440.0441 | 1977.4546 | 2440.0441
2185 | 1823.1483 | 2488.8406 | 1823.1483 | 2488.8406
2186 | 1827.9475 | 2510.4419 | 1827.9475 | 2510.4419
2187 | 1865.036 | 2429.0387 | 1865.036 | 2429.0387
2188 | 1872.3742 | 2316.9534 | 1872.3742 | 2316.9534
2189 | 1931.5496 | 2169.9309 | 1931.5496 | 2169.9309
2190 | 1980.7992 | 1879.833 | 1980.7992 | 1879.833
2191 | 1949.3282 | 1543.8936 | 1949.3282 | 1543.8936
2192 | 1846.8069 | 1446.8079 | 1846.8069 | 1446.8079
2193 | 1787.6561 | 1235.3015 | 1787.6561 | 1235.3015
2194 | 1680.2857 | 1104.7696 | 1680.2857 | 1104.7696
2195 | 1569.243 | 1151.9664 | 1569.243 | 1151.9664
2196 | 1467.9355 | 1313.877 | 1467.9355 | 1313.877
2197 | 1393.5199 | 1537.6659 | 1393.5199 | 1537.6659
2198 | 1348.6573 | 1742.9449 | 1348.6573 | 1742.9449
2199 | 1332.237 | 1888.2647 | 1332.237 | 1888.2647
2200 | 1331.6507 | 2007.7657 | 1331.6507 | 2007.7657
2201 | 1368.0505 | 2168.2511 | 1368.0505 | 2168.2511
2202 | 1423.1252 | 2313.3392 | 1423.1252 | 2313.3392
2203 | 1521.0488 | 2436.7531 | 1521.0488 | 2436.7531
2204 | 1689.4934 | 2402.3864 | 1689.4934 | 2402.3864
2205 | 1797.499 | 2351.4663 | 1797.499 | 2351.4663
2206 | 1875.7143 | 2393.9662 | 1875.7143 | 2393.9662
2207 | 2028.6624 | 2533.9245 | 2028.6624 | 2533.9245
2208 | 1977.534 | 2633.1383 | 1977.534 | 2633.1383
2209 | 1851.9863 | 2681.7736 | 1851.9863 | 2681.7736
2210 | 1849.3456 | 2680.9708 | 1849.3456 | 2680.9708
2211 | 1874.6216 | 2582.9661 | 1874.6216 | 2582.9661
2212 | 1885.0363 | 2413.1782 | 1885.0363 | 2413.1782
2213 | 1970.42 | 2254.5506 | 1970.42 | 2254.5506
2214 | 2014.9894 | 1935.9238 | 2014.9894 | 1935.9238
2215 | 1950.9597 | 1703.9458 | 1950.9597 | 1703.9458
2216 | 1855.398 | 1573.8181 | 1855.398 | 1573.8181
2217 | 1751.9486 | 1392.7748 | 1751.9486 | 1392.7748
2218 | 1629.501 | 1244.6743 | 1629.501 | 1244.6743
2219 | 1511.647 | 1203.8665 | 1511.647 | 1203.8665
2220 | 1416.5795 | 1324.9985 | 1416.5795 | 1324.9985
2221 | 1355.1428 | 1478.3515 | 1355.1428 | 1478.3515
2222 | 1317.3159 | 1594.4977 | 1317.3159 | 1594.4977
2223 | 1309.1249 | 1729.502 | 1309.1249 | 1729.502
2224 | 1310.2008 | 1929.1097 | 1310.2008 | 1929.1097
2225 | 1344.9057 | 2207.0956 | 1344.9057 | 2207.0956
2226 | 1390.5873 | 2407.9521 | 1390.5873 | 2407.9521
2227 | 1466.9809 | 2544.9052 | 1466.9809 | 2544.9052
2228 | 1605.5363 | 2567.1129 | 1605.5363 | 2567.1129
2229 | 1709.5467 | 2562.2904 | 1709.5467 | 2562.2904
2230 | 1781.5833 | 2574.0048 | 1781.5833 | 2574.0048
2231 | 1937.8516 | 2598.8803 | 1937.8516 | 2598.8803
2232 | 1895.5001 | 2630.7206 | 1895.5001 | 2630.7206
2233 | 1780.1766 | 2655.34 | 1780.1766 | 2655.34
2234 | 1787.0651 | 2698.5395 | 1787.0651 | 2698.5395
2235 | 1843.7955 | 2639.8628 | 1843.7955 | 2639.8628
2236 | 1852.2175 | 2533.2576 | 1852.2175 | 2533.2576
2237 | 1922.0541 | 2468.1147 | 1922.0541 | 2468.1147
2238 | 1957.9141 | 2288.909 | 1957.9141 | 2288.909
2239 | 1912.3174 | 2057.7369 | 1912.3174 | 2057.7369
2240 | 1823.6177 | 1818.9736 | 1823.6177 | 1818.9736
2241 | 1745.9597 | 1614.0756 | 1745.9597 | 1614.0756
2242 | 1656.5311 | 1501.2736 | 1656.5311 | 1501.2736
2243 | 1544.0513 | 1483.9981 | 1544.0513 | 1483.9981
2244 | 1460.3963 | 1630.4355 | 1460.3963 | 1630.4355
2245 | 1389.2984 | 1973.659 | 1389.2984 | 1973.659
2246 | 1345.9231 | 2206.0164 | 1345.9231 | 2206.0164
2247 | 1330.4917 | 2293.1501 | 1330.4917 | 2293.1501
2248 | 1331.5656 | 2403.6249 | 1331.5656 | 2403.6249
2249 | 1361.8548 | 2616.9775 | 1361.8548 | 2616.9775
2250 | 1412.1522 | 2718.2245 | 1412.1522 | 2718.2245
2251 | 1477.2511 | 2832.2899 | 1477.2511 | 2832.2899
2252 | 1594.8 | 2859.4942 | 1594.8 | 2859.4942
2253 | 1695.0557 | 2871.7568 | 1695.0557 | 2871.7568
2254 | 1781.8171 | 2881.0536 | 1781.8171 | 2881.0536
2255 | 1922.1495 | 2907.2185 | 1922.1495 | 2907.2185
2256 | 1916.6611 | 2926.0032 | 1916.6611 | 2926.0032
2257 | 1814.7302 | 2938.3729 | 1814.7302 | 2938.3729
2258 | 1797.4081 | 2943.3726 | 1797.4081 | 2943.3726
2259 | 1787.6664 | 2900.8139 | 1787.6664 | 2900.8139
2260 | 1828.301 | 2851.589 | 1828.301 | 2851.589
2261 | 1881.1263 | 2701.8264 | 1881.1263 | 2701.8264
2262 | 1927.761 | 2428.9748 | 1927.761 | 2428.9748
2263 | 1884.5135 | 2161.5371 | 1884.5135 | 2161.5371
2264 | 1800.3768 | 1992.2425 | 1800.3768 | 1992.2425
2265 | 1711.3833 | 1813.4558 | 1711.3833 | 1813.4558
2266 | 1634.5745 | 1654.0726 | 1634.5745 | 1654.0726
2267 | 1532.5226 | 1586.5089 | 1532.5226 | 1586.5089
2268 | 1442.8255 | 1708.1244 | 1442.8255 | 1708.1244
2269 | 1387.7301 | 2226.7123 | 1387.7301 | 2226.7123
2270 | 1345.0166 | 2650.2297 | 1345.0166 | 2650.2297
2271 | 1330.2973 | 2873.5609 | 1330.2973 | 2873.5609
2272 | 1326.2208 | 3032.0676 | 1326.2208 | 3032.0676
2273 | 1353.7453 | 3238.4894 | 1353.7453 | 3238.4894
2274 | 1395.0932 | 3251.7318 | 1395.0932 | 3251.7318
2275 | 1464.746 | 3241.8495 | 1464.746 | 3241.8495
2276 | 1581.8019 | 3153.6486 | 1581.8019 | 3153.6486
2277 | 1676.533 | 3087.8998 | 1676.533 | 3087.8998
2278 | 1746.2919 | 3024.6653 | 1746.2919 | 3024.6653
2279 | 1886.805 | 2975.2366 | 1886.805 | 2975.2366
2280 | 1870.8045 | 2935.5128 | 1870.8045 | 2935.5128
2281 | 1768.2884 | 2913.8735 | 1768.2884 | 2913.8735
2282 | 1756.1808 | 2901.9492 | 1756.1808 | 2901.9492
2283 | 1777.5564 | 2825.5426 | 1777.5564 | 2825.5426
2284 | 1817.0694 | 2730.5425 | 1817.0694 | 2730.5425
2285 | 1884.1428 | 2575.1385 | 1884.1428 | 2575.1385
2286 | 1927.6234 | 2298.741 | 1927.6234 | 2298.741
2287 | 1879.6838 | 2039.04 | 1879.6838 | 2039.04
2288 | 1806.1054 | 1920.3561 | 1806.1054 | 1920.3561
2289 | 1722.8894 | 1785.7328 | 1722.8894 | 1785.7328
2290 | 1641.7406 | 1645.2077 | 1641.7406 | 1645.2077
2291 | 1537.5522 | 1612.1366 | 1537.5522 | 1612.1366
2292 | 1450.0024 | 1716.8282 | 1450.0024 | 1716.8282
2293 | 1384.5219 | 1894.5194 | 1384.5219 | 1894.5194
2294 | 1345.8051 | 2066.2729 | 1345.8051 | 2066.2729
2295 | 1332.8815 | 2169.847 | 1332.8815 | 2169.847
2296 | 1336.1425 | 2267.1051 | 1336.1425 | 2267.1051
2297 | 1354.1657 | 2435.6495 | 1354.1657 | 2435.6495
2298 | 1404.7687 | 2544.6332 | 1404.7687 | 2544.6332
2299 | 1477.95 | 2631.2979 | 1477.95 | 2631.2979
2300 | 1590.8861 | 2658.0187 | 1590.8861 | 2658.0187
2301 | 1689.1154 | 2688.1723 | 1689.1154 | 2688.1723
2302 | 1775.9318 | 2684.8969 | 1775.9318 | 2684.8969
2303 | 1912.6555 | 2646.7508 | 1912.6555 | 2646.7508
2304 | 1885.1528 | 2590.7478 | 1885.1528 | 2590.7478
2305 | 1808.7587 | 2562.8224 | 1808.7587 | 2562.8224
2306 | 1792.4499 | 2495.7744 | 1792.4499 | 2495.7744
2307 | 1801.6239 | 2399.3815 | 1801.6239 | 2399.3815
2308 | 1818.791 | 2383.521 | 1818.791 | 2383.521
2309 | 1892.4179 | 2408.3168 | 1892.4179 | 2408.3168
2310 | 1948.9577 | 2400.2847 | 1948.9577 | 2400.2847
2311 | 1907.6604 | 2357.049 | 1907.6604 | 2357.049
2312 | 1809.0139 | 2290.104 | 1809.0139 | 2290.104
2313 | 1737.1246 | 2128.4024 | 1737.1246 | 2128.4024
2314 | 1645.8717 | 1981.1078 | 1645.8717 | 1981.1078
2315 | 1523.7543 | 1923.6984 | 1523.7543 | 1923.6984
2316 | 1425.8421 | 2030.3242 | 1425.8421 | 2030.3242
2317 | 1362.9672 | 2213.4955 | 1362.9672 | 2213.4955
2318 | 1321.7094 | 2413.4556 | 1321.7094 | 2413.4556
2319 | 1311.2745 | 2557.0025 | 1311.2745 | 2557.0025
2320 | 1319.1287 | 2766.4422 | 1319.1287 | 2766.4422
2321 | 1353.5514 | 3041.5268 | 1353.5514 | 3041.5268
2322 | 1423.9922 | 3259.3073 | 1423.9922 | 3259.3073
2323 | 1518.4357 | 3426.8846 | 1518.4357 | 3426.8846
2324 | 1677.0396 | 3531.4556 | 1677.0396 | 3531.4556
2325 | 1795.7536 | 3635.9134 | 1795.7536 | 3635.9134
2326 | 1886.3642 | 3725.3168 | 1886.3642 | 3725.3168
2327 | 2036.273 | 3820.1446 | 2036.273 | 3820.1446
2328 | 1996.804 | 3830.0644 | 1996.804 | 3830.0644
2329 | 1888.6806 | 3820.3524 | 1888.6806 | 3820.3524
2330 | 1864.0783 | 3792.3101 | 1864.0783 | 3792.3101
2331 | 1887.0453 | 3708.328 | 1887.0453 | 3708.328
2332 | 1903.997 | 3636.3767 | 1903.997 | 3636.3767
2333 | 1977.7308 | 3559.3064 | 1977.7308 | 3559.3064
2334 | 2023.2964 | 3445.7011 | 2023.2964 | 3445.7011
2335 | 1948.7082 | 3322.1976 | 1948.7082 | 3322.1976
2336 | 1856.7124 | 3235.2662 | 1856.7124 | 3235.2662
2337 | 1792.8886 | 3152.0595 | 1792.8886 | 3152.0595
2338 | 1688.2174 | 3090.8353 | 1688.2174 | 3090.8353
2339 | 1563.6152 | 3066.3067 | 1563.6152 | 3066.3067
2340 | 1454.5375 | 3127.3184 | 1454.5375 | 3127.3184
2341 | 1397.6886 | 3486.9823 | 1397.6886 | 3486.9823
2342 | 1356.5515 | 3894.2205 | 1356.5515 | 3894.2205
2343 | 1343.4839 | 3927.5199 | 1343.4839 | 3927.5199
2344 | 1345.2471 | 3979.1639 | 1345.2471 | 3979.1639
2345 | 1378.7007 | 4163.1817 | 1378.7007 | 4163.1817
2346 | 1441.7163 | 4266.2017 | 1441.7163 | 4266.2017
2347 | 1543.8791 | 4322.2421 | 1543.8791 | 4322.2421
2348 | 1699.1705 | 4299.3193 | 1699.1705 | 4299.3193
2349 | 1819.1572 | 4253.7181 | 1819.1572 | 4253.7181
2350 | 1894.9741 | 4211.5982 | 1894.9741 | 4211.5982
2351 | 2034.8923 | 4177.4817 | 2034.8923 | 4177.4817
2352 | 1995.6706 | 4175.7965 | 1995.6706 | 4175.7965
2353 | 1896.1342 | 4193.0016 | 1896.1342 | 4193.0016
2354 | 1858.081 | 4180.2714 | 1858.081 | 4180.2714
2355 | 1882.1472 | 4106.2826 | 1882.1472 | 4106.2826
2356 | 1898.085 | 3912.4788 | 1898.085 | 3912.4788
2357 | 1975.6339 | 3661.8172 | 1975.6339 | 3661.8172
2358 | 2019.0881 | 3467.2993 | 2019.0881 | 3467.2993
2359 | 1967.3715 | 3319.2964 | 1967.3715 | 3319.2964
2360 | 1889.4809 | 3219.7929 | 1889.4809 | 3219.7929
2361 | 1813.8005 | 3114.988 | 1813.8005 | 3114.988
2362 | 1712.6641 | 3035.228 | 1712.6641 | 3035.228
2363 | 1595.2872 | 3027.301 | 1595.2872 | 3027.301
2364 | 1482.6816 | 3137.1504 | 1482.6816 | 3137.1504
2365 | 1423.7535 | 3370.7712 | 1423.7535 | 3370.7712
2366 | 1379.3761 | 3601.3556 | 1379.3761 | 3601.3556
2367 | 1368.4449 | 3664.3122 | 1368.4449 | 3664.3122
2368 | 1370.8361 | 3786.5533 | 1370.8361 | 3786.5533
2369 | 1400.2705 | 3978.1465 | 1400.2705 | 3978.1465
2370 | 1458.8159 | 4082.6171 | 1458.8159 | 4082.6171
2371 | 1556.4538 | 4122.7007 | 1556.4538 | 4122.7007
2372 | 1720.3137 | 4062.7063 | 1720.3137 | 4062.7063
2373 | 1820.2775 | 4048.8577 | 1820.2775 | 4048.8577
2374 | 1907.2393 | 4039.6187 | 1907.2393 | 4039.6187
2375 | 2025.4446 | 4018.8801 | 2025.4446 | 4018.8801
2376 | 1997.6285 | 3955.3016 | 1997.6285 | 3955.3016
2377 | 1905.4601 | 3918.0277 | 1905.4601 | 3918.0277
2378 | 1894.7566 | 3897.2385 | 1894.7566 | 3897.2385
2379 | 1904.2424 | 3801.168 | 1904.2424 | 3801.168
2380 | 1927.8309 | 3650.3994 | 1927.8309 | 3650.3994
2381 | 1981.8245 | 3487.7423 | 1981.8245 | 3487.7423
2382 | 2023.8571 | 3301.1222 | 2023.8571 | 3301.1222
2383 | 1960.9304 | 3094.1273 | 1960.9304 | 3094.1273
2384 | 1868.2959 | 2932.8917 | 1868.2959 | 2932.8917
2385 | 1789.4973 | 2764.2593 | 1789.4973 | 2764.2593
2386 | 1702.135 | 2642.9148 | 1702.135 | 2642.9148
2387 | 1593.4538 | 2601.3011 | 1593.4538 | 2601.3011
2388 | 1506.322 | 2756.281 | 1506.322 | 2756.281
2389 | 1443.3991 | 3086.4489 | 1443.3991 | 3086.4489
2390 | 1401.1262 | 3237.5713 | 1401.1262 | 3237.5713
2391 | 1382.8034 | 3282.9593 | 1382.8034 | 3282.9593
2392 | 1383.7493 | 3318.8076 | 1383.7493 | 3318.8076
2393 | 1418.1381 | 3484.9343 | 1418.1381 | 3484.9343
2394 | 1470.4539 | 3616.6444 | 1470.4539 | 3616.6444
2395 | 1518.7007 | 3763.5906 | 1518.7007 | 3763.5906
2396 | 1643.9062 | 3784.0253 | 1643.9062 | 3784.0253
2397 | 1755.4967 | 3701.5138 | 1755.4967 | 3701.5138
2398 | 1846.9096 | 3682.2816 | 1846.9096 | 3682.2816
2399 | 1970.4486 | 3645.425 | 1970.4486 | 3645.425
2400 | 1949.5542 | 3608.4413 | 1949.5542 | 3608.4413
2401 | 1866.1535 | 3609.3672 | 1866.1535 | 3609.3672
2402 | 1852.8732 | 3694.1512 | 1852.8732 | 3694.1512
2403 | 1857.7372 | 3621.7741 | 1857.7372 | 3621.7741
2404 | 1877.1011 | 3406.3722 | 1877.1011 | 3406.3722
2405 | 1919.5582 | 3155.227 | 1919.5582 | 3155.227
2406 | 1989.0065 | 2855.1359 | 1989.0065 | 2855.1359
2407 | 1937.4096 | 2608.1682 | 1937.4096 | 2608.1682
2408 | 1846.0828 | 2460.3106 | 1846.0828 | 2460.3106
2409 | 1771.7584 | 2334.5522 | 1771.7584 | 2334.5522
2410 | 1700.1071 | 2262.5289 | 1700.1071 | 2262.5289
2411 | 1599.0469 | 2294.4135 | 1599.0469 | 2294.4135
2412 | 1506.3917 | 2533.8519 | 1506.3917 | 2533.8519
2413 | 1433.6081 | 2755.0619 | 1433.6081 | 2755.0619
2414 | 1404.599 | 2963.2422 | 1404.599 | 2963.2422
2415 | 1385.4358 | 3096.6346 | 1385.4358 | 3096.6346
2416 | 1386.9559 | 3154.4035 | 1386.9559 | 3154.4035
2417 | 1412.466 | 3260.4099 | 1412.466 | 3260.4099
2418 | 1453.1118 | 3318.6217 | 1453.1118 | 3318.6217
2419 | 1501.3775 | 3391.7473 | 1501.3775 | 3391.7473
2420 | 1589.5355 | 3393.3239 | 1589.5355 | 3393.3239
2421 | 1694.5992 | 3348.6898 | 1694.5992 | 3348.6898
2422 | 1789.6964 | 3268.0478 | 1789.6964 | 3268.0478
2423 | 1917.836 | 3265.6838 | 1917.836 | 3265.6838
2424 | 1899.2151 | 3269.6399 | 1899.2151 | 3269.6399
2425 | 1822.964 | 3245.2605 | 1822.964 | 3245.2605
2426 | 1805.2559 | 3234.3033 | 1805.2559 | 3234.3033
2427 | 1816.2814 | 3200.4484 | 1816.2814 | 3200.4484
2428 | 1826.9565 | 3231.0078 | 1826.9565 | 3231.0078
2429 | 1883.996 | 3236.7843 | 1883.996 | 3236.7843
2430 | 1940.4058 | 3165.7307 | 1940.4058 | 3165.7307
2431 | 1908.6035 | 3098.318 | 1908.6035 | 3098.318
2432 | 1818.9363 | 3068.2833 | 1818.9363 | 3068.2833
2433 | 1741.6623 | 2994.2638 | 1741.6623 | 2994.2638
2434 | 1669.904 | 2892.5833 | 1669.904 | 2892.5833
2435 | 1579.1754 | 2859.1898 | 1579.1754 | 2859.1898
2436 | 1495.4383 | 2886.9983 | 1495.4383 | 2886.9983
2437 | 1437.5277 | 2992.3195 | 1437.5277 | 2992.3195
2438 | 1396.1679 | 3226.1275 | 1396.1679 | 3226.1275
2439 | 1380.7108 | 3342.7572 | 1380.7108 | 3342.7572
2440 | 1382.3484 | 3496.5896 | 1382.3484 | 3496.5896
2441 | 1404.7049 | 3652.0784 | 1404.7049 | 3652.0784
2442 | 1444.6056 | 3752.3583 | 1444.6056 | 3752.3583
2443 | 1477.8674 | 3813.3954 | 1477.8674 | 3813.3954
2444 | 1546.3055 | 3835.6031 | 1546.3055 | 3835.6031
2445 | 1641.5468 | 3796.7715 | 1641.5468 | 3796.7715
2446 | 1734.9791 | 3808.9695 | 1734.9791 | 3808.9695
2447 | 1872.2488 | 3903.4749 | 1872.2488 | 3903.4749
2448 | 1856.6305 | 3985.9259 | 1856.6305 | 3985.9259
2449 | 1800.6049 | 4003.6146 | 1800.6049 | 4003.6146
2450 | 1783.0803 | 3991.6903 | 1783.0803 | 3991.6903
2451 | 1786.1319 | 3925.1157 | 1786.1319 | 3925.1157
2452 | 1826.6659 | 3705.2007 | 1826.6659 | 3705.2007
2453 | 1883.3688 | 3323.4994 | 1883.3688 | 3323.4994
2454 | 1916.1255 | 3118.0212 | 1916.1255 | 3118.0212
2455 | 1869.8253 | 2964.5382 | 1869.8253 | 2964.5382
2456 | 1821.6461 | 2872.449 | 1821.6461 | 2872.449
2457 | 1744.352 | 2777.1538 | 1744.352 | 2777.1538
2458 | 1663.9038 | 2704.4857 | 1663.9038 | 2704.4857
2459 | 1567.44 | 2700.427 | 1567.44 | 2700.427
2460 | 1478.481 | 2855.7293 | 1478.481 | 2855.7293
2461 | 1420.805 | 3060.0153 | 1420.805 | 3060.0153
2462 | 1377.8204 | 3200.9833 | 1377.8204 | 3200.9833
2463 | 1356.7719 | 3315.0342 | 1356.7719 | 3315.0342
2464 | 1361.5057 | 3463.7088 | 1361.5057 | 3463.7088
2465 | 1383.7283 | 3663.8446 | 1383.7283 | 3663.8446
2466 | 1438.9319 | 3788.1404 | 1438.9319 | 3788.1404
2467 | 1501.2377 | 3887.216 | 1501.2377 | 3887.216
2468 | 1590.5014 | 3891.6939 | 1590.5014 | 3891.6939
2469 | 1686.2297 | 3862.8555 | 1686.2297 | 3862.8555
2470 | 1766.2572 | 3845.2351 | 1766.2572 | 3845.2351
2471 | 1904.5603 | 3848.19 | 1904.5603 | 3848.19
2472 | 1868.4076 | 3858.271 | 1868.4076 | 3858.271
2473 | 1804.9307 | 3886.2752 | 1804.9307 | 3886.2752
2474 | 1796.2416 | 3922.705 | 1796.2416 | 3922.705
2475 | 1824.5905 | 3887.0771 | 1824.5905 | 3887.0771
2476 | 1856.4199 | 3776.1201 | 1856.4199 | 3776.1201
2477 | 1918.3997 | 3527.3927 | 1918.3997 | 3527.3927
2478 | 1954.0894 | 3279.6852 | 1954.0894 | 3279.6852
2479 | 1891.5249 | 3080.9105 | 1891.5249 | 3080.9105
2480 | 1819.4718 | 2949.9768 | 1819.4718 | 2949.9768
2481 | 1756.0667 | 2856.4546 | 1756.0667 | 2856.4546
2482 | 1671.0623 | 2817.312 | 1671.0623 | 2817.312
2483 | 1562.8449 | 2814.2204 | 1562.8449 | 2814.2204
2484 | 1469.7525 | 2928.7441 | 1469.7525 | 2928.7441
2485 | 1416.7618 | 3127.2276 | 1416.7618 | 3127.2276
2486 | 1376.3709 | 3242.8902 | 1376.3709 | 3242.8902
2487 | 1355.2668 | 3329.218 | 1355.2668 | 3329.218
2488 | 1363.4127 | 3439.6929 | 1363.4127 | 3439.6929
2489 | 1394.001 | 3636.1216 | 1394.001 | 3636.1216
2490 | 1456.1537 | 3767.0258 | 1456.1537 | 3767.0258
2491 | 1542.9208 | 3878.1899 | 1542.9208 | 3878.1899
2492 | 1684.9135 | 3926.67 | 1684.9135 | 3926.67
2493 | 1777.0567 | 3969.5569 | 1777.0567 | 3969.5569
2494 | 1893.1933 | 4008.1885 | 1893.1933 | 4008.1885
2495 | 2040.7017 | 4048.8597 | 2040.7017 | 4048.8597
2496 | 1998.7145 | 4099.3969 | 1998.7145 | 4099.3969
2497 | 1917.5431 | 4139.6509 | 1917.5431 | 4139.6509
2498 | 1892.3334 | 4157.7062 | 1892.3334 | 4157.7062
2499 | 1919.8681 | 4133.6832 | 1919.8681 | 4133.6832
2500 | 1947.7446 | 4066.5673 | 1947.7446 | 4066.5673
2501 | 2013.4543 | 3864.2598 | 2013.4543 | 3864.2598
2502 | 2022.0641 | 3608.6546 | 2022.0641 | 3608.6546
2503 | 1959.0783 | 3390.0546 | 1959.0783 | 3390.0546
2504 | 1875.6642 | 3275.239 | 1875.6642 | 3275.239
2505 | 1807.1479 | 3177.8484 | 1807.1479 | 3177.8484
2506 | 1712.4823 | 3149.1826 | 1712.4823 | 3149.1826
2507 | 1585.0156 | 3159.3078 | 1585.0156 | 3159.3078
2508 | 1484.7176 | 3263.677 | 1484.7176 | 3263.677
2509 | 1411.7212 | 3471.9926 | 1411.7212 | 3471.9926
2510 | 1370.9633 | 3584.5928 | 1370.9633 | 3584.5928
2511 | 1357.9551 | 3652.0625 | 1357.9551 | 3652.0625
2512 | 1374.3615 | 3766.0834 | 1374.3615 | 3766.0834
2513 | 1401.6721 | 3863.0636 | 1401.6721 | 3863.0636
2514 | 1460.4924 | 3893.2301 | 1460.4924 | 3893.2301
2515 | 1581.9753 | 3953.6224 | 1581.9753 | 3953.6224
2516 | 1743.621 | 3952.9425 | 1743.621 | 3952.9425
2517 | 1861.8126 | 3926.6829 | 1861.8126 | 3926.6829
2518 | 1948.2896 | 3867.478 | 1948.2896 | 3867.478
2519 | 2101.41 | 3809.3455 | 2101.41 | 3809.3455
2520 | 2062.7964 | 3743.1881 | 2062.7964 | 3743.1881
2521 | 1952.2022 | 3684.1549 | 1952.2022 | 3684.1549
2522 | 1954.6852 | 3628.8731 | 1954.6852 | 3628.8731
2523 | 1957.4857 | 3551.1771 | 1957.4857 | 3551.1771
2524 | 1962.1007 | 3554.0135 | 1962.1007 | 3554.0135
2525 | 2060.8683 | 3541.5766 | 2060.8683 | 3541.5766
2526 | 2116.1272 | 3443.7669 | 2116.1272 | 3443.7669
2527 | 2046.9825 | 3323.6482 | 2046.9825 | 3323.6482
2528 | 1941.8716 | 3254.9303 | 1941.8716 | 3254.9303
2529 | 1860.7357 | 3188.9698 | 1860.7357 | 3188.9698
2530 | 1761.7511 | 3157.2416 | 1761.7511 | 3157.2416
2531 | 1643.5178 | 3149.637 | 1643.5178 | 3149.637
2532 | 1528.3944 | 3189.2117 | 1528.3944 | 3189.2117
2533 | 1455.2331 | 3242.1492 | 1455.2331 | 3242.1492
2534 | 1417.9748 | 3273.9981 | 1417.9748 | 3273.9981
2535 | 1398.4661 | 3322.7708 | 1398.4661 | 3322.7708
2536 | 1403.6784 | 3415.677 | 1403.6784 | 3415.677
2537 | 1432.5305 | 3601.3066 | 1432.5305 | 3601.3066
2538 | 1495.9584 | 3753.0031 | 1495.9584 | 3753.0031
2539 | 1610.2203 | 3901.8834 | 1610.2203 | 3901.8834
2540 | 1758.0986 | 3950.6859 | 1758.0986 | 3950.6859
2541 | 1873.3991 | 4037.2527 | 1873.3991 | 4037.2527
2542 | 1959.1571 | 4067.6641 | 1959.1571 | 4067.6641
2543 | 2126.7304 | 4066.5895 | 2126.7304 | 4066.5895
2544 | 2061.0528 | 4072.1574 | 2061.0528 | 4072.1574
2545 | 1959.6972 | 4015.8643 | 1959.6972 | 4015.8643
2546 | 1933.5889 | 3950.5893 | 1933.5889 | 3950.5893
2547 | 1944.1787 | 3872.8933 | 1944.1787 | 3872.8933
2548 | 1960.3436 | 3823.0237 | 1960.3436 | 3823.0237
2549 | 2058.3416 | 3675.8399 | 2058.3416 | 3675.8399
2550 | 2112.942 | 3449.5694 | 2112.942 | 3449.5694
2551 | 2024.4016 | 3242.8968 | 2024.4016 | 3242.8968
2552 | 1943.5926 | 3144.3605 | 1943.5926 | 3144.3605
2553 | 1857.8391 | 3048.7428 | 1857.8391 | 3048.7428
2554 | 1763.0128 | 2984.295 | 1763.0128 | 2984.295
2555 | 1639.1336 | 2960.7335 | 1639.1336 | 2960.7335
2556 | 1535.5615 | 2991.6044 | 1535.5615 | 2991.6044
2557 | 1464.9913 | 3077.4228 | 1464.9913 | 3077.4228
2558 | 1425.1221 | 3116.2024 | 1425.1221 | 3116.2024
2559 | 1402.3281 | 3169.1658 | 1402.3281 | 3169.1658
2560 | 1410.2064 | 3280.4466 | 1410.2064 | 3280.4466
2561 | 1426.8722 | 3485.7402 | 1426.8722 | 3485.7402
2562 | 1498.7709 | 3622.1245 | 1498.7709 | 3622.1245
2563 | 1594.9012 | 3732.3216 | 1594.9012 | 3732.3216
2564 | 1709.9372 | 3765.9731 | 1709.9372 | 3765.9731
2565 | 1833.7599 | 3798.5445 | 1833.7599 | 3798.5445
2566 | 1918.4897 | 3845.2351 | 1918.4897 | 3845.2351
2567 | 2058.6035 | 3877.686 | 2058.6035 | 3877.686
2568 | 2018.7846 | 3883.8987 | 2018.7846 | 3883.8987
2569 | 1904.3444 | 3885.6305 | 1904.3444 | 3885.6305
2570 | 1890.1108 | 3882.5711 | 1890.1108 | 3882.5711
2571 | 1883.1412 | 3846.4597 | 1883.1412 | 3846.4597
2572 | 1936.6288 | 3851.0691 | 1936.6288 | 3851.0691
2573 | 2038.4985 | 3769.3245 | 2038.4985 | 3769.3245
2574 | 2092.2141 | 3619.776 | 2092.2141 | 3619.776
2575 | 2005.2624 | 3443.5665 | 2005.2624 | 3443.5665
2576 | 1903.306 | 3309.5704 | 1903.306 | 3309.5704
2577 | 1832.1341 | 3181.5555 | 1832.1341 | 3181.5555
2578 | 1742.5254 | 3097.4437 | 1742.5254 | 3097.4437
2579 | 1643.2278 | 3055.6688 | 1643.2278 | 3055.6688
2580 | 1535.6753 | 3095.0823 | 1535.6753 | 3095.0823
2581 | 1474.2851 | 3187.5091 | 1474.2851 | 3187.5091
2582 | 1423.3639 | 3249.1763 | 1423.3639 | 3249.1763
2583 | 1403.9218 | 3334.537 | 1403.9218 | 3334.537
2584 | 1402.6411 | 3464.9983 | 1402.6411 | 3464.9983
2585 | 1432.4646 | 3702.3667 | 1432.4646 | 3702.3667
2586 | 1478.8774 | 3896.4537 | 1478.8774 | 3896.4537
2587 | 1554.4701 | 4057.4226 | 1554.4701 | 4057.4226
2588 | 1650.6702 | 4137.1717 | 1650.6702 | 4137.1717
2589 | 1747.9101 | 4207.4593 | 1747.9101 | 4207.4593
2590 | 1828.9248 | 4274.4586 | 1828.9248 | 4274.4586
2591 | 1955.6912 | 4362.5168 | 1955.6912 | 4362.5168
2592 | 1926.8666 | 4419.6625 | 1926.8666 | 4419.6625
2593 | 1852.4935 | 4446.6996 | 1852.4935 | 4446.6996
2594 | 1838.9366 | 4380.9411 | 1838.9366 | 4380.9411
2595 | 1840.4902 | 4303.2451 | 1840.4902 | 4303.2451
2596 | 1873.8559 | 4261.2733 | 1873.8559 | 4261.2733
2597 | 1954.7222 | 4065.0907 | 1954.7222 | 4065.0907
2598 | 2005.9654 | 3854.1324 | 2005.9654 | 3854.1324
2599 | 1947.5012 | 3660.0319 | 1947.5012 | 3660.0319
2600 | 1873.21 | 3533.9336 | 1873.21 | 3533.9336
2601 | 1802.6793 | 3397.0538 | 1802.6793 | 3397.0538
2602 | 1723.0216 | 3275.2257 | 1723.0216 | 3275.2257
2603 | 1612.1414 | 3211.0467 | 1612.1414 | 3211.0467
2604 | 1530.6264 | 3267.3842 | 1530.6264 | 3267.3842
2605 | 1458.9055 | 3497.9426 | 1458.9055 | 3497.9426
2606 | 1420.333 | 3628.7563 | 1420.333 | 3628.7563
2607 | 1406.0745 | 3667.3746 | 1406.0745 | 3667.3746
2608 | 1414.4855 | 3702.5783 | 1414.4855 | 3702.5783
2609 | 1431.1669 | 3809.7129 | 1431.1669 | 3809.7129
2610 | 1473.5901 | 3878.2403 | 1473.5901 | 3878.2403
2611 | 1558.2976 | 3952.8165 | 1558.2976 | 3952.8165
2612 | 1648.5223 | 3973.09 | 1648.5223 | 3973.09
2613 | 1735.5691 | 3956.179 | 1735.5691 | 3956.179
2614 | 1824.7933 | 3959.0285 | 1824.7933 | 3959.0285
2615 | 1960.7622 | 3985.8381 | 1960.7622 | 3985.8381
2616 | 1932.7094 | 4003.1722 | 1932.7094 | 4003.1722
2617 | 1869.3175 | 4017.1537 | 1869.3175 | 4017.1537
2618 | 1846.4638 | 4033.1137 | 1846.4638 | 4033.1137
2619 | 1849.4536 | 4064.8592 | 1849.4536 | 4064.8592
2620 | 1909.2902 | 4121.3687 | 1909.2902 | 4121.3687
2621 | 2024.2538 | 3921.9624 | 2024.2538 | 3921.9624
2622 | 2048.5765 | 3558.8498 | 2048.5765 | 3558.8498
2623 | 1959.3153 | 3299.6324 | 1959.3153 | 3299.6324
2624 | 1884.3413 | 3125.5024 | 1884.3413 | 3125.5024
2625 | 1811.0827 | 2953.9687 | 1811.0827 | 2953.9687
2626 | 1726.1933 | 2837.7819 | 1726.1933 | 2837.7819
2627 | 1609.5661 | 2794.7176 | 1609.5661 | 2794.7176
2628 | 1520.1877 | 2908.9189 | 1520.1877 | 2908.9189
2629 | 1447.7756 | 3189.1209 | 1447.7756 | 3189.1209
2630 | 1407.3764 | 3501.4237 | 1407.3764 | 3501.4237
2631 | 1388.9939 | 3684.4598 | 1388.9939 | 3684.4598
2632 | 1392.7747 | 3807.0232 | 1392.7747 | 3807.0232
2633 | 1408.6171 | 3965.8968 | 1408.6171 | 3965.8968
2634 | 1465.6005 | 4037.8089 | 1465.6005 | 4037.8089
2635 | 1577.8196 | 4068.544 | 1577.8196 | 4068.544
2636 | 1682.5244 | 4041.9141 | 1682.5244 | 4041.9141
2637 | 1757.7357 | 4058.3674 | 1757.7357 | 4058.3674
2638 | 1842.326 | 4097.966 | 1842.326 | 4097.966
2639 | 2003.368 | 4154.9164 | 2003.368 | 4154.9164
2640 | 1957.2634 | 4210.2891 | 1957.2634 | 4210.2891
2641 | 1878.2655 | 4275.526 | 1878.2655 | 4275.526
2642 | 1856.9726 | 4345.9649 | 1856.9726 | 4345.9649
2643 | 1868.843 | 4392.0555 | 1868.843 | 4392.0555
2644 | 1921.7888 | 4458.8806 | 1921.7888 | 4458.8806
2645 | 2019.8976 | 4224.8205 | 2019.8976 | 4224.8205
2646 | 2077.1693 | 3921.0223 | 2077.1693 | 3921.0223
2647 | 1979.2091 | 3671.4757 | 1979.2091 | 3671.4757
2648 | 1895.9948 | 3510.2401 | 1895.9948 | 3510.2401
2649 | 1834.6476 | 3357.4034 | 1834.6476 | 3357.4034
2650 | 1743.6461 | 3253.144 | 1743.6461 | 3253.144
2651 | 1629.5549 | 3221.5235 | 1629.5549 | 3221.5235
2652 | 1509.2012 | 3299.1367 | 1509.2012 | 3299.1367
2653 | 1445.4766 | 3496.0085 | 1445.4766 | 3496.0085
2654 | 1407.7839 | 3620.3749 | 1407.7839 | 3620.3749
2655 | 1389.6391 | 3698.8048 | 1389.6391 | 3698.8048
2656 | 1395.6868 | 3823.3024 | 1395.6868 | 3823.3024
2657 | 1424.0026 | 4066.7957 | 1424.0026 | 4066.7957
2658 | 1496.1814 | 4237.9951 | 1496.1814 | 4237.9951
2659 | 1628.6908 | 4359.3136 | 1628.6908 | 4359.3136
2660 | 1766.1887 | 4405.8595 | 1766.1887 | 4405.8595
2661 | 1859.9146 | 4442.4604 | 1859.9146 | 4442.4604
2662 | 1936.6149 | 4467.5528 | 1936.6149 | 4467.5528
2663 | 2080.1276 | 4533.0458 | 2080.1276 | 4533.0458
2664 | 2042.7388 | 4613.4014 | 2042.7388 | 4613.4014
2665 | 1939.5529 | 4698.1412 | 1939.5529 | 4698.1412
2666 | 1896.9371 | 4757.781 | 1896.9371 | 4757.781
2667 | 1946.1166 | 4775.0203 | 1946.1166 | 4775.0203
2668 | 1982.0454 | 4813.9611 | 1982.0454 | 4813.9611
2669 | 2091.4087 | 4593.7626 | 2091.4087 | 4593.7626
2670 | 2112.1194 | 4203.2493 | 2112.1194 | 4203.2493
2671 | 2004.6859 | 3934.5222 | 2004.6859 | 3934.5222
2672 | 1913.0882 | 3775.8655 | 1913.0882 | 3775.8655
2673 | 1832.4373 | 3603.2036 | 1832.4373 | 3603.2036
2674 | 1735.5342 | 3480.892 | 1735.5342 | 3480.892
2675 | 1615.8185 | 3442.0183 | 1615.8185 | 3442.0183
2676 | 1511.5811 | 3540.7463 | 1511.5811 | 3540.7463
2677 | 1443.2929 | 3796.1265 | 1443.2929 | 3796.1265
2678 | 1411.9578 | 3999.3101 | 1411.9578 | 3999.3101
2679 | 1392.1122 | 4138.8275 | 1392.1122 | 4138.8275
2680 | 1392.8184 | 4255.9108 | 1392.8184 | 4255.9108
2681 | 1429.0766 | 4436.3825 | 1429.0766 | 4436.3825
2682 | 1485.3651 | 4511.1959 | 1485.3651 | 4511.1959
2683 | 1618.1468 | 4502.603 | 1618.1468 | 4502.603
2684 | 1771.473 | 4477.4237 | 1771.473 | 4477.4237
2685 | 1868.6046 | 4478.726 | 1868.6046 | 4478.726
2686 | 1964.7819 | 4472.227 | 1964.7819 | 4472.227
2687 | 2089.5449 | 4471.1525 | 2089.5449 | 4471.1525
2688 | 2036.1656 | 4470.2732 | 2036.1656 | 4470.2732
2689 | 1944.5691 | 4498.7609 | 1944.5691 | 4498.7609
2690 | 1929.9965 | 4542.7663 | 1929.9965 | 4542.7663
2691 | 1939.4824 | 4541.3086 | 1939.4824 | 4541.3086
2692 | 1962.9062 | 4604.9101 | 1962.9062 | 4604.9101
2693 | 2062.201 | 4458.371 | 2062.201 | 4458.371
2694 | 2114.682 | 4176.6545 | 2114.682 | 4176.6545
2695 | 2005.1508 | 3888.7469 | 2005.1508 | 3888.7469
2696 | 1912.3615 | 3679.6408 | 1912.3615 | 3679.6408
2697 | 1822.8788 | 3492.795 | 1822.8788 | 3492.795
2698 | 1720.9035 | 3352.7535 | 1720.9035 | 3352.7535
2699 | 1608.0178 | 3310.3339 | 1608.0178 | 3310.3339
2700 | 1499.338 | 3547.0323 | 1499.338 | 3547.0323
2701 | 1439.9726 | 4085.9289 | 1439.9726 | 4085.9289
2702 | 1393.9206 | 4395.4917 | 1393.9206 | 4395.4917
2703 | 1381.8801 | 4523.5652 | 1381.8801 | 4523.5652
2704 | 1397.6324 | 4726.2354 | 1397.6324 | 4726.2354
2705 | 1416.9026 | 5014.3757 | 1416.9026 | 5014.3757
2706 | 1483.7343 | 5121.7475 | 1483.7343 | 5121.7475
2707 | 1621.1142 | 5165.5382 | 1621.1142 | 5165.5382
2708 | 1767.7463 | 5193.3873 | 1767.7463 | 5193.3873
2709 | 1887.2205 | 5196.785 | 1887.2205 | 5196.785
2710 | 1977.4045 | 5187.2236 | 1977.4045 | 5187.2236
2711 | 2104.5807 | 5207.1024 | 2104.5807 | 5207.1024
2712 | 2060.6257 | 5248.6136 | 2060.6257 | 5248.6136
2713 | 1945.9896 | 5314.6564 | 1945.9896 | 5314.6564
2714 | 1922.7163 | 5257.7628 | 1922.7163 | 5257.7628
2715 | 1957.9563 | 5080.1349 | 1957.9563 | 5080.1349
2716 | 1987.3263 | 5003.8317 | 1987.3263 | 5003.8317
2717 | 2078.9509 | 4895.976 | 2078.9509 | 4895.976
2718 | 2123.1067 | 4670.995 | 2123.1067 | 4670.995
2719 | 2038.6415 | 4499.782 | 2038.6415 | 4499.782
2720 | 1942.2921 | 4332.4216 | 1942.2921 | 4332.4216
2721 | 1856.5852 | 4100.7677 | 1856.5852 | 4100.7677
2722 | 1764.2524 | 3882.0701 | 1764.2524 | 3882.0701
2723 | 1658.5354 | 3691.0421 | 1658.5354 | 3691.0421
2724 | 1556.5179 | 3628.2672 | 1556.5179 | 3628.2672
2725 | 1492.5384 | 3844.9641 | 1492.5384 | 3844.9641
2726 | 1464.24 | 3919.5258 | 1464.24 | 3919.5258
2727 | 1434.088 | 3859.9853 | 1434.088 | 3859.9853
2728 | 1448.1582 | 3952.5692 | 1448.1582 | 3952.5692
2729 | 1468.6273 | 4111.2815 | 1468.6273 | 4111.2815
2730 | 1537.6141 | 4155.3095 | 1537.6141 | 4155.3095
2731 | 1635.5496 | 4134.7892 | 1635.5496 | 4134.7892
2732 | 1741.0989 | 3921.6734 | 1741.0989 | 3921.6734
2733 | 1857.1539 | 3682.9781 | 1857.1539 | 3682.9781
2734 | 1934.065 | 3715.1624 | 1934.065 | 3715.1624
2735 | 2043.5837 | 3702.9664 | 2043.5837 | 3702.9664
2736 | 2033.2652 | 3704.9883 | 2033.2652 | 3704.9883
2737 | 1922.2345 | 3713.0062 | 1922.2345 | 3713.0062
2738 | 1904.182 | 3795.3725 | 1904.182 | 3795.3725
2739 | 1939.9436 | 3900.1328 | 1939.9436 | 3900.1328
2740 | 1966.2515 | 3995.4867 | 1966.2515 | 3995.4867
2741 | 2054.3832 | 3745.631 | 2054.3832 | 3745.631
2742 | 2069.9856 | 3355.7624 | 2069.9856 | 3355.7624
2743 | 1977.4034 | 3191.1579 | 1977.4034 | 3191.1579
2744 | 1910.668 | 3120.6669 | 1910.668 | 3120.6669
2745 | 1833.5455 | 3040.6838 | 1833.5455 | 3040.6838
2746 | 1755.831 | 2964.3086 | 1755.831 | 2964.3086
2747 | 1658.4883 | 2931.3986 | 1658.4883 | 2931.3986
2748 | 1558.7938 | 3010.6237 | 1558.7938 | 3010.6237
2749 | 1491.3493 | 3267.6157 | 1491.3493 | 3267.6157
2750 | 1455.2259 | 3495.9436 | 1455.2259 | 3495.9436
2751 | 1436.8072 | 3643.5199 | 1436.8072 | 3643.5199
2752 | 1437.9028 | 3796.7077 | 1437.9028 | 3796.7077
2753 | 1465.9882 | 4062.1215 | 1465.9882 | 4062.1215
2754 | 1525.7278 | 4297.1483 | 1525.7278 | 4297.1483
2755 | 1601.955 | 4506.4713 | 1601.955 | 4506.4713
2756 | 1681.1575 | 4659.7188 | 1681.1575 | 4659.7188
2757 | 1775.9978 | 4798.6692 | 1775.9978 | 4798.6692
2758 | 1867.9454 | 4917.2463 | 1867.9454 | 4917.2463
2759 | 1967.9107 | 5033.5111 | 1967.9107 | 5033.5111
2760 | 1951.2791 | 5080.3412 | 1951.2791 | 5080.3412
2761 | 1870.5761 | 5150.4135 | 1870.5761 | 5150.4135
2762 | 1879.1052 | 5178.462 | 1879.1052 | 5178.462
2763 | 1882.9038 | 5152.6661 | 1882.9038 | 5152.6661
2764 | 1940.1435 | 5090.0632 | 1940.1435 | 5090.0632
2765 | 2050.2314 | 4660.6525 | 2050.2314 | 4660.6525
2766 | 2042.5011 | 4192.4502 | 2042.5011 | 4192.4502
2767 | 1950.9033 | 3855.2214 | 1950.9033 | 3855.2214
2768 | 1882.1332 | 3635.155 | 1882.1332 | 3635.155
2769 | 1814.3548 | 3441.862 | 1814.3548 | 3441.862
2770 | 1745.1667 | 3307.1394 | 1745.1667 | 3307.1394
2771 | 1657.6526 | 3282.772 | 1657.6526 | 3282.772
2772 | 1563.851 | 3430.0153 | 1563.851 | 3430.0153
2773 | 1490.873 | 3803.7019 | 1490.873 | 3803.7019
2774 | 1454.6899 | 4078.9333 | 1454.6899 | 4078.9333
2775 | 1434.5786 | 4197.8195 | 1434.5786 | 4197.8195
2776 | 1440.6562 | 4396.4601 | 1440.6562 | 4396.4601
2777 | 1462.1231 | 4693.143 | 1462.1231 | 4693.143
2778 | 1520.6806 | 4858.0563 | 1520.6806 | 4858.0563
2779 | 1602.7261 | 4973.0888 | 1602.7261 | 4973.0888
2780 | 1685.573 | 5000.2931 | 1685.573 | 5000.2931
2781 | 1755.7448 | 5015.7793 | 1755.7448 | 5015.7793
2782 | 1827.0095 | 5051.9932 | 1827.0095 | 5051.9932
2783 | 1941.5907 | 5116.0355 | 1941.5907 | 5116.0355
2784 | 1926.9987 | 5213.9598 | 1926.9987 | 5213.9598
2785 | 1861.219 | 5324.6496 | 1861.219 | 5324.6496
2786 | 1855.4783 | 5380.7435 | 1855.4783 | 5380.7435
2787 | 1880.661 | 5359.4606 | 1880.661 | 5359.4606
2788 | 1924.4497 | 5412.1018 | 1924.4497 | 5412.1018
2789 | 2033.3245 | 5137.4243 | 2033.3245 | 5137.4243
2790 | 2065.0661 | 4582.0233 | 2065.0661 | 4582.0233
2791 | 1960.7382 | 4214.3315 | 1960.7382 | 4214.3315
2792 | 1900.2147 | 3895.6226 | 1900.2147 | 3895.6226
2793 | 1833.0627 | 3667.837 | 1833.0627 | 3667.837
2794 | 1752.5844 | 3519.8976 | 1752.5844 | 3519.8976
2795 | 1647.1269 | 3449.2715 | 1647.1269 | 3449.2715
2796 | 1548.6374 | 3665.9835 | 1548.6374 | 3665.9835
2797 | 1490.3644 | 4090.442 | 1490.3644 | 4090.442
2798 | 1460.8048 | 4344.5587 | 1460.8048 | 4344.5587
2799 | 1443.5913 | 4443.9421 | 1443.5913 | 4443.9421
2800 | 1448.2849 | 4509.4476 | 1448.2849 | 4509.4476
2801 | 1477.3227 | 4620.1283 | 1477.3227 | 4620.1283
2802 | 1528.6731 | 4713.1551 | 1528.6731 | 4713.1551
2803 | 1620.4804 | 4815.4543 | 1620.4804 | 4815.4543
2804 | 1738.75 | 4883.2761 | 1738.75 | 4883.2761
2805 | 1820.8833 | 4954.6919 | 1820.8833 | 4954.6919
2806 | 1879.3087 | 4986.2315 | 1879.3087 | 4986.2315
2807 | 1986.8802 | 4971.6178 | 1986.8802 | 4971.6178
2808 | 1953.5509 | 4939.1471 | 1953.5509 | 4939.1471
2809 | 1861.7918 | 4905.2581 | 1861.7918 | 4905.2581
2810 | 1854.2738 | 4893.1726 | 1854.2738 | 4893.1726
2811 | 1883.4022 | 4851.7422 | 1883.4022 | 4851.7422
2812 | 1947.6638 | 4826.8555 | 1947.6638 | 4826.8555
2813 | 2055.6489 | 4609.8806 | 2055.6489 | 4609.8806
2814 | 2076.7076 | 4246.6068 | 2076.7076 | 4246.6068
2815 | 1974.9914 | 3970.1431 | 1974.9914 | 3970.1431
2816 | 1913.6024 | 3768.9347 | 1913.6024 | 3768.9347
2817 | 1837.1603 | 3573.5464 | 1837.1603 | 3573.5464
2818 | 1741.7806 | 3423.6729 | 1741.7806 | 3423.6729
2819 | 1619.6655 | 3363.8458 | 1619.6655 | 3363.8458
2820 | 1522.0513 | 3432.7553 | 1522.0513 | 3432.7553
2821 | 1469.9276 | 3518.5737 | 1469.9276 | 3518.5737
2822 | 1441.4975 | 3573.3102 | 1441.4975 | 3573.3102
2823 | 1425.2905 | 3721.5313 | 1425.2905 | 3721.5313
2824 | 1447.1548 | 3915.4977 | 1447.1548 | 3915.4977
2825 | 1475.3558 | 4114.6663 | 1475.3558 | 4114.6663
2826 | 1558.3493 | 4218.1699 | 1558.3493 | 4218.1699
2827 | 1695.7346 | 4351.8993 | 1695.7346 | 4351.8993
2828 | 1843.8018 | 4405.0536 | 1843.8018 | 4405.0536
2829 | 1950.5534 | 4441.0098 | 1950.5534 | 4441.0098
2830 | 2014.2856 | 4480.2861 | 2014.2856 | 4480.2861
2831 | 2127.3831 | 4470.3466 | 2127.3831 | 4470.3466
2832 | 2065.2791 | 4427.238 | 2065.2791 | 4427.238
2833 | 1945.083 | 4390.1253 | 1945.083 | 4390.1253
2834 | 1944.5992 | 4367.8855 | 1944.5992 | 4367.8855
2835 | 1981.997 | 4315.4948 | 1981.997 | 4315.4948
2836 | 2027.896 | 4337.3505 | 2027.896 | 4337.3505
2837 | 2133.8749 | 4294.1281 | 2133.8749 | 4294.1281
2838 | 2153.213 | 4138.7771 | 2153.213 | 4138.7771
2839 | 2064.8567 | 3982.3928 | 2064.8567 | 3982.3928
2840 | 1970.6297 | 3806.4898 | 1970.6297 | 3806.4898
2841 | 1883.0045 | 3609.0061 | 1883.0045 | 3609.0061
2842 | 1790.5023 | 3461.5503 | 1790.5023 | 3461.5503
2843 | 1666.7591 | 3395.7595 | 1666.7591 | 3395.7595
2844 | 1545.5167 | 3500.7735 | 1545.5167 | 3500.7735
2845 | 1488.0822 | 3807.5703 | 1488.0822 | 3807.5703
2846 | 1453.542 | 3896.6382 | 1453.542 | 3896.6382
2847 | 1444.7876 | 3879.3269 | 1444.7876 | 3879.3269
2848 | 1460.1322 | 3984.8052 | 1460.1322 | 3984.8052
2849 | 1493.9193 | 4249.7356 | 1493.9193 | 4249.7356
2850 | 1567.1477 | 4476.5422 | 1567.1477 | 4476.5422
2851 | 1713.4537 | 4650.2443 | 1713.4537 | 4650.2443
2852 | 1857.081 | 4701.6257 | 1857.081 | 4701.6257
2853 | 1945.9861 | 4683.9087 | 1945.9861 | 4683.9087
2854 | 2026.4009 | 4642.1112 | 2026.4009 | 4642.1112
2855 | 2140.7141 | 4621.0503 | 2140.7141 | 4621.0503
2856 | 2076.643 | 4619.0427 | 2076.643 | 4619.0427
2857 | 1987.5935 | 4612.7155 | 1987.5935 | 4612.7155
2858 | 1984.4228 | 4517.6221 | 1984.4228 | 4517.6221
2859 | 2011.66 | 4402.8546 | 2011.66 | 4402.8546
2860 | 2060.115 | 4347.3437 | 2060.115 | 4347.3437
2861 | 2162.1925 | 4059.9329 | 2162.1925 | 4059.9329
2862 | 2200.7191 | 3694.8861 | 2200.7191 | 3694.8861
2863 | 2101.5342 | 3384.4133 | 2101.5342 | 3384.4133
2864 | 2002.171 | 3207.382 | 2002.171 | 3207.382
2865 | 1913.9411 | 3058.0913 | 1913.9411 | 3058.0913
2866 | 1830.3609 | 2952.3812 | 1830.3609 | 2952.3812
2867 | 1699.6693 | 2923.1784 | 1699.6693 | 2923.1784
2868 | 1587.6471 | 2991.7656 | 1587.6471 | 2991.7656
2869 | 1533.6809 | 3027.2957 | 1533.6809 | 3027.2957
2870 | 1488.7542 | 3009.1786 | 1488.7542 | 3009.1786
2871 | 1477.8639 | 3030.5507 | 1477.8639 | 3030.5507
2872 | 1498.1484 | 3102.3422 | 1498.1484 | 3102.3422
2873 | 1512.8723 | 3249.6108 | 1512.8723 | 3249.6108
2874 | 1604.9426 | 3324.5854 | 1604.9426 | 3324.5854
2875 | 1744.0185 | 3369.0208 | 1744.0185 | 3369.0208
2876 | 1913.3238 | 3351.0946 | 1913.3238 | 3351.0946
2877 | 1969.6405 | 3338.8578 | 1969.6405 | 3338.8578
2878 | 2050.6594 | 3334.1318 | 2050.6594 | 3334.1318
2879 | 2157.0297 | 3399.786 | 2157.0297 | 3399.786
2880 | 2097.3687 | 3597.8033 | 2097.3687 | 3597.8033
2881 | 1995.2796 | 3792.9517 | 1995.2796 | 3792.9517
2882 | 1990.1782 | 3849.3679 | 1990.1782 | 3849.3679
2883 | 2012.1524 | 3835.4994 | 2012.1524 | 3835.4994
2884 | 2067.4666 | 3895.8772 | 2067.4666 | 3895.8772
2885 | 2184.168 | 3784.6367 | 2184.168 | 3784.6367
2886 | 2212.3868 | 3574.1619 | 2212.3868 | 3574.1619
2887 | 2106.4201 | 3367.0058 | 2106.4201 | 3367.0058
2888 | 2031.1813 | 3234.2992 | 2031.1813 | 3234.2992
2889 | 1960.8434 | 3094.8405 | 1960.8434 | 3094.8405
2890 | 1851.8985 | 2997.5118 | 1851.8985 | 2997.5118
2891 | 1732.759 | 2965.4077 | 1732.759 | 2965.4077
2892 | 1603.8771 | 3026.2582 | 1603.8771 | 3026.2582
2893 | 1530.3944 | 3125.1322 | 1530.3944 | 3125.1322
2894 | 1490.1086 | 3265.2943 | 1490.1086 | 3265.2943
2895 | 1479.0458 | 3425.9263 | 1479.0458 | 3425.9263
2896 | 1485.4494 | 3668.8915 | 1485.4494 | 3668.8915
2897 | 1516.6309 | 3875.3134 | 1516.6309 | 3875.3134
2898 | 1582.104 | 4135.4843 | 1582.104 | 4135.4843
2899 | 1690.9401 | 4349.3204 | 1690.9401 | 4349.3204
2900 | 1810.5523 | 4464.6904 | 1810.5523 | 4464.6904
2901 | 1905.7332 | 4557.0597 | 1905.7332 | 4557.0597
2902 | 1971.2707 | 4643.2395 | 1971.2707 | 4643.2395
2903 | 2088.669 | 4713.0843 | 2088.669 | 4713.0843
2904 | 2030.7683 | 4755.079 | 2030.7683 | 4755.079
2905 | 1921.4574 | 4797.5895 | 1921.4574 | 4797.5895
2906 | 1901.0706 | 4839.983 | 1901.0706 | 4839.983
2907 | 1921.1993 | 4837.8807 | 1921.1993 | 4837.8807
2908 | 1944.3478 | 4892.2948 | 1944.3478 | 4892.2948
2909 | 2013.6006 | 4718.5163 | 2013.6006 | 4718.5163
2910 | 1985.942 | 4173.5921 | 1985.942 | 4173.5921
2911 | 1936.7695 | 3773.1805 | 1936.7695 | 3773.1805
2912 | 1861.107 | 3496.7009 | 1861.107 | 3496.7009
2913 | 1817.4453 | 3290.03 | 1817.4453 | 3290.03
2914 | 1755.8194 | 3153.0509 | 1755.8194 | 3153.0509
2915 | 1678.2211 | 3167.8504 | 1678.2211 | 3167.8504
2916 | 1625.1418 | 5278.3714 | 1625.1418 | 5278.3714
2917 | 1560.7918 | 5670.4734 | 1560.7918 | 5670.4734
2918 | 1510.3461 | 5812.6095 | 1510.3461 | 5812.6095
2919 | 1519.8088 | 5784.021 | 1519.8088 | 5784.021
2920 | 1515.7551 | 5735.8925 | 1515.7551 | 5735.8925
2921 | 1533.461 | 5780.4289 | 1533.461 | 5780.4289
2922 | 1590.8432 | 5898.144 | 1590.8432 | 5898.144
2923 | 1675.2991 | 6013.6104 | 1675.2991 | 6013.6104
2924 | 1796.4467 | 6034.7384 | 1796.4467 | 6034.7384
2925 | 1857.2329 | 5979.4087 | 1857.2329 | 5979.4087
2926 | 1939.3774 | 5924.6692 | 1939.3774 | 5924.6692
2927 | 2053.2138 | 5854.3754 | 2053.2138 | 5854.3754
2928 | 2043.0929 | 5820.2858 | 2043.0929 | 5820.2858
2929 | 1974.7249 | 5895.9431 | 1974.7249 | 5895.9431
2930 | 1966.2049 | 5889.9647 | 1966.2049 | 5889.9647
2931 | 1986.4183 | 5849.8058 | 1986.4183 | 5849.8058
2932 | 2081.9085 | 5775.4554 | 2081.9085 | 5775.4554
2933 | 2170.9107 | 5701.3467 | 2170.9107 | 5701.3467
2934 | 2109.8024 | 5403.3805 | 2109.8024 | 5403.3805
2935 | 2056.7601 | 5077.2024 | 2056.7601 | 5077.2024
2936 | 1982.6033 | 4853.1805 | 1982.6033 | 4853.1805
2937 | 1892.234 | 4657.1494 | 1892.234 | 4657.1494
2938 | 1809.6586 | 4527.8338 | 1809.6586 | 4527.8338
2939 | 1710.1935 | 4515.0228 | 1710.1935 | 4515.0228
2940 | 1618.2614 | 4750.217 | 1618.2614 | 4750.217
2941 | 1550.6591 | 5081.1745 | 1550.6591 | 5081.1745
2942 | 1513.3693 | 5135.4453 | 1513.3693 | 5135.4453
2943 | 1502.2898 | 5141.04 | 1502.2898 | 5141.04
2944 | 1510.0058 | 5205.8123 | 1510.0058 | 5205.8123
2945 | 1552.6671 | 5350.7317 | 1552.6671 | 5350.7317
2946 | 1610.5375 | 5507.4445 | 1610.5375 | 5507.4445
2947 | 1674.744 | 5679.7225 | 1674.744 | 5679.7225
2948 | 1761.9267 | 5861.6559 | 1761.9267 | 5861.6559
2949 | 1840.6151 | 5782.735 | 1840.6151 | 5782.735
2950 | 1951.7255 | 5650.4814 | 1951.7255 | 5650.4814
2951 | 2029.385 | 5490.6374 | 2029.385 | 5490.6374
2952 | 1994.525 | 5303.4456 | 1994.525 | 5303.4456
2953 | 1939.8836 | 5256.573 | 1939.8836 | 5256.573
2954 | 1929.032 | 5066.9201 | 1929.032 | 5066.9201
2955 | 1987.8555 | 4966.0981 | 1987.8555 | 4966.0981
2956 | 2080.0822 | 4885.0073 | 2080.0822 | 4885.0073
2957 | 2200.7935 | 4793.807 | 2200.7935 | 4793.807
2958 | 2126.3193 | 4647.9801 | 2126.3193 | 4647.9801
2959 | 2029.0727 | 4491.5143 | 2029.0727 | 4491.5143
2960 | 1953.0285 | 4415.2986 | 1953.0285 | 4415.2986
2961 | 1902.8518 | 4362.4999 | 1902.8518 | 4362.4999
2962 | 1806.0582 | 4349.2146 | 1806.0582 | 4349.2146
2963 | 1697.0434 | 4360.717 | 1697.0434 | 4360.717
2964 | 1599.5508 | 4659.9445 | 1599.5508 | 4659.9445
2965 | 1528.8677 | 4972.1253 | 1528.8677 | 4972.1253
2966 | 1504.6459 | 5046.3764 | 1504.6459 | 5046.3764
2967 | 1494.3535 | 5174.2602 | 1494.3535 | 5174.2602
2968 | 1495.3389 | 5302.103 | 1495.3389 | 5302.103
2969 | 1540.5041 | 5492.7604 | 1540.5041 | 5492.7604
2970 | 1589.0907 | 5644.8995 | 1589.0907 | 5644.8995
2971 | 1682.5262 | 5734.1267 | 1682.5262 | 5734.1267
2972 | 1801.8928 | 5833.0094 | 1801.8928 | 5833.0094
2973 | 1874.7208 | 5936.5594 | 1874.7208 | 5936.5594
2974 | 1938.8464 | 6054.9023 | 1938.8464 | 6054.9023
2975 | 1998.2323 | 6136.9886 | 1998.2323 | 6136.9886
2976 | 2014.3986 | 6136.36 | 2014.3986 | 6136.36
2977 | 1927.0987 | 6220.4427 | 1927.0987 | 6220.4427
2978 | 1931.5674 | 6260.2024 | 1931.5674 | 6260.2024
2979 | 1972.6343 | 6308.6309 | 1972.6343 | 6308.6309
2980 | 2117.7016 | 6379.6795 | 2117.7016 | 6379.6795
2981 | 2201.1881 | 6328.9212 | 2201.1881 | 6328.9212
2982 | 2129.6962 | 6069.712 | 2129.6962 | 6069.712
2983 | 2046.0975 | 5764.7179 | 2046.0975 | 5764.7179
2984 | 1965.7496 | 5548.64 | 1965.7496 | 5548.64
2985 | 1888.1972 | 5379.5703 | 1888.1972 | 5379.5703
2986 | 1826.6271 | 5299.6036 | 1826.6271 | 5299.6036
2987 | 1711.7631 | 5292.5701 | 1711.7631 | 5292.5701
2988 | 1598.1475 | 5482.0262 | 1598.1475 | 5482.0262
2989 | 1535.8249 | 5665.4182 | 1535.8249 | 5665.4182
2990 | 1506.9553 | 5693.2091 | 1506.9553 | 5693.2091
2991 | 1497.1805 | 5710.8401 | 1497.1805 | 5710.8401
2992 | 1513.3042 | 5760.6874 | 1513.3042 | 5760.6874
2993 | 1562.2757 | 5899.1071 | 1562.2757 | 5899.1071
2994 | 1632.6876 | 6075.3188 | 1632.6876 | 6075.3188
2995 | 1718.3953 | 6174.4158 | 1718.3953 | 6174.4158
2996 | 1866.2462 | 6259.0957 | 1866.2462 | 6259.0957
2997 | 1966.6625 | 6233.3754 | 1966.6625 | 6233.3754
2998 | 2029.5103 | 6208.0045 | 2029.5103 | 6208.0045
2999 | 2162.8257 | 6202.707 | 2162.8257 | 6202.707
3000 | 2134.0804 | 6167.8952 | 2134.0804 | 6167.8952
3001 | 2011.4942 | 6224.5351 | 2011.4942 | 6224.5351
3002 | 2010.1149 | 6259.4802 | 2010.1149 | 6259.4802
3003 | 2079.3082 | 6325.9632 | 2079.3082 | 6325.9632
3004 | 2185.9644 | 6373.4206 | 2185.9644 | 6373.4206
3005 | 2276.4922 | 6417.9901 | 2276.4922 | 6417.9901
3006 | 2235.9256 | 6278.9035 | 2235.9256 | 6278.9035
3007 | 2119.9078 | 6163.3613 | 2119.9078 | 6163.3613
3008 | 2039.0033 | 6013.9647 | 2039.0033 | 6013.9647
3009 | 1967.8683 | 5927.4643 | 1967.8683 | 5927.4643
3010 | 1870.1467 | 5915.1418 | 1870.1467 | 5915.1418
3011 | 1741.6491 | 5989.4739 | 1741.6491 | 5989.4739
3012 | 1647.2312 | 6307.478 | 1647.2312 | 6307.478
3013 | 1561.1688 | 6650.7126 | 1561.1688 | 6650.7126
3014 | 1535.1409 | 6828.7169 | 1535.1409 | 6828.7169
3015 | 1524.9631 | 6930.3616 | 1524.9631 | 6930.3616
3016 | 1528.0558 | 7039.1869 | 1528.0558 | 7039.1869
3017 | 1572.2994 | 7236.8254 | 1572.2994 | 7236.8254
3018 | 1638.7091 | 7525.6973 | 1638.7091 | 7525.6973
3019 | 1737.026 | 7773.0819 | 1737.026 | 7773.0819
3020 | 1877.1977 | 8062.3795 | 1877.1977 | 8062.3795
3021 | 1958.0736 | 8312.2913 | 1958.0736 | 8312.2913
3022 | 2034.0787 | 8619.8454 | 2034.0787 | 8619.8454
3023 | 2158.7582 | 8729.8559 | 2158.7582 | 8729.8559
3024 | 2142.5006 | 8758.3553 | 2142.5006 | 8758.3553
3025 | 2044.7406 | 8871.0845 | 2044.7406 | 8871.0845
3026 | 2035.648 | 8976.0811 | 2035.648 | 8976.0811
3027 | 2088.2537 | 9052.4339 | 2088.2537 | 9052.4339
3028 | 2220.5935 | 9068.5968 | 2220.5935 | 9068.5968
3029 | 2266.4492 | 9013.024 | 2266.4492 | 9013.024
3030 | 2246.3731 | 8639.2289 | 2246.3731 | 8639.2289
3031 | 2143.6707 | 8211.9456 | 2143.6707 | 8211.9456
3032 | 2036.455 | 7895.9661 | 2036.455 | 7895.9661
3033 | 1964.0041 | 7718.2302 | 1964.0041 | 7718.2302
3034 | 1893.926 | 7666.1879 | 1893.926 | 7666.1879
3035 | 1756.1298 | 7663.7282 | 1756.1298 | 7663.7282
3036 | 1634.6619 | 7838.9814 | 1634.6619 | 7838.9814
3037 | 1565.3786 | 8059.2046 | 1565.3786 | 8059.2046
3038 | 1537.295 | 8330.6109 | 1537.295 | 8330.6109
3039 | 1518.8065 | 8523.4909 | 1518.8065 | 8523.4909
3040 | 1540.6741 | 8626.2981 | 1540.6741 | 8626.2981
3041 | 1574.0873 | 8723.7943 | 1574.0873 | 8723.7943
3042 | 1627.3305 | 8898.5617 | 1627.3305 | 8898.5617
3043 | 1713.1435 | 9036.4157 | 1713.1435 | 9036.4157
3044 | 1847.1233 | 9171.6481 | 1847.1233 | 9171.6481
3045 | 1946.3859 | 9194.3139 | 1946.3859 | 9194.3139
3046 | 2021.3065 | 9223.3472 | 2021.3065 | 9223.3472
3047 | 2135.6641 | 9262.5841 | 2135.6641 | 9262.5841
3048 | 2111.8268 | 9283.1395 | 2111.8268 | 9283.1395
3049 | 2023.9483 | 9372.2775 | 2023.9483 | 9372.2775
3050 | 2036.5902 | 9356.9108 | 2036.5902 | 9356.9108
3051 | 2091.2121 | 9335.7693 | 2091.2121 | 9335.7693
3052 | 2223.9175 | 9278.9919 | 2223.9175 | 9278.9919
3053 | 2278.3797 | 9125.4434 | 2278.3797 | 9125.4434
3054 | 2235.3663 | 8739.1305 | 2235.3663 | 8739.1305
3055 | 2156.8625 | 8293.552 | 2156.8625 | 8293.552
3056 | 2064.1652 | 7852.6353 | 2064.1652 | 7852.6353
3057 | 1971.5874 | 7478.9479 | 1971.5874 | 7478.9479
3058 | 1889.6578 | 7282.7102 | 1889.6578 | 7282.7102
3059 | 1754.4032 | 7220.3096 | 1754.4032 | 7220.3096
3060 | 1655.5681 | 7349.3432 | 1655.5681 | 7349.3432
3061 | 1580.8839 | 7439.3333 | 1580.8839 | 7439.3333
3062 | 1546.6778 | 7465.9205 | 1546.6778 | 7465.9205
3063 | 1536.3828 | 7443.1095 | 1536.3828 | 7443.1095
3064 | 1547.8653 | 7376.2043 | 1547.8653 | 7376.2043
3065 | 1580.0749 | 7379.8171 | 1580.0749 | 7379.8171
3066 | 1637.3345 | 7415.9259 | 1637.3345 | 7415.9259
3067 | 1721.0633 | 7339.2924 | 1721.0633 | 7339.2924
3068 | 1856.6657 | 7262.6854 | 1856.6657 | 7262.6854
3069 | 1935.0345 | 7115.8795 | 1935.0345 | 7115.8795
3070 | 1981.222 | 6993.0143 | 1981.222 | 6993.0143
3071 | 2095.1042 | 6895.9999 | 2095.1042 | 6895.9999
3072 | 2083.9978 | 6763.453 | 2083.9978 | 6763.453
3073 | 1996.1377 | 6718.2656 | 1996.1377 | 6718.2656
3074 | 2002.1225 | 6629.7179 | 2002.1225 | 6629.7179
3075 | 2043.2941 | 6530.3402 | 2043.2941 | 6530.3402
3076 | 2180.3362 | 6335.8672 | 2180.3362 | 6335.8672
3077 | 2235.4851 | 6119.0076 | 2235.4851 | 6119.0076
3078 | 2187.6877 | 5733.4168 | 2187.6877 | 5733.4168
3079 | 2101.6343 | 5322.7437 | 2101.6343 | 5322.7437
3080 | 2014.1047 | 5134.8307 | 2014.1047 | 5134.8307
3081 | 1946.9075 | 5000.9072 | 1946.9075 | 5000.9072
3082 | 1853.2745 | 4933.2175 | 1853.2745 | 4933.2175
3083 | 1734.7218 | 4984.6806 | 1734.7218 | 4984.6806
3084 | 1654.1206 | 5291.3706 | 1654.1206 | 5291.3706
3085 | 1584.7421 | 5534.2221 | 1584.7421 | 5534.2221
3086 | 1550.7303 | 5700.4309 | 1550.7303 | 5700.4309
3087 | 1544.6484 | 5789.7984 | 1544.6484 | 5789.7984
3088 | 1525.5735 | 5792.4633 | 1525.5735 | 5792.4633
3089 | 1556.9691 | 5882.497 | 1556.9691 | 5882.497
3090 | 1617.0623 | 6082.5406 | 1617.0623 | 6082.5406
3091 | 1688.3322 | 6269.2622 | 1688.3322 | 6269.2622
3092 | 1781.872 | 6537.8572 | 1781.872 | 6537.8572
3093 | 1859.601 | 6721.3285 | 1859.601 | 6721.3285
3094 | 1937.5347 | 6815.1173 | 1937.5347 | 6815.1173
3095 | 2034.5526 | 6902.2588 | 2034.5526 | 6902.2588
3096 | 2031.0322 | 7148.1343 | 2031.0322 | 7148.1343
3097 | 1937.6055 | 7497.0165 | 1937.6055 | 7497.0165
3098 | 1940.3224 | 7712.5066 | 1940.3224 | 7712.5066
3099 | 1976.4818 | 7829.5422 | 1976.4818 | 7829.5422
3100 | 2129.9179 | 7858.2229 | 2129.9179 | 7858.2229
3101 | 2176.8879 | 7875.3496 | 2176.8879 | 7875.3496
3102 | 2110.1688 | 7798.1298 | 2110.1688 | 7798.1298
3103 | 2021.928 | 7666.9403 | 2021.928 | 7666.9403
3104 | 1968.1151 | 7568.0963 | 1968.1151 | 7568.0963
3105 | 1901.5687 | 7511.446 | 1901.5687 | 7511.446
3106 | 1824.9716 | 7489.013 | 1824.9716 | 7489.013
3107 | 1718.3636 | 7481.7388 | 1718.3636 | 7481.7388
3108 | 1624.7344 | 7527.9625 | 1624.7344 | 7527.9625
3109 | 1559.6041 | 7600.3795 | 1559.6041 | 7600.3795
3110 | 1530.8661 | 7707.1287 | 1530.8661 | 7707.1287
3111 | 1518.6213 | 7818.1617 | 1518.6213 | 7818.1617
3112 | 1516.6062 | 7964.5404 | 1516.6062 | 7964.5404
3113 | 1543.871 | 8194.1956 | 1543.871 | 8194.1956
3114 | 1601.6771 | 8437.57 | 1601.6771 | 8437.57
3115 | 1657.4715 | 8599.0152 | 1657.4715 | 8599.0152
3116 | 1749.3523 | 8764.5793 | 1749.3523 | 8764.5793
3117 | 1830.2077 | 8826.4835 | 1830.2077 | 8826.4835
3118 | 1895.0138 | 8882.4782 | 1895.0138 | 8882.4782
3119 | 1984.2181 | 8971.5455 | 1984.2181 | 8971.5455
3120 | 1984.1575 | 9058.7822 | 1984.1575 | 9058.7822
3121 | 1925.2024 | 9411.516 | 1925.2024 | 9411.516
3122 | 1924.7363 | 10002.5398 | 1924.7363 | 10002.5398
3123 | 1998.912 | 10373.5421 | 1998.912 | 10373.5421
3124 | 2128.9148 | 10579.3976 | 2128.9148 | 10579.3976
3125 | 2189.3278 | 10575.3404 | 2189.3278 | 10575.3404
3126 | 2131.0951 | 9871.5089 | 2131.0951 | 9871.5089
3127 | 2046.0404 | 9363.5822 | 2046.0404 | 9363.5822
3128 | 1967.8591 | 9180.9653 | 1967.8591 | 9180.9653
3129 | 1908.4247 | 9061.9667 | 1908.4247 | 9061.9667
3130 | 1812.8014 | 9001.4989 | 1812.8014 | 9001.4989
3131 | 1711.3462 | 8966.7818 | 1711.3462 | 8966.7818
3132 | 1621.3645 | 9025.2826 | 1621.3645 | 9025.2826
3133 | 1545.6517 | 9175.695 | 1545.6517 | 9175.695
3134 | 1523.4453 | 9345.2739 | 1523.4453 | 9345.2739
3135 | 1514.8314 | 9472.1949 | 1514.8314 | 9472.1949
3136 | 1523.2933 | 9599.7969 | 1523.2933 | 9599.7969
3137 | 1553.2145 | 9800.8056 | 1553.2145 | 9800.8056
3138 | 1595.0778 | 10056.6979 | 1595.0778 | 10056.6979
3139 | 1668.7432 | 10273.0288 | 1668.7432 | 10273.0288
3140 | 1744.1587 | 10454.7215 | 1744.1587 | 10454.7215
3141 | 1848.2981 | 10503.8672 | 1848.2981 | 10503.8672
3142 | 1914.7792 | 10555.5288 | 1914.7792 | 10555.5288
3143 | 2020.2008 | 10602.469 | 2020.2008 | 10602.469
3144 | 2006.9879 | 10578.7306 | 2006.9879 | 10578.7306
3145 | 1960.635 | 10600.7059 | 1960.635 | 10600.7059
3146 | 1946.9731 | 10631.5587 | 1946.9731 | 10631.5587
3147 | 1998.9566 | 10750.5201 | 1998.9566 | 10750.5201
3148 | 2152.7046 | 10813.8654 | 2152.7046 | 10813.8654
3149 | 2202.4651 | 10766.9588 | 2202.4651 | 10766.9588
3150 | 2117.1518 | 10388.3492 | 2117.1518 | 10388.3492
3151 | 2048.0336 | 9972.6207 | 2048.0336 | 9972.6207
3152 | 1966.4947 | 9686.9728 | 1966.4947 | 9686.9728
3153 | 1916.8838 | 9452.9069 | 1916.8838 | 9452.9069
3154 | 1826.8477 | 9248.966 | 1826.8477 | 9248.966
3155 | 1713.3026 | 9139.3829 | 1713.3026 | 9139.3829
3156 | 1630.4599 | 9198.3651 | 1630.4599 | 9198.3651
3157 | 1568.6498 | 9186.5277 | 1568.6498 | 9186.5277
3158 | 1514.5351 | 9069.4011 | 1514.5351 | 9069.4011
3159 | 1513.1009 | 8934.1707 | 1513.1009 | 8934.1707
3160 | 1520.5003 | 8817.1944 | 1520.5003 | 8817.1944
3161 | 1558.1021 | 8786.8647 | 1558.1021 | 8786.8647
3162 | 1618.5734 | 8851.62 | 1618.5734 | 8851.62
3163 | 1693.9145 | 8840.2234 | 1693.9145 | 8840.2234
3164 | 1772.2314 | 8893.3681 | 1772.2314 | 8893.3681
3165 | 1874.0413 | 8925.4222 | 1874.0413 | 8925.4222
3166 | 1973.7192 | 8986.7129 | 1973.7192 | 8986.7129
3167 | 2071.9106 | 8960.7128 | 2071.9106 | 8960.7128
3168 | 2078.1033 | 8844.2947 | 2078.1033 | 8844.2947
3169 | 1970.4482 | 8785.8673 | 1970.4482 | 8785.8673
3170 | 1964.1107 | 8643.8783 | 1964.1107 | 8643.8783
3171 | 2046.961 | 8546.9078 | 2046.961 | 8546.9078
3172 | 2175.6792 | 8436.6892 | 2175.6792 | 8436.6892
3173 | 2235.3952 | 8327.1936 | 2235.3952 | 8327.1936
3174 | 2159.7361 | 7876.1252 | 2159.7361 | 7876.1252
3175 | 2089.8095 | 7295.0176 | 2089.8095 | 7295.0176
3176 | 2004.1164 | 6989.63 | 2004.1164 | 6989.63
3177 | 1947.4152 | 6881.4642 | 1947.4152 | 6881.4642
3178 | 1861.2181 | 6862.8828 | 1861.2181 | 6862.8828
3179 | 1749.2811 | 6949.2513 | 1749.2811 | 6949.2513
3180 | 1645.6663 | 7219.1101 | 1645.6663 | 7219.1101
3181 | 1584.88 | 7372.8927 | 1584.88 | 7372.8927
3182 | 1527.1112 | 7418.9788 | 1527.1112 | 7418.9788
3183 | 1531.3677 | 7450.0905 | 1531.3677 | 7450.0905
3184 | 1545.6745 | 7526.4178 | 1545.6745 | 7526.4178
3185 | 1576.1266 | 7612.1184 | 1576.1266 | 7612.1184
3186 | 1632.6084 | 7685.2991 | 1632.6084 | 7685.2991
3187 | 1739.2762 | 7708.3264 | 1739.2762 | 7708.3264
3188 | 1862.5796 | 7740.0464 | 1862.5796 | 7740.0464
3189 | 1971.7803 | 7737.6766 | 1971.7803 | 7737.6766
3190 | 2030.5429 | 7738.5449 | 2030.5429 | 7738.5449
3191 | 2120.9004 | 7727.7106 | 2120.9004 | 7727.7106
3192 | 2055.5228 | 7669.3076 | 2055.5228 | 7669.3076
3193 | 2034.2269 | 7719.6887 | 2034.2269 | 7719.6887
3194 | 2043.4273 | 7744.0418 | 2043.4273 | 7744.0418
3195 | 2112.8888 | 7723.8632 | 2112.8888 | 7723.8632
3196 | 2243.562 | 7653.6052 | 2243.562 | 7653.6052
3197 | 2295.0877 | 7662.0658 | 2295.0877 | 7662.0658
3198 | 2269.8391 | 7536.7006 | 2269.8391 | 7536.7006
3199 | 2167.5187 | 7319.5717 | 2167.5187 | 7319.5717
3200 | 2104.588 | 7157.898 | 2104.588 | 7157.898
3201 | 2007.4918 | 7032.6406 | 2007.4918 | 7032.6406
3202 | 1926.7297 | 6967.599 | 1926.7297 | 6967.599
3203 | 1771.2356 | 6945.8811 | 1771.2356 | 6945.8811
3204 | 1673.0207 | 7087.1919 | 1673.0207 | 7087.1919
3205 | 1588.4062 | 7193.792 | 1588.4062 | 7193.792
3206 | 1558.8047 | 7255.2847 | 1558.8047 | 7255.2847
3207 | 1535.5294 | 7269.5455 | 1535.5294 | 7269.5455
3208 | 1546.9221 | 7257.5261 | 1546.9221 | 7257.5261
3209 | 1576.0539 | 7338.1714 | 1576.0539 | 7338.1714
3210 | 1648.985 | 7400.2786 | 1648.985 | 7400.2786
3211 | 1742.4144 | 7427.8798 | 1742.4144 | 7427.8798
3212 | 1881.5442 | 7497.8753 | 1881.5442 | 7497.8753
3213 | 1976.3194 | 7480.3398 | 1976.3194 | 7480.3398
3214 | 2047.4021 | 7450.1543 | 2047.4021 | 7450.1543
3215 | 2165.3418 | 7502.1497 | 2165.3418 | 7502.1497
3216 | 2160.6872 | 7482.7444 | 2160.6872 | 7482.7444
3217 | 2033.2883 | 7421.9097 | 2033.2883 | 7421.9097
3218 | 2038.5552 | 7330.7141 | 2038.5552 | 7330.7141
3219 | 2101.408 | 7292.481 | 2101.408 | 7292.481
3220 | 2210.6358 | 7250.1473 | 2210.6358 | 7250.1473
3221 | 2283.3583 | 7231.1649 | 2283.3583 | 7231.1649
3222 | 2232.7137 | 7257.2169 | 2232.7137 | 7257.2169
3223 | 2155.9062 | 7221.1145 | 2155.9062 | 7221.1145
3224 | 2059.481 | 7193.5256 | 2059.481 | 7193.5256
3225 | 2005.2737 | 7190.3166 | 2005.2737 | 7190.3166
3226 | 1937.0729 | 7275.4884 | 1937.0729 | 7275.4884
3227 | 1810.959 | 7407.595 | 1810.959 | 7407.595
3228 | 1696.0485 | 7605.4765 | 1696.0485 | 7605.4765
3229 | 1610.2319 | 7806.6822 | 1610.2319 | 7806.6822
3230 | 1569.3508 | 8001.2967 | 1569.3508 | 8001.2967
3231 | 1549.3392 | 8172.7521 | 1549.3392 | 8172.7521
3232 | 1551.0459 | 8351.3882 | 1551.0459 | 8351.3882
3233 | 1571.855 | 8626.7815 | 1571.855 | 8626.7815
3234 | 1647.0085 | 8938.5223 | 1647.0085 | 8938.5223
3235 | 1755.8016 | 9162.075 | 1755.8016 | 9162.075
3236 | 1854.8937 | 9346.6565 | 1854.8937 | 9346.6565
3237 | 1946.7289 | 9370.7666 | 1946.7289 | 9370.7666
3238 | 2026.2565 | 9302.5463 | 2026.2565 | 9302.5463
3239 | 2127.1633 | 9216.8461 | 2127.1633 | 9216.8461
3240 | 2123.8348 | 9089.8359 | 2123.8348 | 9089.8359
3241 | 2010.3361 | 9049.7037 | 2010.3361 | 9049.7037
3242 | 2041.8707 | 8966.9335 | 2041.8707 | 8966.9335
3243 | 2115.8401 | 8904.8685 | 2115.8401 | 8904.8685
3244 | 2248.0815 | 8855.0722 | 2248.0815 | 8855.0722
3245 | 2266.5681 | 8888.8091 | 2266.5681 | 8888.8091
3246 | 2211.0516 | 8893.9178 | 2211.0516 | 8893.9178
3247 | 2134.3537 | 8819.2991 | 2134.3537 | 8819.2991
3248 | 2035.2251 | 8741.1576 | 2035.2251 | 8741.1576
3249 | 1981.7976 | 8706.8948 | 1981.7976 | 8706.8948
3250 | 1899.2415 | 8725.6261 | 1899.2415 | 8725.6261
3251 | 1790.0105 | 8727.9809 | 1790.0105 | 8727.9809
3252 | 1684.4822 | 8749.169 | 1684.4822 | 8749.169
3253 | 1623.3881 | 8794.3839 | 1623.3881 | 8794.3839
3254 | 1576.172 | 8853.71 | 1576.172 | 8853.71
3255 | 1550.559 | 8877.8406 | 1550.559 | 8877.8406
3256 | 1560.6619 | 8902.6524 | 1560.6619 | 8902.6524
3257 | 1578.4886 | 9027.5914 | 1578.4886 | 9027.5914
3258 | 1641.9755 | 9197.785 | 1641.9755 | 9197.785
3259 | 1714.7932 | 9289.1787 | 1714.7932 | 9289.1787
3260 | 1803.4073 | 9252.5323 | 1803.4073 | 9252.5323
3261 | 1888.5459 | 9025.5645 | 1888.5459 | 9025.5645
3262 | 1970.4973 | 8765.7258 | 1970.4973 | 8765.7258
3263 | 2074.9914 | 8528.3677 | 2074.9914 | 8528.3677
3264 | 2042.907 | 8406.4128 | 2042.907 | 8406.4128
3265 | 1980.3117 | 8376.1504 | 1980.3117 | 8376.1504
3266 | 1979.029 | 8200.9411 | 1979.029 | 8200.9411
3267 | 2059.2971 | 7959.0532 | 2059.2971 | 7959.0532
3268 | 2173.1981 | 7703.1949 | 2173.1981 | 7703.1949
3269 | 2214.7455 | 7470.4473 | 2214.7455 | 7470.4473
3270 | 2152.4529 | 7025.397 | 2152.4529 | 7025.397
3271 | 2075.5261 | 6476.5468 | 2075.5261 | 6476.5468
3272 | 2001.9427 | 6163.9374 | 2001.9427 | 6163.9374
3273 | 1932.563 | 6012.4408 | 1932.563 | 6012.4408
3274 | 1864.74 | 5921.16 | 1864.74 | 5921.16
3275 | 1765.1227 | 5896.7941 | 1765.1227 | 5896.7941
3276 | 1677.2394 | 5961.0723 | 1677.2394 | 5961.0723
3277 | 1613.3813 | 5946.8277 | 1613.3813 | 5946.8277
3278 | 1565.6325 | 5907.4558 | 1565.6325 | 5907.4558
3279 | 1554.4279 | 5871.4048 | 1554.4279 | 5871.4048
3280 | 1555.4145 | 5866.1257 | 1555.4145 | 5866.1257
3281 | 1581.3222 | 6019.7112 | 1581.3222 | 6019.7112
3282 | 1629.2523 | 6286.9176 | 1629.2523 | 6286.9176
3283 | 1690.1239 | 6505.1743 | 1690.1239 | 6505.1743
3284 | 1755.7471 | 6608.1494 | 1755.7471 | 6608.1494
3285 | 1818.1077 | 6548.0052 | 1818.1077 | 6548.0052
3286 | 1849.8449 | 6516.6161 | 1849.8449 | 6516.6161
3287 | 2053.9565 | 6490.1346 | 2053.9565 | 6490.1346
3288 | 2053.8188 | 6482.7657 | 2053.8188 | 6482.7657
3289 | 2009.7107 | 6540.3685 | 2009.7107 | 6540.3685
3290 | 2001.075 | 6541.6119 | 2001.075 | 6541.6119
3291 | 2071.3765 | 6512.045 | 2071.3765 | 6512.045
3292 | 2205.3413 | 6442.7499 | 2205.3413 | 6442.7499
3293 | 2240.4661 | 6414.1385 | 2240.4661 | 6414.1385
3294 | 2158.5223 | 6157.5773 | 2158.5223 | 6157.5773
3295 | 2087.8718 | 5821.0479 | 2087.8718 | 5821.0479
3296 | 1999.907 | 5481.4772 | 1999.907 | 5481.4772
3297 | 1930.2024 | 5296.5196 | 1930.2024 | 5296.5196
3298 | 1839.4316 | 5228.5892 | 1839.4316 | 5228.5892
3299 | 1720.0504 | 5164.9849 | 1720.0504 | 5164.9849
3300 | 1632.6849 | 5155.6007 | 1632.6849 | 5155.6007
3301 | 1563.2265 | 5181.3168 | 1563.2265 | 5181.3168
3302 | 1514.9522 | 5252.4385 | 1514.9522 | 5252.4385
3303 | 1511.9011 | 5317.0112 | 1511.9011 | 5317.0112
3304 | 1518.3663 | 5381.5428 | 1518.3663 | 5381.5428
3305 | 1535.3176 | 5544.5167 | 1535.3176 | 5544.5167
3306 | 1587.5681 | 5845.4248 | 1587.5681 | 5845.4248
3307 | 1684.6276 | 6098.1055 | 1684.6276 | 6098.1055
3308 | 1774.5031 | 6239.5968 | 1774.5031 | 6239.5968
3309 | 1865.366 | 6285.3724 | 1865.366 | 6285.3724
3310 | 1948.8423 | 6294.9068 | 1948.8423 | 6294.9068
3311 | 2068.1938 | 6272.9992 | 2068.1938 | 6272.9992
3312 | 2068.2099 | 6228.5583 | 2068.2099 | 6228.5583
3313 | 1996.3267 | 6290.9757 | 1996.3267 | 6290.9757
3314 | 1995.5491 | 6348.5491 | 1995.5491 | 6348.5491
3315 | 2086.8597 | 6421.0503 | 2086.8597 | 6421.0503
3316 | 2207.3158 | 6464.4153 | 2207.3158 | 6464.4153
3317 | 2232.6764 | 6593.7206 | 2232.6764 | 6593.7206
3318 | 2171.7233 | 6656.363 | 2171.7233 | 6656.363
3319 | 2080.3222 | 6580.7814 | 2080.3222 | 6580.7814
3320 | 2035.325 | 6408.5158 | 2035.325 | 6408.5158
3321 | 1966.33 | 6105.8427 | 1966.33 | 6105.8427
3322 | 1862.1753 | 5655.8791 | 1862.1753 | 5655.8791
3323 | 1741.2848 | 5203.0198 | 1741.2848 | 5203.0198
3324 | 1648.7769 | 4908.1337 | 1648.7769 | 4908.1337
3325 | 1597.6046 | 4628.6082 | 1597.6046 | 4628.6082
3326 | 1568.0565 | 4534.8321 | 1568.0565 | 4534.8321
3327 | 1552.4072 | 4503.8364 | 1552.4072 | 4503.8364
3328 | 1570.8233 | 4581.8487 | 1570.8233 | 4581.8487
3329 | 1599.9561 | 4865.9081 | 1599.9561 | 4865.9081
3330 | 1664.705 | 5134.5589 | 1664.705 | 5134.5589
3331 | 1774.7815 | 5303.9481 | 1774.7815 | 5303.9481
3332 | 1914.8525 | 5506.8247 | 1914.8525 | 5506.8247
3333 | 2005.0755 | 5681.3891 | 2005.0755 | 5681.3891
3334 | 2076.8503 | 5973.0552 | 2076.8503 | 5973.0552
3335 | 2212.3407 | 6282.8689 | 2212.3407 | 6282.8689
3336 | 2167.1714 | 6337.6075 | 2167.1714 | 6337.6075
3337 | 2091.985 | 6312.4003 | 2091.985 | 6312.4003
3338 | 2116.043 | 6137.1911 | 2116.043 | 6137.1911
3339 | 2197.3458 | 5988.2237 | 2197.3458 | 5988.2237
3340 | 2308.2204 | 5853.6916 | 2308.2204 | 5853.6916
3341 | 2346.7762 | 5867.2074 | 2346.7762 | 5867.2074
3342 | 2259.6243 | 5857.3911 | 2259.6243 | 5857.3911
3343 | 2165.7362 | 5641.7065 | 2165.7362 | 5641.7065
3344 | 2093.7138 | 5416.2403 | 2093.7138 | 5416.2403
3345 | 2016.5133 | 5276.5392 | 2016.5133 | 5276.5392
3346 | 1918.3365 | 5236.0517 | 1918.3365 | 5236.0517
3347 | 1786.9557 | 5216.019 | 1786.9557 | 5216.019
3348 | 1697.4177 | 5260.3169 | 1697.4177 | 5260.3169
3349 | 1642.7188 | 5297.5878 | 1642.7188 | 5297.5878
3350 | 1595.4541 | 5378.82 | 1595.4541 | 5378.82
3351 | 1583.3809 | 5472.0392 | 1583.3809 | 5472.0392
3352 | 1587.4684 | 5651.8789 | 1587.4684 | 5651.8789
3353 | 1612.0835 | 5948.9376 | 1612.0835 | 5948.9376
3354 | 1695.4523 | 6206.5149 | 1695.4523 | 6206.5149
3355 | 1786.259 | 6197.2849 | 1786.259 | 6197.2849
3356 | 1912.9218 | 6281.2426 | 1912.9218 | 6281.2426
3357 | 1996.3559 | 6419.6979 | 1996.3559 | 6419.6979
3358 | 2100.4036 | 6616.5177 | 2100.4036 | 6616.5177
3359 | 2218.4941 | 6854.5949 | 2218.4941 | 6854.5949
3360 | 2165.9025 | 7006.3463 | 2165.9025 | 7006.3463
3361 | 2078.8013 | 7214.644 | 2078.8013 | 7214.644
3362 | 2076.6872 | 7420.2644 | 2076.6872 | 7420.2644
3363 | 2168.9891 | 7663.9223 | 2168.9891 | 7663.9223
3364 | 2290.4999 | 7817.0586 | 2290.4999 | 7817.0586
3365 | 2315.7357 | 7966.8258 | 2315.7357 | 7966.8258
3366 | 2251.2676 | 7747.0957 | 2251.2676 | 7747.0957
3367 | 2171.2945 | 7206.4301 | 2171.2945 | 7206.4301
3368 | 2091.7351 | 6759.4953 | 2091.7351 | 6759.4953
3369 | 1989.4821 | 6489.5611 | 1989.4821 | 6489.5611
3370 | 1890.7089 | 6393.225 | 1890.7089 | 6393.225
3371 | 1762.462 | 6390.0432 | 1762.462 | 6390.0432
3372 | 1680.1964 | 6483.9307 | 1680.1964 | 6483.9307
3373 | 1617.3928 | 6599.4378 | 1617.3928 | 6599.4378
3374 | 1584.2886 | 6613.9887 | 1584.2886 | 6613.9887
3375 | 1566.9451 | 6595.0293 | 1566.9451 | 6595.0293
3376 | 1558.1064 | 6578.436 | 1558.1064 | 6578.436
3377 | 1575.2187 | 6643.1934 | 1575.2187 | 6643.1934
3378 | 1654.863 | 6663.6549 | 1654.863 | 6663.6549
3379 | 1765.7012 | 6594.0025 | 1765.7012 | 6594.0025
3380 | 1895.9795 | 6547.0049 | 1895.9795 | 6547.0049
3381 | 1985.1667 | 6504.193 | 1985.1667 | 6504.193
3382 | 2055.8248 | 6543.3368 | 2055.8248 | 6543.3368
3383 | 2213.1144 | 6699.0854 | 2213.1144 | 6699.0854
3384 | 2187.1105 | 6788.2479 | 2187.1105 | 6788.2479
3385 | 2100.4815 | 6655.9173 | 2100.4815 | 6655.9173
3386 | 2112.6889 | 6381.0472 | 2112.6889 | 6381.0472
3387 | 2229.3418 | 6168.528 | 2229.3418 | 6168.528
3388 | 2321.6717 | 5946.3714 | 2321.6717 | 5946.3714
3389 | 2347.847 | 5820.9879 | 2347.847 | 5820.9879
3390 | 2290.6483 | 5688.8824 | 2290.6483 | 5688.8824
3391 | 2181.2282 | 5468.1426 | 2181.2282 | 5468.1426
3392 | 2072.7116 | 5272.7672 | 2072.7116 | 5272.7672
3393 | 2008.3037 | 5150.3984 | 2008.3037 | 5150.3984
3394 | 1931.3772 | 5079.0979 | 1931.3772 | 5079.0979
3395 | 1793.8903 | 5051.1212 | 1793.8903 | 5051.1212
3396 | 1704.3547 | 5129.3615 | 1704.3547 | 5129.3615
3397 | 1611.8047 | 5156.5219 | 1611.8047 | 5156.5219
3398 | 1568.1087 | 5186.4793 | 1568.1087 | 5186.4793
3399 | 1558.6123 | 5262.6069 | 1558.6123 | 5262.6069
3400 | 1570.6441 | 5374.5618 | 1570.6441 | 5374.5618
3401 | 1593.2224 | 5520.6847 | 1593.2224 | 5520.6847
3402 | 1657.055 | 5626.845 | 1657.055 | 5626.845
3403 | 1747.8468 | 5599.3197 | 1747.8468 | 5599.3197
3404 | 1865.9993 | 5601.4303 | 1865.9993 | 5601.4303
3405 | 1939.1391 | 5510.2324 | 1939.1391 | 5510.2324
3406 | 2004.5242 | 5448.7525 | 2004.5242 | 5448.7525
3407 | 2147.3028 | 5259.5397 | 2147.3028 | 5259.5397
3408 | 2128.193 | 5003.2594 | 2128.193 | 5003.2594
3409 | 2068.3116 | 4971.5526 | 2068.3116 | 4971.5526
3410 | 2094.8629 | 4904.4296 | 2094.8629 | 4904.4296
3411 | 2187.5161 | 4829.606 | 2187.5161 | 4829.606
3412 | 2286.3456 | 4798.3457 | 2286.3456 | 4798.3457
3413 | 2307.9184 | 4878.5428 | 2307.9184 | 4878.5428
3414 | 2233.6522 | 5009.0701 | 2233.6522 | 5009.0701
3415 | 2138.6296 | 4971.7641 | 2138.6296 | 4971.7641
3416 | 2051.1812 | 4934.7869 | 2051.1812 | 4934.7869
3417 | 2005.3065 | 4936.1517 | 2005.3065 | 4936.1517
3418 | 1939.2896 | 4968.1229 | 1939.2896 | 4968.1229
3419 | 1827.4732 | 5048.2325 | 1827.4732 | 5048.2325
3420 | 1712.754 | 5241.0587 | 1712.754 | 5241.0587
3421 | 1638.6234 | 5442.746 | 1638.6234 | 5442.746
3422 | 1597.4056 | 5709.8192 | 1597.4056 | 5709.8192
3423 | 1586.3669 | 5922.6796 | 1586.3669 | 5922.6796
3424 | 1575.8948 | 6179.7926 | 1575.8948 | 6179.7926
3425 | 1598.717 | 6551.4765 | 1598.717 | 6551.4765
3426 | 1657.2 | 6883.6791 | 1657.2 | 6883.6791
3427 | 1728.3893 | 7065.3454 | 1728.3893 | 7065.3454
3428 | 1821.2024 | 7096.5839 | 1821.2024 | 7096.5839
3429 | 1895.1415 | 6966.8697 | 1895.1415 | 6966.8697
3430 | 1968.4124 | 7006.2543 | 1968.4124 | 7006.2543
3431 | 2083.1931 | 7138.1709 | 2083.1931 | 7138.1709
3432 | 2071.966 | 7108.1737 | 2071.966 | 7108.1737
3433 | 2017.4149 | 6841.7584 | 2017.4149 | 6841.7584
3434 | 2025.7572 | 6579.6467 | 2025.7572 | 6579.6467
3435 | 2112.4387 | 6538.2842 | 2112.4387 | 6538.2842
3436 | 2209.9922 | 6493.0618 | 2209.9922 | 6493.0618
3437 | 2235.7682 | 6514.5215 | 2235.7682 | 6514.5215
3438 | 2179.1677 | 6467.3925 | 2179.1677 | 6467.3925
3439 | 2082.0225 | 6308.7602 | 2082.0225 | 6308.7602
3440 | 2009.7148 | 6096.7747 | 2009.7148 | 6096.7747
3441 | 1952.2451 | 5882.6891 | 1952.2451 | 5882.6891
3442 | 1890.4242 | 5761.5582 | 1890.4242 | 5761.5582
3443 | 1789.9034 | 5851.2968 | 1789.9034 | 5851.2968
3444 | 1712.4039 | 5984.6635 | 1712.4039 | 5984.6635
3445 | 1632.1258 | 5864.7399 | 1632.1258 | 5864.7399
3446 | 1595.4664 | 5733.4104 | 1595.4664 | 5733.4104
3447 | 1571.8072 | 5800.1497 | 1571.8072 | 5800.1497
3448 | 1574.894 | 5967.7124 | 1574.894 | 5967.7124
3449 | 1612.2278 | 6156.9254 | 1612.2278 | 6156.9254
3450 | 1654.622 | 6343.9698 | 1654.622 | 6343.9698
3451 | 1704.9178 | 6335.2213 | 1704.9178 | 6335.2213
3452 | 1786.6442 | 6289.1865 | 1786.6442 | 6289.1865
3453 | 1864.0264 | 6025.1468 | 1864.0264 | 6025.1468
3454 | 1935.0979 | 5767.9561 | 1935.0979 | 5767.9561
3455 | 2030.1968 | 5574.4102 | 2030.1968 | 5574.4102
3456 | 2033.5742 | 5410.5689 | 2033.5742 | 5410.5689
3457 | 1980.1023 | 5441.2104 | 1980.1023 | 5441.2104
3458 | 2016.1854 | 5590.7414 | 2016.1854 | 5590.7414
3459 | 2108.262 | 5814.1782 | 2108.262 | 5814.1782
3460 | 2221.865 | 6022.441 | 2221.865 | 6022.441
3461 | 2257.0528 | 6293.5344 | 2257.0528 | 6293.5344
3462 | 2206.7706 | 6337.8816 | 2206.7706 | 6337.8816
3463 | 2124.0638 | 6064.6634 | 2124.0638 | 6064.6634
3464 | 2059.3831 | 5789.6074 | 2059.3831 | 5789.6074
3465 | 1996.4764 | 5699.2553 | 1996.4764 | 5699.2553
3466 | 1942.4523 | 5863.1448 | 1942.4523 | 5863.1448
3467 | 1814.9073 | 6116.8183 | 1814.9073 | 6116.8183
3468 | 1715.8589 | 6353.4568 | 1715.8589 | 6353.4568
3469 | 1627.1138 | 6331.7497 | 1627.1138 | 6331.7497
3470 | 1595.1673 | 6279.3786 | 1595.1673 | 6279.3786
3471 | 1573.4455 | 6357.9135 | 1573.4455 | 6357.9135
3472 | 1578.1948 | 6490.5708 | 1578.1948 | 6490.5708
3473 | 1586.2434 | 6563.5128 | 1586.2434 | 6563.5128
3474 | 1649.6811 | 6518.0153 | 1649.6811 | 6518.0153
3475 | 1743.1246 | 6475.0835 | 1743.1246 | 6475.0835
3476 | 1843.4658 | 6511.8588 | 1843.4658 | 6511.8588
3477 | 1896.2778 | 6583.6328 | 1896.2778 | 6583.6328
3478 | 2003.458 | 6704.6237 | 2003.458 | 6704.6237
3479 | 2117.2227 | 6593.1657 | 2117.2227 | 6593.1657
3480 | 2091.134 | 6509.0049 | 2091.134 | 6509.0049
3481 | 2018.1548 | 6477.7796 | 2018.1548 | 6477.7796
3482 | 2039.3166 | 6365.1592 | 2039.3166 | 6365.1592
3483 | 2149.4466 | 6175.9905 | 2149.4466 | 6175.9905
3484 | 2262.0103 | 5976.703 | 2262.0103 | 5976.703
3485 | 2306.6876 | 5887.1877 | 2306.6876 | 5887.1877
3486 | 2243.1665 | 5773.8589 | 2243.1665 | 5773.8589
3487 | 2131.6351 | 5587.0616 | 2131.6351 | 5587.0616
3488 | 2059.0725 | 5474.9776 | 2059.0725 | 5474.9776
3489 | 2009.6079 | 5484.7678 | 2009.6079 | 5484.7678
3490 | 1914.2978 | 5629.1585 | 1914.2978 | 5629.1585
3491 | 1797.6314 | 6017.8797 | 1797.6314 | 6017.8797
3492 | 1690.5014 | 6577.8141 | 1690.5014 | 6577.8141
3493 | 1611.7473 | 6875.7921 | 1611.7473 | 6875.7921
3494 | 1572.9602 | 7085.0909 | 1572.9602 | 7085.0909
3495 | 1554.0625 | 7240.6583 | 1554.0625 | 7240.6583
3496 | 1553.9708 | 7327.0961 | 1553.9708 | 7327.0961
3497 | 1588.4136 | 7490.5514 | 1588.4136 | 7490.5514
3498 | 1669.52 | 7753.4247 | 1669.52 | 7753.4247
3499 | 1803.1106 | 7925.4619 | 1803.1106 | 7925.4619
3500 | 1931.6165 | 8098.9699 | 1931.6165 | 8098.9699
3501 | 2020.4839 | 8215.5191 | 2020.4839 | 8215.5191
3502 | 2112.2188 | 8355.2867 | 2112.2188 | 8355.2867
3503 | 2236.3471 | 8518.2572 | 2236.3471 | 8518.2572
3504 | 2219.4566 | 8695.7663 | 2219.4566 | 8695.7663
3505 | 2108.0101 | 8975.8006 | 2108.0101 | 8975.8006
3506 | 2137.0254 | 9191.7722 | 2137.0254 | 9191.7722
3507 | 2258.9424 | 9271.4952 | 2258.9424 | 9271.4952
3508 | 2359.0303 | 9290.3061 | 2359.0303 | 9290.3061
3509 | 2396.7553 | 9450.9059 | 2396.7553 | 9450.9059
3510 | 2336.3451 | 9356.5945 | 2336.3451 | 9356.5945
3511 | 2229.7118 | 8998.3998 | 2229.7118 | 8998.3998
3512 | 2153.0566 | 8714.1962 | 2153.0566 | 8714.1962
3513 | 2093.2025 | 8571.125 | 2093.2025 | 8571.125
3514 | 1991.9645 | 8532.5633 | 1991.9645 | 8532.5633
3515 | 1843.2055 | 8638.1899 | 1843.2055 | 8638.1899
3516 | 1737.8207 | 8864.9586 | 1737.8207 | 8864.9586
3517 | 1655.3894 | 9085.6632 | 1655.3894 | 9085.6632
3518 | 1616.1402 | 9313.2573 | 1616.1402 | 9313.2573
3519 | 1585.6897 | 9438.7339 | 1585.6897 | 9438.7339
3520 | 1584.7164 | 9466.9158 | 1584.7164 | 9466.9158
3521 | 1604.7579 | 9521.3219 | 1604.7579 | 9521.3219
3522 | 1673.8421 | 9614.4829 | 1673.8421 | 9614.4829
3523 | 1813.6141 | 9548.9228 | 1813.6141 | 9548.9228
3524 | 1934.0787 | 9466.5384 | 1934.0787 | 9466.5384
3525 | 2015.778 | 9389.3026 | 2015.778 | 9389.3026
3526 | 2072.2989 | 9367.3018 | 2072.2989 | 9367.3018
3527 | 2197.1329 | 9356.4676 | 2197.1329 | 9356.4676
3528 | 2194.5513 | 9295.6573 | 2194.5513 | 9295.6573
3529 | 2091.028 | 9312.0958 | 2091.028 | 9312.0958
3530 | 2130.2645 | 9244.7321 | 2130.2645 | 9244.7321
3531 | 2234.8669 | 9185.0743 | 2234.8669 | 9185.0743
3532 | 2345.2787 | 9102.5393 | 2345.2787 | 9102.5393
3533 | 2377.8517 | 9111.4813 | 2377.8517 | 9111.4813
3534 | 2326.1363 | 9066.0373 | 2326.1363 | 9066.0373
3535 | 2215.7047 | 8897.0538 | 2215.7047 | 8897.0538
3536 | 2133.4782 | 8699.7526 | 2133.4782 | 8699.7526
3537 | 2057.7114 | 8481.0932 | 2057.7114 | 8481.0932
3538 | 1980.6484 | 8312.0576 | 1980.6484 | 8312.0576
3539 | 1852.5938 | 8244.1203 | 1852.5938 | 8244.1203
3540 | 1750.4385 | 8308.8799 | 1750.4385 | 8308.8799
3541 | 1665.7305 | 8395.0183 | 1665.7305 | 8395.0183
3542 | 1624.7899 | 8505.3785 | 1624.7899 | 8505.3785
3543 | 1609.693 | 8700.1843 | 1609.693 | 8700.1843
3544 | 1611.6485 | 9012.9052 | 1611.6485 | 9012.9052
3545 | 1643.5141 | 9400.7178 | 1643.5141 | 9400.7178
3546 | 1708.1496 | 9746.1604 | 1708.1496 | 9746.1604
3547 | 1832.5427 | 10045.3013 | 1832.5427 | 10045.3013
3548 | 1982.7405 | 10296.0826 | 1982.7405 | 10296.0826
3549 | 2071.8876 | 10255.678 | 2071.8876 | 10255.678
3550 | 2121.5755 | 10094.2965 | 2121.5755 | 10094.2965
3551 | 2244.6268 | 10094.0542 | 2244.6268 | 10094.0542
3552 | 2215.7974 | 10219.5664 | 2215.7974 | 10219.5664
3553 | 2124.7549 | 10371.2933 | 2124.7549 | 10371.2933
3554 | 2143.2196 | 10424.293 | 2143.2196 | 10424.293
3555 | 2243.5144 | 10558.1795 | 2243.5144 | 10558.1795
3556 | 2327.6918 | 10694.9464 | 2327.6918 | 10694.9464
3557 | 2362.6358 | 10805.4751 | 2362.6358 | 10805.4751
3558 | 2325.2617 | 10726.5702 | 2325.2617 | 10726.5702
3559 | 2203.1845 | 10368.3754 | 2203.1845 | 10368.3754
3560 | 2125.4157 | 9915.9039 | 2125.4157 | 9915.9039
3561 | 2052.2646 | 9605.5276 | 2052.2646 | 9605.5276
3562 | 1983.548 | 9510.1544 | 1983.548 | 9510.1544
3563 | 1863.5275 | 9506.2504 | 1863.5275 | 9506.2504
3564 | 1761.1241 | 9618.4332 | 1761.1241 | 9618.4332
3565 | 1681.0593 | 9687.9615 | 1681.0593 | 9687.9615
3566 | 1640.381 | 9765.5828 | 1640.381 | 9765.5828
3567 | 1615.3379 | 9862.4129 | 1615.3379 | 9862.4129
3568 | 1606.1226 | 9962.5721 | 1606.1226 | 9962.5721
3569 | 1627.028 | 10128.1939 | 1627.028 | 10128.1939
3570 | 1682.3764 | 10227.3731 | 1682.3764 | 10227.3731
3571 | 1789.7714 | 10313.2301 | 1789.7714 | 10313.2301
3572 | 1906.9784 | 10387.318 | 1906.9784 | 10387.318
3573 | 1975.0384 | 10276.8619 | 1975.0384 | 10276.8619
3574 | 2054.5935 | 9988.136 | 2054.5935 | 9988.136
3575 | 2188.9552 | 9618.8597 | 2188.9552 | 9618.8597
3576 | 2168.42 | 9316.1191 | 2168.42 | 9316.1191
3577 | 2098.1478 | 9211.9535 | 2098.1478 | 9211.9535
3578 | 2132.6761 | 9131.5906 | 2132.6761 | 9131.5906
3579 | 2242.4544 | 9044.7307 | 2242.4544 | 9044.7307
3580 | 2330.1941 | 8909.4765 | 2330.1941 | 8909.4765
3581 | 2338.237 | 8822.6092 | 2338.237 | 8822.6092
3582 | 2282.3612 | 8564.3629 | 2282.3612 | 8564.3629
3583 | 2204.2511 | 8194.3726 | 2204.2511 | 8194.3726
3584 | 2116.6293 | 7838.6731 | 2116.6293 | 7838.6731
3585 | 2036.1704 | 7576.2015 | 2036.1704 | 7576.2015
3586 | 1966.1369 | 7423.5353 | 1966.1369 | 7423.5353
3587 | 1866.9139 | 7343.0802 | 1866.9139 | 7343.0802
3588 | 1781.0856 | 7408.0806 | 1781.0856 | 7408.0806
3589 | 1703.5119 | 7574.8624 | 1703.5119 | 7574.8624
3590 | 1659.5691 | 7719.165 | 1659.5691 | 7719.165
3591 | 1637.3478 | 7822.9762 | 1637.3478 | 7822.9762
3592 | 1631.5722 | 7909.1733 | 1631.5722 | 7909.1733
3593 | 1659.2123 | 8007.6324 | 1659.2123 | 8007.6324
3594 | 1712.262 | 8129.6806 | 1712.262 | 8129.6806
3595 | 1787.286 | 8186.1689 | 1787.286 | 8186.1689
3596 | 1877.6779 | 8240.2765 | 1877.6779 | 8240.2765
3597 | 1928.129 | 8241.7583 | 1928.129 | 8241.7583
3598 | 2015.6425 | 8226.9794 | 2015.6425 | 8226.9794
3599 | 2126.1407 | 8110.9476 | 2126.1407 | 8110.9476
3600 | 2137.3366 | 7929.5332 | 2137.3366 | 7929.5332
3601 | 2065.1252 | 7840.5335 | 2065.1252 | 7840.5335
3602 | 2093.5412 | 7714.9139 | 2093.5412 | 7714.9139
3603 | 2193.6034 | 7635.998 | 2193.6034 | 7635.998
3604 | 2280.7953 | 7578.017 | 2280.7953 | 7578.017
3605 | 2296.86 | 7631.4935 | 2296.86 | 7631.4935
3606 | 2246.0079 | 7593.7528 | 2246.0079 | 7593.7528
3607 | 2149.2994 | 7371.0872 | 2149.2994 | 7371.0872
3608 | 2095.3234 | 7100.8458 | 2095.3234 | 7100.8458
3609 | 2018.3007 | 6874.2424 | 2018.3007 | 6874.2424
3610 | 1946.5686 | 6809.923 | 1946.5686 | 6809.923
3611 | 1850.6229 | 6855.6086 | 1850.6229 | 6855.6086
3612 | 1761.2538 | 6983.6794 | 1761.2538 | 6983.6794
3613 | 1686.6542 | 7107.1304 | 1686.6542 | 7107.1304
3614 | 1650.465 | 7219.8978 | 1650.465 | 7219.8978
3615 | 1619.7868 | 7327.0792 | 1619.7868 | 7327.0792
3616 | 1599.6468 | 7486.6979 | 1599.6468 | 7486.6979
3617 | 1618.3214 | 7738.4999 | 1618.3214 | 7738.4999
3618 | 1665.0692 | 7984.0409 | 1665.0692 | 7984.0409
3619 | 1740.0737 | 8098.3037 | 1740.0737 | 8098.3037
3620 | 1820.4837 | 8174.0767 | 1820.4837 | 8174.0767
3621 | 1883.3097 | 8120.1914 | 1883.3097 | 8120.1914
3622 | 1963.515 | 8035.3609 | 1963.515 | 8035.3609
3623 | 2094.7972 | 7956.401 | 2094.7972 | 7956.401
3624 | 2097.0876 | 7857.3152 | 2097.0876 | 7857.3152
3625 | 2035.0355 | 7872.0687 | 2035.0355 | 7872.0687
3626 | 2063.374 | 7864.4052 | 2063.374 | 7864.4052
3627 | 2159.668 | 7891.1683 | 2159.668 | 7891.1683
3628 | 2267.6557 | 7883.4992 | 2267.6557 | 7883.4992
3629 | 2304.2663 | 7906.8848 | 2304.2663 | 7906.8848
3630 | 2226.0189 | 7811.129 | 2226.0189 | 7811.129
3631 | 2133.7642 | 7449.3234 | 2133.7642 | 7449.3234
3632 | 2086.7836 | 6929.2076 | 2086.7836 | 6929.2076
3633 | 2019.3733 | 6586.0925 | 2019.3733 | 6586.0925
3634 | 1948.2268 | 6473.387 | 1948.2268 | 6473.387
3635 | 1832.8036 | 6423.2634 | 1832.8036 | 6423.2634
3636 | 1749.0983 | 6398.2195 | 1749.0983 | 6398.2195
3637 | 1690.3728 | 6349.9681 | 1690.3728 | 6349.9681
3638 | 1640.8122 | 6305.291 | 1640.8122 | 6305.291
3639 | 1629.4431 | 6292.9907 | 1629.4431 | 6292.9907
3640 | 1621.4996 | 6221.0849 | 1621.4996 | 6221.0849
3641 | 1656.0234 | 6183.3142 | 1656.0234 | 6183.3142
3642 | 1701.0245 | 6304.0191 | 1701.0245 | 6304.0191
3643 | 1800.0683 | 6371.5414 | 1800.0683 | 6371.5414
3644 | 1910.5528 | 6509.4811 | 1910.5528 | 6509.4811
3645 | 1994.1753 | 6510.6803 | 1994.1753 | 6510.6803
3646 | 2067.0336 | 6567.6283 | 2067.0336 | 6567.6283
3647 | 2201.4181 | 6636.0411 | 2201.4181 | 6636.0411
3648 | 2168.2329 | 6742.6433 | 2168.2329 | 6742.6433
3649 | 2107.2902 | 7012.2532 | 2107.2902 | 7012.2532
3650 | 2147.8449 | 7301.6814 | 2147.8449 | 7301.6814
3651 | 2250.2062 | 7568.5157 | 2250.2062 | 7568.5157
3652 | 2332.396 | 7658.7186 | 2332.396 | 7658.7186
3653 | 2375.649 | 7730.3076 | 2375.649 | 7730.3076
3654 | 2311.9243 | 7654.6654 | 2311.9243 | 7654.6654
3655 | 2214.5798 | 7464.7704 | 2214.5798 | 7464.7704
3656 | 2149.2513 | 7322.5819 | 2149.2513 | 7322.5819
3657 | 2079.7503 | 7234.1882 | 2079.7503 | 7234.1882
3658 | 1984.669 | 7221.5553 | 1984.669 | 7221.5553
3659 | 1867.7001 | 7385.4135 | 1867.7001 | 7385.4135
3660 | 1756.6892 | 7539.6423 | 1756.6892 | 7539.6423
3661 | 1677.7583 | 7648.3456 | 1677.7583 | 7648.3456
3662 | 1638.7023 | 7535.0913 | 1638.7023 | 7535.0913
3663 | 1627.0643 | 7328.1673 | 1627.0643 | 7328.1673
3664 | 1621.9421 | 7213.5215 | 1621.9421 | 7213.5215
3665 | 1660.2764 | 7175.7508 | 1660.2764 | 7175.7508
3666 | 1724.7348 | 7291.6263 | 1724.7348 | 7291.6263
3667 | 1845.6682 | 7303.3693 | 1845.6682 | 7303.3693
3668 | 1984.6029 | 7358.9682 | 1984.6029 | 7358.9682
3669 | 2065.4075 | 7260.6823 | 2065.4075 | 7260.6823
3670 | 2147.1339 | 7149.5679 | 2147.1339 | 7149.5679
3671 | 2273.3092 | 7069.4775 | 2273.3092 | 7069.4775
3672 | 2247.2667 | 6982.4218 | 2247.2667 | 6982.4218
3673 | 2143.3434 | 6926.0489 | 2143.3434 | 6926.0489
3674 | 2187.9544 | 6839.5102 | 2187.9544 | 6839.5102
3675 | 2297.4595 | 6919.4477 | 2297.4595 | 6919.4477
3676 | 2370.1759 | 7031.6243 | 2370.1759 | 7031.6243
3677 | 2412.3919 | 7528.4397 | 2412.3919 | 7528.4397
3678 | 2371.7807 | 7514.1306 | 2371.7807 | 7514.1306
3679 | 2254.3527 | 6772.4794 | 2254.3527 | 6772.4794
3680 | 2177.0992 | 6249.4947 | 2177.0992 | 6249.4947
3681 | 2102.664 | 5961.8894 | 2102.664 | 5961.8894
3682 | 2001.8066 | 5885.7502 | 2001.8066 | 5885.7502
3683 | 1876.5946 | 6143.0568 | 1876.5946 | 6143.0568
3684 | 1767.7229 | 6380.5923 | 1767.7229 | 6380.5923
3685 | 1692.4282 | 6200.016 | 1692.4282 | 6200.016
3686 | 1653.4913 | 5671.194 | 1653.4913 | 5671.194
3687 | 1637.5065 | 5489.8657 | 1637.5065 | 5489.8657
3688 | 1637.0517 | 5504.6471 | 1637.0517 | 5504.6471
3689 | 1671.7739 | 5577.2276 | 1671.7739 | 5577.2276
3690 | 1739.1074 | 5707.5913 | 1739.1074 | 5707.5913
3691 | 1858.4716 | 5743.7226 | 1858.4716 | 5743.7226
3692 | 1997.5536 | 5842.303 | 1997.5536 | 5842.303
3693 | 2097.3421 | 5860.1635 | 2097.3421 | 5860.1635
3694 | 2158.1523 | 5941.9827 | 2158.1523 | 5941.9827
3695 | 2288.0045 | 6056.2746 | 2288.0045 | 6056.2746
3696 | 2269.1391 | 6183.6432 | 2269.1391 | 6183.6432
3697 | 2175.4607 | 6381.0539 | 2175.4607 | 6381.0539
3698 | 2222.8263 | 6589.1071 | 2222.8263 | 6589.1071
3699 | 2316.2252 | 6827.4481 | 2316.2252 | 6827.4481
3700 | 2366.0828 | 7146.8049 | 2366.0828 | 7146.8049
3701 | 2403.979 | 7610.7805 | 2403.979 | 7610.7805
3702 | 2369.5671 | 7738.6965 | 2369.5671 | 7738.6965
3703 | 2265.1955 | 7558.9432 | 2265.1955 | 7558.9432
3704 | 2184.6484 | 7353.9728 | 2184.6484 | 7353.9728
3705 | 2116.3462 | 7127.7005 | 2116.3462 | 7127.7005
3706 | 2004.5927 | 7031.0365 | 2004.5927 | 7031.0365
3707 | 1882.9708 | 7161.3305 | 1882.9708 | 7161.3305
3708 | 1775.54 | 7457.3014 | 1775.54 | 7457.3014
3709 | 1692.7909 | 7735.0329 | 1692.7909 | 7735.0329
3710 | 1650.6517 | 7883.0478 | 1650.6517 | 7883.0478
3711 | 1687.72 | 8029.3925 | 1687.72 | 8029.3925
3712 | 1687.4474 | 8149.9373 | 1687.4474 | 8149.9373
3713 | 1721.0522 | 8280.7118 | 1721.0522 | 8280.7118
3714 | 1790.5238 | 8482.5502 | 1790.5238 | 8482.5502
3715 | 1906.1478 | 8542.104 | 1906.1478 | 8542.104
3716 | 2045.201 | 8606.3958 | 2045.201 | 8606.3958
3717 | 2093.8434 | 8535.6373 | 2093.8434 | 8535.6373
3718 | 2157.9516 | 8516.5225 | 2157.9516 | 8516.5225
3719 | 2271.8211 | 8506.458 | 2271.8211 | 8506.458
3720 | 2241.7443 | 8487.4965 | 2241.7443 | 8487.4965
3721 | 2180.3432 | 8477.9686 | 2180.3432 | 8477.9686
3722 | 2199.6678 | 8399.6398 | 2199.6678 | 8399.6398
3723 | 2310.3067 | 8385.4045 | 2310.3067 | 8385.4045
3724 | 2371.611 | 8284.3642 | 2371.611 | 8284.3642
3725 | 2381.1932 | 8284.9613 | 2381.1932 | 8284.9613
3726 | 2352.2932 | 8250.6103 | 2352.2932 | 8250.6103
3727 | 2249.0192 | 8124.7045 | 2249.0192 | 8124.7045
3728 | 2146.1442 | 7993.6235 | 2146.1442 | 7993.6235
3729 | 2079.2902 | 7903.7811 | 2079.2902 | 7903.7811
3730 | 2000.9791 | 7898.3922 | 2000.9791 | 7898.3922
3731 | 1888.4425 | 7913.0227 | 1888.4425 | 7913.0227
3732 | 1793.1825 | 7922.3703 | 1793.1825 | 7922.3703
3733 | 1712.7468 | 7928.6908 | 1712.7468 | 7928.6908
3734 | 1672.1338 | 7931.3416 | 1672.1338 | 7931.3416
3735 | 1649.4428 | 7998.726 | 1649.4428 | 7998.726
3736 | 1645.027 | 8084.9822 | 1645.027 | 8084.9822
3737 | 1674.7412 | 8219.6202 | 1674.7412 | 8219.6202
3738 | 1728.0304 | 8468.7865 | 1728.0304 | 8468.7865
3739 | 1825.9027 | 8595.71 | 1825.9027 | 8595.71
3740 | 1948.8984 | 8787.9803 | 1948.8984 | 8787.9803
3741 | 2025.5594 | 8850.9954 | 2025.5594 | 8850.9954
3742 | 2105.4488 | 8905.2872 | 2105.4488 | 8905.2872
3743 | 2229.6739 | 8890.8763 | 2229.6739 | 8890.8763
3744 | 2211.9062 | 8881.3321 | 2211.9062 | 8881.3321
3745 | 2142.0404 | 8915.027 | 2142.0404 | 8915.027
3746 | 2177.7854 | 9019.0071 | 2177.7854 | 9019.0071
3747 | 2300.2073 | 9280.7707 | 2300.2073 | 9280.7707
3748 | 2355.4428 | 9417.3355 | 2355.4428 | 9417.3355
3749 | 2386.85 | 9590.0999 | 2386.85 | 9590.0999
3750 | 2328.8948 | 9633.5018 | 2328.8948 | 9633.5018
3751 | 2211.7169 | 9423.8063 | 2211.7169 | 9423.8063
3752 | 2132.0446 | 9120.3167 | 2132.0446 | 9120.3167
3753 | 2066.5694 | 9037.7183 | 2066.5694 | 9037.7183
3754 | 1987.3179 | 9055.752 | 1987.3179 | 9055.752
3755 | 1882.7656 | 9189.4265 | 1882.7656 | 9189.4265
3756 | 1785.5948 | 9174.3857 | 1785.5948 | 9174.3857
3757 | 1718.9081 | 9027.6151 | 1718.9081 | 9027.6151
3758 | 1669.8612 | 8873.3112 | 1669.8612 | 8873.3112
3759 | 1650.4675 | 8846.2813 | 1650.4675 | 8846.2813
3760 | 1640.7426 | 8858.4066 | 1640.7426 | 8858.4066
3761 | 1667.4659 | 8834.1582 | 1667.4659 | 8834.1582
3762 | 1704.2125 | 8909.9499 | 1704.2125 | 8909.9499
3763 | 1785.5542 | 8975.5404 | 1785.5542 | 8975.5404
3764 | 1869.5214 | 9108.1678 | 1869.5214 | 9108.1678
3765 | 1946.3552 | 9082.3225 | 1946.3552 | 9082.3225
3766 | 2029.4557 | 9021.1922 | 2029.4557 | 9021.1922
3767 | 2136.4961 | 8883.3908 | 2136.4961 | 8883.3908
3768 | 2110.6889 | 8785.469 | 2110.6889 | 8785.469
3769 | 2074.4158 | 8911.1635 | 2074.4158 | 8911.1635
3770 | 2107.3807 | 9015.6266 | 2107.3807 | 9015.6266
3771 | 2200.1132 | 9124.5404 | 2200.1132 | 9124.5404
3772 | 2294.9477 | 9001.0434 | 2294.9477 | 9001.0434
3773 | 2314.9452 | 9044.139 | 2314.9452 | 9044.139
3774 | 2229.7582 | 9049.1474 | 2229.7582 | 9049.1474
3775 | 2171.7567 | 8873.2576 | 2171.7567 | 8873.2576
3776 | 2093.008 | 8609.3688 | 2093.008 | 8609.3688
3777 | 2032.4957 | 8443.7052 | 2032.4957 | 8443.7052
3778 | 1964.8022 | 8483.9539 | 1964.8022 | 8483.9539
3779 | 1867.1187 | 8600.9672 | 1867.1187 | 8600.9672
3780 | 1767.0161 | 8682.0309 | 1767.0161 | 8682.0309
3781 | 1691.8882 | 8746.5455 | 1691.8882 | 8746.5455
3782 | 1649.7958 | 8730.3617 | 1649.7958 | 8730.3617
3783 | 1638.8908 | 8734.7227 | 1638.8908 | 8734.7227
3784 | 1632.0469 | 8748.5383 | 1632.0469 | 8748.5383
3785 | 1653.7191 | 8828.6044 | 1653.7191 | 8828.6044
3786 | 1695.4561 | 9051.9335 | 1695.4561 | 9051.9335
3787 | 1785.6391 | 9183.2035 | 1785.6391 | 9183.2035
3788 | 1884.4453 | 9381.9934 | 1884.4453 | 9381.9934
3789 | 1947.3653 | 9426.657 | 1947.3653 | 9426.657
3790 | 2023.2991 | 9464.2874 | 2023.2991 | 9464.2874
3791 | 2141.5856 | 9462.9158 | 2141.5856 | 9462.9158
3792 | 2134.7416 | 9484.0381 | 2134.7416 | 9484.0381
3793 | 2088.1739 | 9494.3105 | 2088.1739 | 9494.3105
3794 | 2114.6649 | 9430.9528 | 2114.6649 | 9430.9528
3795 | 2232.4151 | 9500.5072 | 2232.4151 | 9500.5072
3796 | 2320.0266 | 9504.2643 | 2320.0266 | 9504.2643
3797 | 2341.1251 | 9597.5854 | 2341.1251 | 9597.5854
3798 | 2276.2077 | 9623.843 | 2276.2077 | 9623.843
3799 | 2173.9318 | 9488.52 | 2173.9318 | 9488.52
3800 | 2121.1206 | 9306.0062 | 2121.1206 | 9306.0062
3801 | 2070.3802 | 9151.4501 | 2070.3802 | 9151.4501
3802 | 1985.3819 | 9118.2924 | 1985.3819 | 9118.2924
3803 | 1879.4189 | 9151.5159 | 1879.4189 | 9151.5159
3804 | 1780.761 | 9172.9369 | 1780.761 | 9172.9369
3805 | 1696.6926 | 9179.2575 | 1696.6926 | 9179.2575
3806 | 1658.0395 | 9128.0607 | 1658.0395 | 9128.0607
3807 | 1636.3085 | 9116.7263 | 1636.3085 | 9116.7263
3808 | 1634.5735 | 9116.7782 | 1634.5735 | 9116.7782
3809 | 1663.574 | 9125.6109 | 1663.574 | 9125.6109
3810 | 1716.6766 | 9250.1793 | 1716.6766 | 9250.1793
3811 | 1817.8602 | 9308.5258 | 1817.8602 | 9308.5258
3812 | 1938.7378 | 9460.4707 | 1938.7378 | 9460.4707
3813 | 2015.9548 | 9399.371 | 2015.9548 | 9399.371
3814 | 2099.0816 | 9202.5353 | 2099.0816 | 9202.5353
3815 | 2209.3416 | 8866.4879 | 2209.3416 | 8866.4879
3816 | 2194.7394 | 8580.7035 | 2194.7394 | 8580.7035
3817 | 2121.6712 | 8541.2334 | 2121.6712 | 8541.2334
3818 | 2155.6321 | 8401.0886 | 2155.6321 | 8401.0886
3819 | 2267.3153 | 8185.9513 | 2267.3153 | 8185.9513
3820 | 2346.8354 | 7897.2898 | 2346.8354 | 7897.2898
3821 | 2362.8367 | 7659.7987 | 2362.8367 | 7659.7987
3822 | 2311.22 | 7421.4066 | 2311.22 | 7421.4066
3823 | 2211.5377 | 7011.0506 | 2211.5377 | 7011.0506
3824 | 2150.3435 | 6369.7462 | 2150.3435 | 6369.7462
3825 | 2073.365 | 6103.6316 | 2073.365 | 6103.6316
3826 | 1978.1497 | 6051.1563 | 1978.1497 | 6051.1563
3827 | 1867.2481 | 6218.395 | 1867.2481 | 6218.395
3828 | 1759.2136 | 6361.2748 | 1759.2136 | 6361.2748
3829 | 1685.508 | 6505.9569 | 1685.508 | 6505.9569
3830 | 1649.9434 | 6716.5123 | 1649.9434 | 6716.5123
3831 | 1628.9503 | 6827.6025 | 1628.9503 | 6827.6025
3832 | 1633.8256 | 6859.7698 | 1633.8256 | 6859.7698
3833 | 1660.1681 | 6649.8318 | 1660.1681 | 6649.8318
3834 | 1712.7469 | 6496.2282 | 1712.7469 | 6496.2282
3835 | 1821.5978 | 6665.4088 | 1821.5978 | 6665.4088
3836 | 1971.7707 | 7083.6938 | 1971.7707 | 7083.6938
3837 | 2052.3216 | 7407.7367 | 2052.3216 | 7407.7367
3838 | 2123.8276 | 7663.172 | 2123.8276 | 7663.172
3839 | 2237.7127 | 7740.2777 | 2237.7127 | 7740.2777
3840 | 2217.3534 | 7721.3162 | 2217.3534 | 7721.3162
3841 | 2137.5925 | 7613.7519 | 2137.5925 | 7613.7519
3842 | 2181.6428 | 7312.5475 | 2181.6428 | 7312.5475
3843 | 2290.1421 | 7145.704 | 2290.1421 | 7145.704
3844 | 2355.5367 | 6970.2912 | 2355.5367 | 6970.2912
3845 | 2396.6797 | 7038.4996 | 2396.6797 | 7038.4996
3846 | 2347.8317 | 7248.5149 | 2347.8317 | 7248.5149
3847 | 2246.7919 | 7359.007 | 2246.7919 | 7359.007
3848 | 2184.3299 | 7320.1672 | 2184.3299 | 7320.1672
3849 | 2105.4714 | 7182.9969 | 2105.4714 | 7182.9969
3850 | 2002.2783 | 7088.7475 | 2002.2783 | 7088.7475
3851 | 1871.1921 | 7188.6164 | 1871.1921 | 7188.6164
3852 | 1769.5513 | 7282.7195 | 1769.5513 | 7282.7195
3853 | 1686.2862 | 7373.5541 | 1686.2862 | 7373.5541
3854 | 1636.4931 | 7396.4883 | 1636.4931 | 7396.4883
3855 | 1621.0059 | 7376.7025 | 1621.0059 | 7376.7025
3856 | 1617.2713 | 7306.487 | 1617.2713 | 7306.487
3857 | 1644.4114 | 7322.8052 | 1644.4114 | 7322.8052
3858 | 1718.7969 | 7497.1162 | 1718.7969 | 7497.1162
3859 | 1843.7079 | 7602.7905 | 1843.7079 | 7602.7905
3860 | 1989.1453 | 7760.7722 | 1989.1453 | 7760.7722
3861 | 2075.6507 | 7670.4547 | 2075.6507 | 7670.4547
3862 | 2131.3394 | 7543.8864 | 2131.3394 | 7543.8864
3863 | 2249.6798 | 7520.7826 | 2249.6798 | 7520.7826
3864 | 2228.4922 | 7551.0807 | 2228.4922 | 7551.0807
3865 | 2153.411 | 7549.2797 | 2153.411 | 7549.2797
3866 | 2167.8961 | 7435.2136 | 2167.8961 | 7435.2136
3867 | 2258.9588 | 7364.4747 | 2258.9588 | 7364.4747
3868 | 2337.2554 | 7267.2978 | 2337.2554 | 7267.2978
3869 | 2366.5933 | 7362.3092 | 2366.5933 | 7362.3092
3870 | 2317.767 | 7407.4014 | 2317.767 | 7407.4014
3871 | 2217.4283 | 7290.4299 | 2217.4283 | 7290.4299
3872 | 2154.131 | 7167.076 | 2154.131 | 7167.076
3873 | 2082.0059 | 7130.1152 | 2082.0059 | 7130.1152
3874 | 1977.3702 | 7136.0754 | 1977.3702 | 7136.0754
3875 | 1844.8156 | 7163.9866 | 1844.8156 | 7163.9866
3876 | 1741.046 | 7196.5152 | 1741.046 | 7196.5152
3877 | 1662.9047 | 7259.8224 | 1662.9047 | 7259.8224
3878 | 1618.2107 | 7297.7276 | 1618.2107 | 7297.7276
3879 | 1591.0686 | 7365.5949 | 1591.0686 | 7365.5949
3880 | 1594.1316 | 7452.817 | 1594.1316 | 7452.817
3881 | 1622.133 | 7567.4131 | 1622.133 | 7567.4131
3882 | 1682.4924 | 7745.5875 | 1682.4924 | 7745.5875
3883 | 1798.471 | 7797.8973 | 1798.471 | 7797.8973
3884 | 1943.0712 | 7905.6534 | 1943.0712 | 7905.6534
3885 | 2020.787 | 7899.6086 | 2020.787 | 7899.6086
3886 | 2085.8076 | 7907.0554 | 2085.8076 | 7907.0554
3887 | 2206.1215 | 7905.6838 | 2206.1215 | 7905.6838
3888 | 2190.8764 | 7904.108 | 2190.8764 | 7904.108
3889 | 2115.3879 | 7940.7006 | 2115.3879 | 7940.7006
3890 | 2157.0536 | 7944.9541 | 2157.0536 | 7944.9541
3891 | 2253.978 | 8022.7185 | 2253.978 | 8022.7185
3892 | 2324.5442 | 8039.0319 | 2324.5442 | 8039.0319
3893 | 2328.5941 | 8200.9302 | 2328.5941 | 8200.9302
3894 | 2274.1465 | 8333.1926 | 2274.1465 | 8333.1926
3895 | 2174.7447 | 8366.6561 | 2174.7447 | 8366.6561
3896 | 2119.2975 | 8387.942 | 2119.2975 | 8387.942
3897 | 2050.0505 | 8388.1674 | 2050.0505 | 8388.1674
3898 | 1953.8882 | 8353.5608 | 1953.8882 | 8353.5608
3899 | 1842.4695 | 8384.6112 | 1842.4695 | 8384.6112
3900 | 1738.8192 | 8506.4832 | 1738.8192 | 8506.4832
3901 | 1662.4672 | 8634.021 | 1662.4672 | 8634.021
3902 | 1612.1528 | 8710.3198 | 1612.1528 | 8710.3198
3903 | 1588.9619 | 8789.2947 | 1588.9619 | 8789.2947
3904 | 1587.6701 | 8850.4382 | 1587.6701 | 8850.4382
3905 | 1613.1021 | 8959.4804 | 1613.1021 | 8959.4804
3906 | 1690.8118 | 9187.6389 | 1690.8118 | 9187.6389
3907 | 1797.1308 | 9286.0692 | 1797.1308 | 9286.0692
3908 | 1913.4443 | 9443.3265 | 1913.4443 | 9443.3265
3909 | 1984.826 | 9453.46 | 1984.826 | 9453.46
3910 | 2040.5836 | 9454.1457 | 2040.5836 | 9454.1457
3911 | 2161.6192 | 9372.365 | 2161.6192 | 9372.365
3912 | 2160.9564 | 9329.4981 | 2160.9564 | 9329.4981
3913 | 2094.8645 | 9370.1956 | 2094.8645 | 9370.1956
3914 | 2125.1779 | 9379.7615 | 2125.1779 | 9379.7615
3915 | 2234.9817 | 9447.3841 | 2234.9817 | 9447.3841
3916 | 2312.1077 | 9408.4012 | 2312.1077 | 9408.4012
3917 | 2326.5448 | 9502.9297 | 2326.5448 | 9502.9297
3918 | 2255.3667 | 9554.5415 | 2255.3667 | 9554.5415
3919 | 2157.325 | 9510.0107 | 2157.325 | 9510.0107
3920 | 2084.942 | 9477.2075 | 2084.942 | 9477.2075
3921 | 2013.5565 | 9460.5301 | 2013.5565 | 9460.5301
3922 | 1943.769 | 9437.2726 | 1943.769 | 9437.2726
3923 | 1848.6711 | 9403.8508 | 1848.6711 | 9403.8508
3924 | 1752.701 | 9383.7391 | 1752.701 | 9383.7391
3925 | 1680.8197 | 9415.6554 | 1680.8197 | 9415.6554
3926 | 1630.0639 | 9433.2772 | 1630.0639 | 9433.2772
3927 | 1601.9331 | 9473.1342 | 1601.9331 | 9473.1342
3928 | 1590.4677 | 9463.5273 | 1590.4677 | 9463.5273
3929 | 1621.1979 | 9477.9138 | 1621.1979 | 9477.9138
3930 | 1677.6311 | 9591.1332 | 1677.6311 | 9591.1332
3931 | 1764.3856 | 9564.2412 | 1764.3856 | 9564.2412
3932 | 1852.4258 | 9550.78 | 1852.4258 | 9550.78
3933 | 1898.2992 | 9427.6228 | 1898.2992 | 9427.6228
3934 | 1975.0681 | 9405.1276 | 1975.0681 | 9405.1276
3935 | 2079.1229 | 9395.546 | 2079.1229 | 9395.546
3936 | 2083.2192 | 9385.7603 | 2083.2192 | 9385.7603
3937 | 2038.598 | 9460.7464 | 2038.598 | 9460.7464
3938 | 2074.5974 | 9557.7239 | 2074.5974 | 9557.7239
3939 | 2188.4147 | 9696.8213 | 2188.4147 | 9696.8213
3940 | 2271.8262 | 9706.3736 | 2271.8262 | 9706.3736
3941 | 2241.0676 | 9824.3246 | 2241.0676 | 9824.3246
3942 | 2156.1984 | 9884.1464 | 2156.1984 | 9884.1464
3943 | 2079.0812 | 9828.508 | 2079.0812 | 9828.508
3944 | 2028.9265 | 9618.2253 | 2028.9265 | 9618.2253
3945 | 1996.9107 | 9436.8662 | 1996.9107 | 9436.8662
3946 | 1915.136 | 9284.6643 | 1915.136 | 9284.6643
3947 | 1831.6299 | 9133.4058 | 1831.6299 | 9133.4058
3948 | 1738.5772 | 9049.5464 | 1738.5772 | 9049.5464
3949 | 1662.3653 | 9075.9088 | 1662.3653 | 9075.9088
3950 | 1623.1001 | 9174.4227 | 1623.1001 | 9174.4227
3951 | 1599.0271 | 9328.2529 | 1599.0271 | 9328.2529
3952 | 1599.5868 | 9415.2336 | 1599.5868 | 9415.2336
3953 | 1613.4974 | 9505.4413 | 1613.4974 | 9505.4413
3954 | 1656.7918 | 9599.8261 | 1656.7918 | 9599.8261
3955 | 1754.6077 | 9503.3911 | 1754.6077 | 9503.3911
3956 | 1841.0943 | 9590.1395 | 1841.0943 | 9590.1395
3957 | 1908.3409 | 9561.3965 | 1908.3409 | 9561.3965
3958 | 1983.4968 | 9572.2239 | 1983.4968 | 9572.2239
3959 | 2112.1284 | 9495.7555 | 2112.1284 | 9495.7555
3960 | 2101.0078 | 9424.6367 | 2101.0078 | 9424.6367
3961 | 2051.2324 | 9447.2241 | 2051.2324 | 9447.2241
3962 | 2095.3108 | 9366.2392 | 2095.3108 | 9366.2392
3963 | 2220.6037 | 9261.2117 | 2220.6037 | 9261.2117
3964 | 2276.3644 | 8903.49 | 2276.3644 | 8903.49
3965 | 2303.9173 | 8666.7234 | 2303.9173 | 8666.7234
3966 | 2235.6914 | 8364.1006 | 2235.6914 | 8364.1006
3967 | 2150.6362 | 7893.6189 | 2150.6362 | 7893.6189
3968 | 2082.0278 | 7592.7854 | 2082.0278 | 7592.7854
3969 | 2024.2408 | 7437.5049 | 2024.2408 | 7437.5049
3970 | 1949.4461 | 7379.2344 | 1949.4461 | 7379.2344
3971 | 1848.7253 | 7444.3319 | 1848.7253 | 7444.3319
3972 | 1757.1481 | 7528.7762 | 1757.1481 | 7528.7762
3973 | 1678.6118 | 7604.8812 | 1678.6118 | 7604.8812
3974 | 1632.1494 | 7660.6551 | 1632.1494 | 7660.6551
3975 | 1606.0646 | 7787.6823 | 1606.0646 | 7787.6823
3976 | 1603.0631 | 7889.634 | 1603.0631 | 7889.634
3977 | 1625.6281 | 8093.332 | 1625.6281 | 8093.332
3978 | 1679.1702 | 8373.4063 | 1679.1702 | 8373.4063
3979 | 1778.5033 | 8461.6949 | 1778.5033 | 8461.6949
3980 | 1891.853 | 8627.8865 | 1891.853 | 8627.8865
3981 | 1961.9112 | 8597.9362 | 1961.9112 | 8597.9362
3982 | 2029.7923 | 8597.656 | 2029.7923 | 8597.656
3983 | 2153.8344 | 8708.0844 | 2153.8344 | 8708.0844
3984 | 2137.7515 | 8917.7938 | 2137.7515 | 8917.7938
3985 | 2070.3002 | 9140.3173 | 2070.3002 | 9140.3173
3986 | 2084.2205 | 9253.4733 | 2084.2205 | 9253.4733
3987 | 2211.0199 | 9365.7677 | 2211.0199 | 9365.7677
3988 | 2298.6965 | 9317.126 | 2298.6965 | 9317.126
3989 | 2326.2935 | 9400.7884 | 2326.2935 | 9400.7884
3990 | 2257.4267 | 9320.3168 | 2257.4267 | 9320.3168
3991 | 2163.2788 | 8875.1893 | 2163.2788 | 8875.1893
3992 | 2099.3233 | 8478.9757 | 2099.3233 | 8478.9757
3993 | 2052.6404 | 8278.7821 | 2052.6404 | 8278.7821
3994 | 1959.5946 | 8189.3621 | 1959.5946 | 8189.3621
3995 | 1859.4403 | 8343.0785 | 1859.4403 | 8343.0785
3996 | 1751.1225 | 8673.821 | 1751.1225 | 8673.821
3997 | 1685.4363 | 8945.7572 | 1685.4363 | 8945.7572
3998 | 1631.2844 | 9135.7877 | 1631.2844 | 9135.7877
3999 | 1612.8099 | 9298.7937 | 1612.8099 | 9298.7937
4000 | 1610.6713 | 9435.2755 | 1610.6713 | 9435.2755
4001 | 1634.5409 | 9623.278 | 1634.5409 | 9623.278
4002 | 1700.6 | 9913.494 | 1700.6 | 9913.494
4003 | 1816.7818 | 9867.5259 | 1816.7818 | 9867.5259
4004 | 1963.5944 | 9808.4272 | 1963.5944 | 9808.4272
4005 | 2043.9519 | 9618.1417 | 2043.9519 | 9618.1417
4006 | 2083.0813 | 9599.2684 | 2083.0813 | 9599.2684
4007 | 2201.4829 | 9788.6571 | 2201.4829 | 9788.6571
4008 | 2179.5014 | 10129.2426 | 2179.5014 | 10129.2426
4009 | 2102.8729 | 10402.4745 | 2102.8729 | 10402.4745
4010 | 2112.1525 | 10473.6149 | 2112.1525 | 10473.6149
4011 | 2238.4467 | 10547.5157 | 2238.4467 | 10547.5157
4012 | 2303.7627 | 10523.2624 | 2303.7627 | 10523.2624
4013 | 2313.6621 | 10573.8436 | 2313.6621 | 10573.8436
4014 | 2259.4017 | 10522.5897 | 2259.4017 | 10522.5897
4015 | 2143.0934 | 10314.5846 | 2143.0934 | 10314.5846
4016 | 2097.4201 | 9956.2815 | 2097.4201 | 9956.2815
4017 | 2071.4511 | 9712.865 | 2071.4511 | 9712.865
4018 | 1983.9148 | 9535.0674 | 1983.9148 | 9535.0674
4019 | 1865.7637 | 9382.6015 | 1865.7637 | 9382.6015
4020 | 1763.4325 | 9216.8842 | 1763.4325 | 9216.8842
4021 | 1686.3089 | 9120.3391 | 1686.3089 | 9120.3391
4022 | 1641.825 | 9044.754 | 1641.825 | 9044.754
4023 | 1622.8258 | 9061.1885 | 1622.8258 | 9061.1885
4024 | 1621.7801 | 9096.2533 | 1621.7801 | 9096.2533
4025 | 1649.1503 | 9183.8049 | 1649.1503 | 9183.8049
4026 | 1717.463 | 9323.3444 | 1717.463 | 9323.3444
4027 | 1823.6094 | 9312.1478 | 1823.6094 | 9312.1478
4028 | 1966.487 | 9362.193 | 1966.487 | 9362.193
4029 | 2030.501 | 9396.7148 | 2030.501 | 9396.7148
4030 | 2101.0576 | 9545.1794 | 2101.0576 | 9545.1794
4031 | 2226.7923 | 9587.7551 | 2226.7923 | 9587.7551
4032 | 2209.0939 | 9400.7313 | 2209.0939 | 9400.7313
4033 | 2107.842 | 9160.6007 | 2107.842 | 9160.6007
4034 | 2154.613 | 8866.6404 | 2154.613 | 8866.6404
4035 | 2273.4507 | 8737.2245 | 2273.4507 | 8737.2245
4036 | 2359.8962 | 8643.9111 | 2359.8962 | 8643.9111
4037 | 2353.3416 | 8545.5061 | 2353.3416 | 8545.5061
4038 | 2280.0001 | 8515.7429 | 2280.0001 | 8515.7429
4039 | 2192.2591 | 8437.648 | 2192.2591 | 8437.648
4040 | 2143.5168 | 8350.0314 | 2143.5168 | 8350.0314
4041 | 2096.0857 | 8240.63 | 2096.0857 | 8240.63
4042 | 2004.6611 | 8143.483 | 2004.6611 | 8143.483
4043 | 1875.7826 | 8151.3524 | 1875.7826 | 8151.3524
4044 | 1777.0936 | 8104.6792 | 1777.0936 | 8104.6792
4045 | 1694.2426 | 8075.7453 | 1694.2426 | 8075.7453
4046 | 1642.9162 | 8079.1204 | 1642.9162 | 8079.1204
4047 | 1612.9751 | 8159.7856 | 1612.9751 | 8159.7856
4048 | 1610.6598 | 8405.8942 | 1610.6598 | 8405.8942
4049 | 1641.8386 | 8913.3599 | 1641.8386 | 8913.3599
4050 | 1706.0511 | 9427.6589 | 1706.0511 | 9427.6589
4051 | 1811.5251 | 9607.947 | 1811.5251 | 9607.947
4052 | 1966.7999 | 9692.2807 | 1966.7999 | 9692.2807
4053 | 2032.1585 | 9593.5119 | 2032.1585 | 9593.5119
4054 | 2072.7933 | 9590.817 | 2072.7933 | 9590.817
4055 | 2191.7758 | 9550.086 | 2191.7758 | 9550.086
4056 | 2194.9048 | 9441.781 | 2194.9048 | 9441.781
4057 | 2095.6169 | 9388.3058 | 2095.6169 | 9388.3058
4058 | 2111.3884 | 9316.0137 | 2111.3884 | 9316.0137
4059 | 2216.9603 | 9306.8493 | 2216.9603 | 9306.8493
4060 | 2285.9147 | 9232.3705 | 2285.9147 | 9232.3705
4061 | 2283.6716 | 9348.3897 | 2283.6716 | 9348.3897
4062 | 2231.742 | 9421.7337 | 2231.742 | 9421.7337
4063 | 2134.5943 | 9342.1899 | 2134.5943 | 9342.1899
4064 | 2069.5955 | 9277.7543 | 2069.5955 | 9277.7543
4065 | 2024.8831 | 9238.6204 | 2024.8831 | 9238.6204
4066 | 1951.2224 | 9196.7697 | 1951.2224 | 9196.7697
4067 | 1850.1615 | 9152.2403 | 1850.1615 | 9152.2403
4068 | 1740.1916 | 9117.882 | 1740.1916 | 9117.882
4069 | 1665.9601 | 9135.7931 | 1665.9601 | 9135.7931
4070 | 1612.2438 | 9156.7955 | 1612.2438 | 9156.7955
4071 | 1588.8803 | 9251.2244 | 1588.8803 | 9251.2244
4072 | 1577.4562 | 9332.8927 | 1577.4562 | 9332.8927
4073 | 1596.7566 | 9428.4128 | 1596.7566 | 9428.4128
4074 | 1658.6711 | 9654.6395 | 1658.6711 | 9654.6395
4075 | 1745.5957 | 9745.8257 | 1745.5957 | 9745.8257
4076 | 1879.1464 | 9855.0307 | 1879.1464 | 9855.0307
4077 | 1938.0793 | 9858.1616 | 1938.0793 | 9858.1616
4078 | 2004.447 | 9850.8789 | 2004.447 | 9850.8789
4079 | 2099.8526 | 9856.2684 | 2099.8526 | 9856.2684
4080 | 2101.758 | 9855.1755 | 2101.758 | 9855.1755
4081 | 2034.2697 | 9930.6446 | 2034.2697 | 9930.6446
4082 | 2070.486 | 9957.3547 | 2070.486 | 9957.3547
4083 | 2183.0923 | 9999.1402 | 2183.0923 | 9999.1402
4084 | 2259.0573 | 9944.7033 | 2259.0573 | 9944.7033
4085 | 2269.1515 | 9987.316 | 2269.1515 | 9987.316
4086 | 2185.2274 | 9977.1118 | 2185.2274 | 9977.1118
4087 | 2099.133 | 9753.8941 | 2099.133 | 9753.8941
4088 | 2033.2873 | 9535.4015 | 2033.2873 | 9535.4015
4089 | 1993.9439 | 9433.0027 | 1993.9439 | 9433.0027
4090 | 1935.8507 | 9400.3279 | 1935.8507 | 9400.3279
4091 | 1839.0267 | 9470.4961 | 1839.0267 | 9470.4961
4092 | 1746.8355 | 9580.5362 | 1746.8355 | 9580.5362
4093 | 1670.4075 | 9660.7462 | 1670.4075 | 9660.7462
4094 | 1619.6581 | 9643.8379 | 1619.6581 | 9643.8379
4095 | 1602.0123 | 9593.6271 | 1602.0123 | 9593.6271
4096 | 1591.3726 | 9528.2409 | 1591.3726 | 9528.2409
4097 | 1617.6547 | 9494.3337 | 1617.6547 | 9494.3337
4098 | 1660.8613 | 9588.2356 | 1660.8613 | 9588.2356
4099 | 1733.6702 | 9570.2779 | 1733.6702 | 9570.2779
4100 | 1809.1875 | 9627.0842 | 1809.1875 | 9627.0842
4101 | 1853.9809 | 9605.3438 | 1853.9809 | 9605.3438
4102 | 1921.6606 | 9637.4205 | 1921.6606 | 9637.4205
4103 | 2019.6218 | 9672.0277 | 2019.6218 | 9672.0277
4104 | 2045.1259 | 9741.6852 | 2045.1259 | 9741.6852
4105 | 2009.4205 | 9810.1517 | 2009.4205 | 9810.1517
4106 | 2042.4191 | 9801.1244 | 2042.4191 | 9801.1244
4107 | 2146.4575 | 9815.3825 | 2146.4575 | 9815.3825
4108 | 2213.2921 | 9768.1896 | 2213.2921 | 9768.1896
4109 | 2188.5704 | 9848.9544 | 2188.5704 | 9848.9544
4110 | 2148.1158 | 9762.2046 | 2148.1158 | 9762.2046
4111 | 2076.945 | 9513.6327 | 2076.945 | 9513.6327
4112 | 2044.6284 | 9350.6779 | 2044.6284 | 9350.6779
4113 | 1981.1538 | 9332.7932 | 1981.1538 | 9332.7932
4114 | 1925.3286 | 9367.4881 | 1925.3286 | 9367.4881
4115 | 1836.5509 | 9472.4279 | 1836.5509 | 9472.4279
4116 | 1755.7688 | 9617.2394 | 1755.7688 | 9617.2394
4117 | 1682.6068 | 9749.3652 | 1682.6068 | 9749.3652
4118 | 1642.936 | 9825.6639 | 1642.936 | 9825.6639
4119 | 1616.8571 | 9895.463 | 1616.8571 | 9895.463
4120 | 1601.2915 | 9923.5253 | 1601.2915 | 9923.5253
4121 | 1609.2209 | 9943.9485 | 1609.2209 | 9943.9485
4122 | 1647.4942 | 9977.7247 | 1647.4942 | 9977.7247
4123 | 1709.893 | 9896.2607 | 1709.893 | 9896.2607
4124 | 1789.9637 | 9947.7547 | 1789.9637 | 9947.7547
4125 | 1844.3618 | 9855.5055 | 1844.3618 | 9855.5055
4126 | 1916.3397 | 9799.929 | 1916.3397 | 9799.929
4127 | 2017.2943 | 9791.5547 | 2017.2943 | 9791.5547
4128 | 2029.9468 | 9866.0416 | 2029.9468 | 9866.0416
4129 | 1990.1853 | 9965.1746 | 1990.1853 | 9965.1746
4130 | 2012.2393 | 9945.5227 | 2012.2393 | 9945.5227
4131 | 2115.8779 | 9913.6603 | 2115.8779 | 9913.6603
4132 | 2188.1952 | 9755.1503 | 2188.1952 | 9755.1503
4133 | 2209.2196 | 9761.3012 | 2209.2196 | 9761.3012
4134 | 2144.8651 | 9739.9895 | 2144.8651 | 9739.9895
4135 | 2081.4139 | 9594.7662 | 2081.4139 | 9594.7662
4136 | 2036.2907 | 9473.5855 | 2036.2907 | 9473.5855
4137 | 1997.8577 | 9364.1841 | 1997.8577 | 9364.1841
4138 | 1943.1427 | 9279.835 | 1943.1427 | 9279.835
4139 | 1855.0172 | 9259.6939 | 1855.0172 | 9259.6939
4140 | 1771.2983 | 9291.0151 | 1771.2983 | 9291.0151
4141 | 1701.3333 | 9290.5746 | 1701.3333 | 9290.5746
4142 | 1652.341 | 9272.7005 | 1652.341 | 9272.7005
4143 | 1635.7588 | 9326.3212 | 1635.7588 | 9326.3212
4144 | 1616.5971 | 9421.0288 | 1616.5971 | 9421.0288
4145 | 1623.0757 | 9605.4093 | 1623.0757 | 9605.4093
4146 | 1656.2122 | 9903.8352 | 1656.2122 | 9903.8352
4147 | 1716.9424 | 10065.2888 | 1716.9424 | 10065.2888
4148 | 1807.6313 | 10231.7219 | 1807.6313 | 10231.7219
4149 | 1872.6872 | 10226.6429 | 1872.6872 | 10226.6429
4150 | 1943.1428 | 10177.8276 | 1943.1428 | 10177.8276
4151 | 2074.0562 | 10121.401 | 2074.0562 | 10121.401
4152 | 2057.0151 | 10067.4266 | 2057.0151 | 10067.4266
4153 | 2001.269 | 10043.4105 | 2001.269 | 10043.4105
4154 | 2035.7694 | 9950.1106 | 2035.7694 | 9950.1106
4155 | 2157.6117 | 9861.2615 | 2157.6117 | 9861.2615
4156 | 2229.2032 | 9663.6337 | 2229.2032 | 9663.6337
4157 | 2246.0103 | 9678.236 | 2246.0103 | 9678.236
4158 | 2188.0153 | 9603.8011 | 2188.0153 | 9603.8011
4159 | 2103.8756 | 9237.8754 | 2103.8756 | 9237.8754
4160 | 2039.3756 | 8885.8506 | 2039.3756 | 8885.8506
4161 | 1998.0708 | 8713.1843 | 1998.0708 | 8713.1843
4162 | 1947.8967 | 8638.011 | 1947.8967 | 8638.011
4163 | 1876.5198 | 8538.6682 | 1876.5198 | 8538.6682
4164 | 1785.7863 | 8457.2235 | 1785.7863 | 8457.2235
4165 | 1720.4692 | 8627.5014 | 1720.4692 | 8627.5014
4166 | 1670.2676 | 8725.0493 | 1670.2676 | 8725.0493
4167 | 1637.1848 | 8601.6735 | 1637.1848 | 8601.6735
4168 | 1621.1738 | 8479.5422 | 1621.1738 | 8479.5422
4169 | 1633.2811 | 8415.4513 | 1633.2811 | 8415.4513
4170 | 1691.4039 | 8533.7415 | 1691.4039 | 8533.7415
4171 | 1765.9801 | 8529.5476 | 1765.9801 | 8529.5476
4172 | 1861.1984 | 8541.9236 | 1861.1984 | 8541.9236
4173 | 1933.7859 | 8216.4156 | 1933.7859 | 8216.4156
4174 | 1998.9444 | 8064.7345 | 1998.9444 | 8064.7345
4175 | 2107.6974 | 7918.7231 | 2107.6974 | 7918.7231
4176 | 2139.459 | 7680.2665 | 2139.459 | 7680.2665
4177 | 2070.8042 | 7477.805 | 2070.8042 | 7477.805
4178 | 2080.6397 | 7231.414 | 2080.6397 | 7231.414
4179 | 2191.195 | 7182.8901 | 2191.195 | 7182.8901
4180 | 2267.0236 | 7025.1046 | 2267.0236 | 7025.1046
4181 | 2263.6691 | 6754.2909 | 2263.6691 | 6754.2909
4182 | 2231.5378 | 6693.1368 | 2231.5378 | 6693.1368
4183 | 2138.2576 | 6716.4587 | 2138.2576 | 6716.4587
4184 | 2055.5741 | 6747.8862 | 2055.5741 | 6747.8862
4185 | 2003.5597 | 6776.3635 | 2003.5597 | 6776.3635
4186 | 1968.3879 | 6783.0481 | 1968.3879 | 6783.0481
4187 | 1887.7543 | 6806.8544 | 1887.7543 | 6806.8544
4188 | 1812.3051 | 6915.2041 | 1812.3051 | 6915.2041
4189 | 1736.774 | 7143.9174 | 1736.774 | 7143.9174
4190 | 1675.2838 | 7309.801 | 1675.2838 | 7309.801
4191 | 1638.4026 | 7445.0381 | 1638.4026 | 7445.0381
4192 | 1619.2248 | 7512.4598 | 1619.2248 | 7512.4598
4193 | 1635.1358 | 7697.8062 | 1635.1358 | 7697.8062
4194 | 1693.0377 | 7968.9461 | 1693.0377 | 7968.9461
4195 | 1753.676 | 7937.4662 | 1753.676 | 7937.4662
4196 | 1843.6201 | 7806.1683 | 1843.6201 | 7806.1683
4197 | 1921.2913 | 7582.3186 | 1921.2913 | 7582.3186
4198 | 1982.7341 | 7462.0285 | 1982.7341 | 7462.0285
4199 | 2071.9546 | 7513.0556 | 2071.9546 | 7513.0556
4200 | 2100.1587 | 7618.209 | 2100.1587 | 7618.209
4201 | 2044.4135 | 7699.4733 | 2044.4135 | 7699.4733
4202 | 2057.6111 | 7708.0733 | 2057.6111 | 7708.0733
4203 | 2165.8925 | 7761.4493 | 2165.8925 | 7761.4493
4204 | 2239.6135 | 7778.0042 | 2239.6135 | 7778.0042
4205 | 2233.2729 | 7929.5193 | 2233.2729 | 7929.5193
4206 | 2180.8187 | 8004.5536 | 2180.8187 | 8004.5536
4207 | 2105.7675 | 7944.5688 | 2105.7675 | 7944.5688
4208 | 2029.7739 | 7904.0386 | 2029.7739 | 7904.0386
4209 | 1980.6239 | 7848.4847 | 1980.6239 | 7848.4847
4210 | 1914.8357 | 7755.6842 | 1914.8357 | 7755.6842
4211 | 1867.501 | 7776.1099 | 1867.501 | 7776.1099
4212 | 1810.0372 | 8012.1966 | 1810.0372 | 8012.1966
4213 | 1760.7493 | 8275.1985 | 1760.7493 | 8275.1985
4214 | 1709.1081 | 8370.5732 | 1709.1081 | 8370.5732
4215 | 1659.7701 | 8474.6609 | 1659.7701 | 8474.6609
4216 | 1634.5378 | 8560.1927 | 1634.5378 | 8560.1927
4217 | 1635.166 | 8596.7944 | 1635.166 | 8596.7944
4218 | 1677.2641 | 8678.6228 | 1677.2641 | 8678.6228
4219 | 1733.6193 | 8614.7861 | 1733.6193 | 8614.7861
4220 | 1787.6364 | 8812.8515 | 1787.6364 | 8812.8515
4221 | 1821.5401 | 8978.4909 | 1821.5401 | 8978.4909
4222 | 1877.682 | 9196.2571 | 1877.682 | 9196.2571
4223 | 1953.4112 | 9403.9974 | 1953.4112 | 9403.9974
4224 | 1962.912 | 9628.1949 | 1962.912 | 9628.1949
4225 | 1932.4579 | 9812.8078 | 1932.4579 | 9812.8078
4226 | 1963.4542 | 9907.3707 | 1963.4542 | 9907.3707
4227 | 2046.1261 | 10062.405 | 2046.1261 | 10062.405
4228 | 2109.8324 | 10085.9625 | 2109.8324 | 10085.9625
4229 | 2099.1474 | 10202.4646 | 2099.1474 | 10202.4646
4230 | 2042.8692 | 10187.6726 | 2042.8692 | 10187.6726
4231 | 1995.1034 | 9840.0985 | 1995.1034 | 9840.0985
4232 | 1941.5892 | 9437.8481 | 1941.5892 | 9437.8481
4233 | 1907.4608 | 8995.9443 | 1907.4608 | 8995.9443
4234 | 1858.4476 | 8755.3648 | 1858.4476 | 8755.3648
4235 | 1823.5145 | 8717.3551 | 1823.5145 | 8717.3551
4236 | 1781.2784 | 8622.8711 | 1781.2784 | 8622.8711
4237 | 1737.3662 | 8557.9584 | 1737.3662 | 8557.9584
4238 | 1689.4066 | 8511.3495 | 1689.4066 | 8511.3495
4239 | 1644.414 | 8497.6004 | 1644.414 | 8497.6004
4240 | 1625.8401 | 8436.5607 | 1625.8401 | 8436.5607
4241 | 1629.4752 | 8448.774 | 1629.4752 | 8448.774
4242 | 1663.2726 | 8568.7545 | 1663.2726 | 8568.7545
4243 | 1707.9397 | 8561.18 | 1707.9397 | 8561.18
4244 | 1765.3399 | 8585.6294 | 1765.3399 | 8585.6294
4245 | 1815.9767 | 8478.8921 | 1815.9767 | 8478.8921
4246 | 1893.1724 | 8384.1977 | 1893.1724 | 8384.1977
4247 | 2004.289 | 8244.9474 | 2004.289 | 8244.9474
4248 | 2050.7149 | 8079.4143 | 2050.7149 | 8079.4143
4249 | 2031.7673 | 7929.3516 | 2031.7673 | 7929.3516
4250 | 2069.4498 | 7724.2517 | 2069.4498 | 7724.2517
4251 | 2167.6277 | 7606.4263 | 2167.6277 | 7606.4263
4252 | 2244.0896 | 7434.1527 | 2244.0896 | 7434.1527
4253 | 2263.7123 | 7437.1645 | 2263.7123 | 7437.1645
4254 | 2179.5127 | 7467.7686 | 2179.5127 | 7467.7686
4255 | 2087.0585 | 7457.0434 | 2087.0585 | 7457.0434
4256 | 2011.6683 | 7359.2851 | 2011.6683 | 7359.2851
4257 | 1951.3195 | 7318.9438 | 1951.3195 | 7318.9438
4258 | 1910.362 | 7325.3869 | 1910.362 | 7325.3869
4259 | 1868.3344 | 7202.6216 | 1868.3344 | 7202.6216
4260 | 1824.2605 | 6880.1911 | 1824.2605 | 6880.1911
4261 | 1777.7998 | 6788.7168 | 1777.7998 | 6788.7168
4262 | 1725.0601 | 6934.0756 | 1725.0601 | 6934.0756
4263 | 1667.895 | 7175.559 | 1667.895 | 7175.559
4264 | 1636.5338 | 7262.0567 | 1636.5338 | 7262.0567
4265 | 1635.4494 | 7390.658 | 1635.4494 | 7390.658
4266 | 1664.9023 | 7607.4674 | 1664.9023 | 7607.4674
4267 | 1718.0367 | 7775.6821 | 1718.0367 | 7775.6821
4268 | 1769.4149 | 8066.9546 | 1769.4149 | 8066.9546
4269 | 1822.3529 | 7844.5537 | 1822.3529 | 7844.5537
4270 | 1899.0505 | 7576.9676 | 1899.0505 | 7576.9676
4271 | 2019.6401 | 7525.129 | 2019.6401 | 7525.129
4272 | 2057.3512 | 7649.117 | 2057.3512 | 7649.117
4273 | 2041.1514 | 7804.7537 | 2041.1514 | 7804.7537
4274 | 2061.1941 | 7858.5083 | 2061.1941 | 7858.5083
4275 | 2169.874 | 7794.5305 | 2169.874 | 7794.5305
4276 | 2242.3275 | 7524.9449 | 2242.3275 | 7524.9449
4277 | 2237.2484 | 7675.4942 | 2237.2484 | 7675.4942
4278 | 2179.15 | 7855.0844 | 2179.15 | 7855.0844
4279 | 2091.9751 | 7585.9877 | 2091.9751 | 7585.9877
4280 | 2024.092 | 7213.438 | 2024.092 | 7213.438
4281 | 1953.4724 | 7034.7351 | 1953.4724 | 7034.7351
4282 | 1903.5818 | 7152.4953 | 1903.5818 | 7152.4953
4283 | 1853.3221 | 7518.2213 | 1853.3221 | 7518.2213
4284 | 1817.1934 | 7593.4898 | 1817.1934 | 7593.4898
4285 | 1760.5898 | 7519.6427 | 1760.5898 | 7519.6427
4286 | 1704.394 | 7611.8784 | 1704.394 | 7611.8784
4287 | 1667.8603 | 7668.8797 | 1667.8603 | 7668.8797
4288 | 1640.2331 | 7578.6222 | 1640.2331 | 7578.6222
4289 | 1636.7249 | 7133.7352 | 1636.7249 | 7133.7352
4290 | 1662.1297 | 7028.4254 | 1662.1297 | 7028.4254
4291 | 1716.5908 | 7070.8349 | 1716.5908 | 7070.8349
4292 | 1764.7635 | 7153.9612 | 1764.7635 | 7153.9612
4293 | 1799.0883 | 7088.515 | 1799.0883 | 7088.515
4294 | 1874.2566 | 7038.9753 | 1874.2566 | 7038.9753
4295 | 1980.0576 | 6955.0213 | 1980.0576 | 6955.0213
4296 | 2034.9159 | 6831.0209 | 2034.9159 | 6831.0209
4297 | 2019.2554 | 6808.6951 | 2019.2554 | 6808.6951
4298 | 2057.914 | 6774.5551 | 2057.914 | 6774.5551
4299 | 2163.6695 | 6824.0676 | 2163.6695 | 6824.0676
4300 | 2222.1921 | 6842.3128 | 2222.1921 | 6842.3128
4301 | 2258.3524 | 7021.3553 | 2258.3524 | 7021.3553
4302 | 2189.576 | 7161.8277 | 2189.576 | 7161.8277
4303 | 2098.239 | 7086.6303 | 2098.239 | 7086.6303
4304 | 2034.1485 | 6921.2608 | 2034.1485 | 6921.2608
4305 | 1984.7301 | 6836.0063 | 1984.7301 | 6836.0063
4306 | 1937.5555 | 6998.4382 | 1937.5555 | 6998.4382
4307 | 1887.3575 | 7255.2618 | 1887.3575 | 7255.2618
4308 | 1837.9665 | 7376.8923 | 1837.9665 | 7376.8923
4309 | 1782.195 | 7366.793 | 1782.195 | 7366.793
4310 | 1734.7009 | 7311.0083 | 1734.7009 | 7311.0083
4311 | 1697.518 | 7552.9747 | 1697.518 | 7552.9747
4312 | 1677.921 | 7968.1113 | 1677.921 | 7968.1113
4313 | 1681.7201 | 7914.1622 | 1681.7201 | 7914.1622
4314 | 1705.6938 | 7846.28 | 1705.6938 | 7846.28
4315 | 1760.109 | 7806.3487 | 1760.109 | 7806.3487
4316 | 1823.4155 | 7846.4936 | 1823.4155 | 7846.4936
4317 | 1863.4563 | 7652.3446 | 1863.4563 | 7652.3446
4318 | 1948.1262 | 7807.3288 | 1948.1262 | 7807.3288
4319 | 2050.367 | 7993.8199 | 2050.367 | 7993.8199
4320 | 2098.8726 | 8027.9815 | 2098.8726 | 8027.9815
4321 | 2083.3217 | 8119.6289 | 2083.3217 | 8119.6289
4322 | 2093.3975 | 8204.533 | 2093.3975 | 8204.533
4323 | 2186.6257 | 8449.3937 | 2186.6257 | 8449.3937
4324 | 2278.972 | 8301.5084 | 2278.972 | 8301.5084
4325 | 2292.5442 | 8241.2554 | 2292.5442 | 8241.2554
4326 | 2232.7826 | 8188.3113 | 2232.7826 | 8188.3113
4327 | 2144.6022 | 7920.4219 | 2144.6022 | 7920.4219
4328 | 2056.8405 | 7720.0394 | 2056.8405 | 7720.0394
4329 | 1984.0662 | 7686.2177 | 1984.0662 | 7686.2177
4330 | 1951.4963 | 7654.5088 | 1951.4963 | 7654.5088
4331 | 1890.3558 | 7664.7928 | 1890.3558 | 7664.7928
4332 | 1843.1759 | 7690.0773 | 1843.1759 | 7690.0773
4333 | 1792.6887 | 7869.7724 | 1792.6887 | 7869.7724
4334 | 1743.9507 | 8007.8872 | 1743.9507 | 8007.8872
4335 | 1711.7248 | 8004.5212 | 1711.7248 | 8004.5212
4336 | 1680.9535 | 7962.799 | 1680.9535 | 7962.799
4337 | 1690.4503 | 7924.5454 | 1690.4503 | 7924.5454
4338 | 1726.0219 | 7875.2563 | 1726.0219 | 7875.2563
4339 | 1782.6754 | 7711.4515 | 1782.6754 | 7711.4515
4340 | 1855.8829 | 7663.4603 | 1855.8829 | 7663.4603
4341 | 1906.1275 | 7511.0853 | 1906.1275 | 7511.0853
4342 | 1969.6909 | 7381.1365 | 1969.6909 | 7381.1365
4343 | 2075.6295 | 7272.3112 | 2075.6295 | 7272.3112
4344 | 2115.9132 | 7245.8642 | 2115.9132 | 7245.8642
4345 | 2092.4854 | 7234.646 | 2092.4854 | 7234.646
4346 | 2124.7811 | 7143.2779 | 2124.7811 | 7143.2779
4347 | 2205.0124 | 7055.1532 | 2205.0124 | 7055.1532
4348 | 2293.7816 | 6885.0528 | 2293.7816 | 6885.0528
4349 | 2318.4969 | 6879.1302 | 2318.4969 | 6879.1302
4350 | 2260.0277 | 6956.5792 | 2260.0277 | 6956.5792
4351 | 2156.1107 | 6811.5974 | 2156.1107 | 6811.5974
4352 | 2070.3074 | 6513.4201 | 2070.3074 | 6513.4201
4353 | 1989.9175 | 6472.1129 | 1989.9175 | 6472.1129
4354 | 1941.0915 | 6547.616 | 1941.0915 | 6547.616
4355 | 1889.0867 | 6658.834 | 1889.0867 | 6658.834
4356 | 1776.3422 | 6786.2598 | 1776.3422 | 6786.2598
4357 | 1739.708 | 6862.1233 | 1739.708 | 6862.1233
4358 | 1701.6962 | 6936.7318 | 1701.6962 | 6936.7318
4359 | 1665.1703 | 6943.2661 | 1665.1703 | 6943.2661
4360 | 1636.1118 | 6813.6492 | 1636.1118 | 6813.6492
4361 | 1639.3783 | 6673.4958 | 1639.3783 | 6673.4958
4362 | 1677.3558 | 6752.4266 | 1677.3558 | 6752.4266
4363 | 1723.5494 | 6815.3609 | 1723.5494 | 6815.3609
4364 | 1789.6525 | 6888.5871 | 1789.6525 | 6888.5871
4365 | 1836.7607 | 6753.3564 | 1836.7607 | 6753.3564
4366 | 1910.0873 | 6705.024 | 1910.0873 | 6705.024
4367 | 2020.5966 | 6877.0269 | 2020.5966 | 6877.0269
4368 | 2053.5763 | 7014.2957 | 2053.5763 | 7014.2957
4369 | 2020.544 | 7032.0537 | 2020.544 | 7032.0537
4370 | 2059.4192 | 6780.3503 | 2059.4192 | 6780.3503
4371 | 2138.9095 | 6594.9137 | 2138.9095 | 6594.9137
4372 | 2206.0705 | 6582.0095 | 2206.0705 | 6582.0095
4373 | 2226.3976 | 6902.5527 | 2226.3976 | 6902.5527
4374 | 2149.4727 | 7089.6285 | 2149.4727 | 7089.6285
4375 | 2048.3885 | 6975.0717 | 2048.3885 | 6975.0717
4376 | 1980.2638 | 6796.4215 | 1980.2638 | 6796.4215
4377 | 1905.6632 | 6755.8387 | 1905.6632 | 6755.8387
4378 | 1844.8706 | 6825.788 | 1844.8706 | 6825.788
4379 | 1799.4801 | 6823.2742 | 1799.4801 | 6823.2742
4380 | 1774.5065 | 6765.0813 | 1774.5065 | 6765.0813
4381 | 1772.9243 | 6624.8978 | 1772.9243 | 6624.8978
4382 | 1737.1094 | 6694.5683 | 1737.1094 | 6694.5683
4383 | 1675.6995 | 6210.8983 | 1675.6995 | 6210.8983
4384 | 1644.334 | 5224.7542 | 1644.334 | 5224.7542
4385 | 1639.4994 | 4960.0886 | 1639.4994 | 4960.0886
4386 | 1652.1157 | 4967.5927 | 1652.1157 | 4967.5927
4387 | 1668.8703 | 5058.7214 | 1668.8703 | 5058.7214
4388 | 1681.1837 | 5272.2497 | 1681.1837 | 5272.2497
4389 | 1680.4512 | 5545.5983 | 1680.4512 | 5545.5983
4390 | 1700.6516 | 5863.2481 | 1700.6516 | 5863.2481
4391 | 1786.0683 | 5797.6252 | 1786.0683 | 5797.6252
4392 | 1828.9283 | 5658.4435 | 1828.9283 | 5658.4435
4393 | 1821.1892 | 5415.0136 | 1821.1892 | 5415.0136
4394 | 1869.1679 | 5323.5232 | 1869.1679 | 5323.5232
4395 | 1988.457 | 5344.0748 | 1988.457 | 5344.0748
4396 | 2061.2652 | 5608.9272 | 2061.2652 | 5608.9272
4397 | 2079.3208 | 5386.7129 | 2079.3208 | 5386.7129
4398 | 2036.4054 | 4903.487 | 2036.4054 | 4903.487
4399 | 1988.6256 | 4671.2634 | 1988.6256 | 4671.2634
4400 | 1950.2885 | 4568.2533 | 1950.2885 | 4568.2533
4401 | 1892.027 | 4520.6899 | 1892.027 | 4520.6899
4402 | 1847.6742 | 4441.5173 | 1847.6742 | 4441.5173
4403 | 1824.3581 | 4353.8299 | 1824.3581 | 4353.8299
4404 | 1791.7048 | 4296.6166 | 1791.7048 | 4296.6166
4405 | 1755.3689 | 4263.5522 | 1755.3689 | 4263.5522
4406 | 1718.1891 | 4303.7424 | 1718.1891 | 4303.7424
4407 | 1671.411 | 4334.7391 | 1671.411 | 4334.7391
4408 | 1638.0095 | 4391.8808 | 1638.0095 | 4391.8808
4409 | 1639.5133 | 4566.7185 | 1639.5133 | 4566.7185
4410 | 1657.5181 | 4793.6368 | 1657.5181 | 4793.6368
4411 | 1695.5346 | 4813.8778 | 1695.5346 | 4813.8778
4412 | 1742.1275 | 4868.3028 | 1742.1275 | 4868.3028
4413 | 1778.4718 | 4773.7108 | 1778.4718 | 4773.7108
4414 | 1828.8646 | 4937.2081 | 1828.8646 | 4937.2081
4415 | 1933.1534 | 5174.2642 | 1933.1534 | 5174.2642
4416 | 1981.0446 | 5536.4718 | 1981.0446 | 5536.4718
4417 | 1984.3849 | 5843.4899 | 1984.3849 | 5843.4899
4418 | 2034.6765 | 6095.1856 | 2034.6765 | 6095.1856
4419 | 2126.7684 | 6237.2589 | 2126.7684 | 6237.2589
4420 | 2211.3532 | 5975.5175 | 2211.3532 | 5975.5175
4421 | 2231.3996 | 5822.1655 | 2231.3996 | 5822.1655
4422 | 2176.0296 | 5721.5077 | 2176.0296 | 5721.5077
4423 | 2086.949 | 5685.519 | 2086.949 | 5685.519
4424 | 2032.1709 | 5653.8466 | 2032.1709 | 5653.8466
4425 | 1983.1114 | 5604.708 | 1983.1114 | 5604.708
4426 | 1926.45 | 5581.5704 | 1926.45 | 5581.5704
4427 | 1876.0925 | 5677.9657 | 1876.0925 | 5677.9657
4428 | 1835.2564 | 5788.1823 | 1835.2564 | 5788.1823
4429 | 1784.2417 | 5803.7266 | 1784.2417 | 5803.7266
4430 | 1737.7066 | 5907.153 | 1737.7066 | 5907.153
4431 | 1689.0229 | 6038.0675 | 1689.0229 | 6038.0675
4432 | 1657.8493 | 6134.8163 | 1657.8493 | 6134.8163
4433 | 1650.3449 | 6278.5984 | 1650.3449 | 6278.5984
4434 | 1672.5177 | 6520.8194 | 1672.5177 | 6520.8194
4435 | 1710.4681 | 6772.4016 | 1710.4681 | 6772.4016
4436 | 1754.2246 | 7012.7098 | 1754.2246 | 7012.7098
4437 | 1790.8212 | 7036.0387 | 1790.8212 | 7036.0387
4438 | 1853.1751 | 7190.0844 | 1853.1751 | 7190.0844
4439 | 1953.2212 | 7267.137 | 1953.2212 | 7267.137
4440 | 1998.9658 | 7300.1109 | 1998.9658 | 7300.1109
4441 | 1980.9226 | 7351.4835 | 1980.9226 | 7351.4835
4442 | 2037.8357 | 7410.995 | 2037.8357 | 7410.995
4443 | 2135.7913 | 7565.6705 | 2135.7913 | 7565.6705
4444 | 2224.4752 | 7678.1708 | 2224.4752 | 7678.1708
4445 | 2236.5947 | 7929.6659 | 2236.5947 | 7929.6659
4446 | 2198.1158 | 8032.4443 | 2198.1158 | 8032.4443
4447 | 2122.8355 | 7790.319 | 2122.8355 | 7790.319
4448 | 2058.2818 | 7497.8251 | 2058.2818 | 7497.8251
4449 | 1992.6555 | 7412.905 | 1992.6555 | 7412.905
4450 | 1921.3559 | 7473.0323 | 1921.3559 | 7473.0323
4451 | 1889.5121 | 7448.5811 | 1889.5121 | 7448.5811
4452 | 1827.9521 | 7329.4818 | 1827.9521 | 7329.4818
4453 | 1774.9977 | 7209.1019 | 1774.9977 | 7209.1019
4454 | 1717.9891 | 7080.0619 | 1717.9891 | 7080.0619
4455 | 1676.3699 | 7024.4182 | 1676.3699 | 7024.4182
4456 | 1646.167 | 7094.6123 | 1646.167 | 7094.6123
4457 | 1650.0087 | 7383.0952 | 1650.0087 | 7383.0952
4458 | 1663.1145 | 7926.6448 | 1663.1145 | 7926.6448
4459 | 1698.0895 | 8287.8216 | 1698.0895 | 8287.8216
4460 | 1733.6631 | 8539.1566 | 1733.6631 | 8539.1566
4461 | 1767.7818 | 8578.4635 | 1767.7818 | 8578.4635
4462 | 1830.714 | 8601.9859 | 1830.714 | 8601.9859
4463 | 1940.2174 | 8620.7531 | 1940.2174 | 8620.7531
4464 | 1978.8515 | 8682.0821 | 1978.8515 | 8682.0821
4465 | 1963.8858 | 8757.9841 | 1963.8858 | 8757.9841
4466 | 1986.2018 | 8774.963 | 1986.2018 | 8774.963
4467 | 2089.1251 | 8713.375 | 2089.1251 | 8713.375
4468 | 2180.1335 | 8527.472 | 2180.1335 | 8527.472
4469 | 2221.741 | 8482.1393 | 2221.741 | 8482.1393
4470 | 2176.9966 | 8419.0632 | 2176.9966 | 8419.0632
4471 | 2100.3371 | 8171.0868 | 2100.3371 | 8171.0868
4472 | 2056.0083 | 7943.8545 | 2056.0083 | 7943.8545
4473 | 2022.3809 | 7859.3846 | 2022.3809 | 7859.3846
4474 | 1966.1183 | 7891.8319 | 1966.1183 | 7891.8319
4475 | 1901.129 | 8076.4429 | 1901.129 | 8076.4429
4476 | 1828.9499 | 8248.0954 | 1828.9499 | 8248.0954
4477 | 1753.6417 | 8288.6192 | 1753.6417 | 8288.6192
4478 | 1704.3 | 8325.4337 | 1704.3 | 8325.4337
4479 | 1664.1912 | 8421.017 | 1664.1912 | 8421.017
4480 | 1631.3784 | 8518.4409 | 1631.3784 | 8518.4409
4481 | 1636.9482 | 8613.3893 | 1636.9482 | 8613.3893
4482 | 1651.1021 | 8668.1519 | 1651.1021 | 8668.1519
4483 | 1700.1622 | 8545.0424 | 1700.1622 | 8545.0424
4484 | 1750.9751 | 8526.5544 | 1750.9751 | 8526.5544
4485 | 1796.0506 | 8571.0372 | 1796.0506 | 8571.0372
4486 | 1861.3248 | 8670.6231 | 1861.3248 | 8670.6231
4487 | 1968.6574 | 8739.3492 | 1968.6574 | 8739.3492
4488 | 1995.7583 | 8788.9761 | 1995.7583 | 8788.9761
4489 | 1984.6559 | 8827.0714 | 1984.6559 | 8827.0714
4490 | 2001.0115 | 8922.3642 | 2001.0115 | 8922.3642
4491 | 2104.6072 | 8919.5117 | 2104.6072 | 8919.5117
4492 | 2193.3218 | 8841.628 | 2193.3218 | 8841.628
4493 | 2220.4131 | 8920.5174 | 2220.4131 | 8920.5174
4494 | 2180.8142 | 8982.5636 | 2180.8142 | 8982.5636
4495 | 2109.9712 | 8862.635 | 2109.9712 | 8862.635
4496 | 2075.2202 | 8659.7071 | 2075.2202 | 8659.7071
4497 | 2045.0767 | 8491.0721 | 2045.0767 | 8491.0721
4498 | 1974.7069 | 8389.3955 | 1974.7069 | 8389.3955
4499 | 1902.4848 | 8364.0442 | 1902.4848 | 8364.0442
4500 | 1827.1487 | 8312.907 | 1827.1487 | 8312.907
4501 | 1757.1071 | 8243.1611 | 1757.1071 | 8243.1611
4502 | 1702.5886 | 8202.3368 | 1702.5886 | 8202.3368
4503 | 1666.8734 | 8252.2369 | 1666.8734 | 8252.2369
4504 | 1641.4245 | 8402.7703 | 1641.4245 | 8402.7703
4505 | 1641.6322 | 8678.876 | 1641.6322 | 8678.876
4506 | 1672.4347 | 9099.5537 | 1672.4347 | 9099.5537
4507 | 1737.2537 | 9331.1074 | 1737.2537 | 9331.1074
4508 | 1825.7379 | 9543.0605 | 1825.7379 | 9543.0605
4509 | 1856.1086 | 9592.9442 | 1856.1086 | 9592.9442
4510 | 1922.8285 | 9656.2987 | 1922.8285 | 9656.2987
4511 | 2058.5196 | 9619.2559 | 2058.5196 | 9619.2559
4512 | 2058.6418 | 9458.0203 | 2058.6418 | 9458.0203
4513 | 2012.4046 | 9252.6222 | 2012.4046 | 9252.6222
4514 | 2058.4144 | 8943.0679 | 2058.4144 | 8943.0679
4515 | 2163.0554 | 8754.7823 | 2163.0554 | 8754.7823
4516 | 2258.5395 | 8637.0666 | 2258.5395 | 8637.0666
4517 | 2268.5848 | 8707.6295 | 2268.5848 | 8707.6295
4518 | 2213.1216 | 8816.2589 | 2213.1216 | 8816.2589
4519 | 2137.1584 | 8775.5445 | 2137.1584 | 8775.5445
4520 | 2096.6059 | 8747.9228 | 2096.6059 | 8747.9228
4521 | 2044.388 | 8766.7462 | 2044.388 | 8766.7462
4522 | 1980.141 | 8750.1348 | 1980.141 | 8750.1348
4523 | 1903.7997 | 8722.533 | 1903.7997 | 8722.533
4524 | 1816.5175 | 8706.277 | 1816.5175 | 8706.277
4525 | 1736.3484 | 8690.5408 | 1736.3484 | 8690.5408
4526 | 1698.9035 | 8698.7752 | 1698.9035 | 8698.7752
4527 | 1662.7712 | 8717.8448 | 1662.7712 | 8717.8448
4528 | 1635.6317 | 8784.2132 | 1635.6317 | 8784.2132
4529 | 1646.0635 | 8914.493 | 1646.0635 | 8914.493
4530 | 1681.7363 | 9158.5142 | 1681.7363 | 9158.5142
4531 | 1757.7764 | 9285.8743 | 1757.7764 | 9285.8743
4532 | 1878.2925 | 9406.2361 | 1878.2925 | 9406.2361
4533 | 1948.2608 | 9421.4636 | 1948.2608 | 9421.4636
4534 | 2022.8758 | 9422.032 | 2022.8758 | 9422.032
4535 | 2153.3563 | 9451.151 | 2153.3563 | 9451.151
4536 | 2149.4905 | 9514.0553 | 2149.4905 | 9514.0553
4537 | 2087.5973 | 9571.2789 | 2087.5973 | 9571.2789
4538 | 2119.3159 | 9657.5702 | 2119.3159 | 9657.5702
4539 | 2212.6552 | 9839.9256 | 2212.6552 | 9839.9256
4540 | 2310.5113 | 9986.4069 | 2310.5113 | 9986.4069
4541 | 2333.2321 | 10181.1919 | 2333.2321 | 10181.1919
4542 | 2285.1103 | 10284.8705 | 2285.1103 | 10284.8705
4543 | 2181.2738 | 10172.8183 | 2181.2738 | 10172.8183
4544 | 2130.4394 | 10023.675 | 2130.4394 | 10023.675
4545 | 2082.2041 | 9958.7835 | 2082.2041 | 9958.7835
4546 | 2024.5594 | 9931.1451 | 2024.5594 | 9931.1451
4547 | 1910.4019 | 10034.2917 | 1910.4019 | 10034.2917
4548 | 1811.8682 | 10231.1486 | 1811.8682 | 10231.1486
4549 | 1739.5307 | 10364.3889 | 1739.5307 | 10364.3889
4550 | 1696.5547 | 10465.565 | 1696.5547 | 10465.565
4551 | 1660.0576 | 10580.0515 | 1660.0576 | 10580.0515
4552 | 1631.5325 | 10731.4851 | 1631.5325 | 10731.4851
4553 | 1645.3826 | 10965.0582 | 1645.3826 | 10965.0582
4554 | 1686.9563 | 11340.2779 | 1686.9563 | 11340.2779
4555 | 1773.1468 | 11499.1436 | 1773.1468 | 11499.1436
4556 | 1900.9347 | 11282.3953 | 1900.9347 | 11282.3953
4557 | 1952.3516 | 11007.3211 | 1952.3516 | 11007.3211
4558 | 2021.7268 | 11013.5155 | 2021.7268 | 11013.5155
4559 | 2159.2187 | 11097.5442 | 2159.2187 | 11097.5442
4560 | 2134.6911 | 11053.7795 | 2134.6911 | 11053.7795
4561 | 2071.5682 | 10924.2199 | 2071.5682 | 10924.2199
4562 | 2106.4434 | 10825.9783 | 2106.4434 | 10825.9783
4563 | 2202.0211 | 10835.2779 | 2202.0211 | 10835.2779
4564 | 2292.4718 | 10889.9429 | 2292.4718 | 10889.9429
4565 | 2312.7439 | 11089.4537 | 2312.7439 | 11089.4537
4566 | 2284.4766 | 11260.1943 | 2284.4766 | 11260.1943
4567 | 2173.8402 | 11178.9726 | 2173.8402 | 11178.9726
4568 | 2123.3946 | 10996.9734 | 2123.3946 | 10996.9734
4569 | 2082.2822 | 10939.5082 | 2082.2822 | 10939.5082
4570 | 2015.2935 | 10903.7684 | 2015.2935 | 10903.7684
4571 | 1912.9304 | 10927.7008 | 1912.9304 | 10927.7008
4572 | 1815.1278 | 10970.1803 | 1815.1278 | 10970.1803
4573 | 1740.4347 | 11041.5345 | 1740.4347 | 11041.5345
4574 | 1689.4868 | 11117.5061 | 1689.4868 | 11117.5061
4575 | 1659.0758 | 11140.8514 | 1659.0758 | 11140.8514
4576 | 1637.072 | 11180.8901 | 1637.072 | 11180.8901
4577 | 1655.8399 | 11294.2919 | 1655.8399 | 11294.2919
4578 | 1695.894 | 11533.8123 | 1695.894 | 11533.8123
4579 | 1785.0925 | 11709.7811 | 1785.0925 | 11709.7811
4580 | 1911.4978 | 11853.7721 | 1911.4978 | 11853.7721
4581 | 1983.3577 | 11858.6478 | 1983.3577 | 11858.6478
4582 | 2038.739 | 11830.1859 | 2038.739 | 11830.1859
4583 | 2182.516 | 11809.346 | 2182.516 | 11809.346
4584 | 2169.0824 | 11809.4641 | 2169.0824 | 11809.4641
4585 | 2102.689 | 11714.1106 | 2102.689 | 11714.1106
4586 | 2126.3956 | 11432.0112 | 2126.3956 | 11432.0112
4587 | 2221.0998 | 11301.786 | 2221.0998 | 11301.786
4588 | 2320.7892 | 11087.303 | 2320.7892 | 11087.303
4589 | 2339.559 | 10884.2172 | 2339.559 | 10884.2172
4590 | 2291.9312 | 10590.0249 | 2291.9312 | 10590.0249
4591 | 2195.3657 | 10158.1907 | 2195.3657 | 10158.1907
4592 | 2135.221 | 9739.2243 | 2135.221 | 9739.2243
4593 | 2073.0485 | 9437.5907 | 2073.0485 | 9437.5907
4594 | 2005.9033 | 9196.8393 | 2005.9033 | 9196.8393
4595 | 1905.2097 | 9033.0883 | 1905.2097 | 9033.0883
4596 | 1815.3846 | 8944.5945 | 1815.3846 | 8944.5945
4597 | 1739.9886 | 8897.5776 | 1739.9886 | 8897.5776
4598 | 1693.1341 | 8827.9483 | 1693.1341 | 8827.9483
4599 | 1660.777 | 8799.5344 | 1660.777 | 8799.5344
4600 | 1635.5574 | 8886.8315 | 1635.5574 | 8886.8315
4601 | 1645.3223 | 9084.1732 | 1645.3223 | 9084.1732
4602 | 1677.743 | 9394.8063 | 1677.743 | 9394.8063
4603 | 1757.5066 | 9558.3979 | 1757.5066 | 9558.3979
4604 | 1861.5238 | 9689.5616 | 1861.5238 | 9689.5616
4605 | 1936.7455 | 9714.4658 | 1936.7455 | 9714.4658
4606 | 2004.5676 | 9749.9154 | 2004.5676 | 9749.9154
4607 | 2127.5917 | 9775.2087 | 2127.5917 | 9775.2087
4608 | 2140.827 | 9809.983 | 2140.827 | 9809.983
4609 | 2095.6771 | 9828.2747 | 2095.6771 | 9828.2747
4610 | 2121.499 | 9833.1014 | 2121.499 | 9833.1014
4611 | 2213.5944 | 9869.856 | 2213.5944 | 9869.856
4612 | 2318.8603 | 9837.8805 | 2318.8603 | 9837.8805
4613 | 2350.6848 | 9942.1994 | 2350.6848 | 9942.1994
4614 | 2307.198 | 10040.252 | 2307.198 | 10040.252
4615 | 2215.2124 | 9999.0874 | 2215.2124 | 9999.0874
4616 | 2155.5045 | 9964.9395 | 2155.5045 | 9964.9395
4617 | 2095.4205 | 9946.6314 | 2095.4205 | 9946.6314
4618 | 2024.1808 | 9859.3573 | 2024.1808 | 9859.3573
4619 | 1934.8777 | 9810.8269 | 1934.8777 | 9810.8269
4620 | 1857.3391 | 9836.2033 | 1857.3391 | 9836.2033
4621 | 1778.2563 | 9788.5113 | 1778.2563 | 9788.5113
4622 | 1720.6194 | 9745.6617 | 1720.6194 | 9745.6617
4623 | 1681.3769 | 9699.4697 | 1681.3769 | 9699.4697
4624 | 1658.4875 | 9652.8679 | 1658.4875 | 9652.8679
4625 | 1668.4621 | 9651.9493 | 1668.4621 | 9651.9493
4626 | 1691.9367 | 9731.0162 | 1691.9367 | 9731.0162
4627 | 1750.8022 | 9677.6691 | 1750.8022 | 9677.6691
4628 | 1838.6739 | 9608.9972 | 1838.6739 | 9608.9972
4629 | 1894.1714 | 9451.394 | 1894.1714 | 9451.394
4630 | 1954.9436 | 9332.466 | 1954.9436 | 9332.466
4631 | 2075.0099 | 9215.309 | 2075.0099 | 9215.309
4632 | 2074.5003 | 9117.5346 | 2074.5003 | 9117.5346
4633 | 2041.9955 | 9029.8325 | 2041.9955 | 9029.8325
4634 | 2072.7709 | 8946.8936 | 2072.7709 | 8946.8936
4635 | 2161.6537 | 8892.2818 | 2161.6537 | 8892.2818
4636 | 2254.8042 | 8735.8592 | 2254.8042 | 8735.8592
4637 | 2284.7059 | 8703.5787 | 2284.7059 | 8703.5787
4638 | 2232.542 | 8655.3553 | 2232.542 | 8655.3553
4639 | 2147.4331 | 8515.6232 | 2147.4331 | 8515.6232
4640 | 2096.2183 | 8366.4798 | 2096.2183 | 8366.4798
4641 | 2046.3157 | 8234.9765 | 2046.3157 | 8234.9765
4642 | 1985.6705 | 8068.0383 | 1985.6705 | 8068.0383
4643 | 1895.5705 | 7991.6028 | 1895.5705 | 7991.6028
4644 | 1816.0467 | 7942.491 | 1816.0467 | 7942.491
4645 | 1741.7866 | 7826.8369 | 1741.7866 | 7826.8369
4646 | 1697.3926 | 7693.9713 | 1697.3926 | 7693.9713
4647 | 1665.1654 | 7684.0107 | 1665.1654 | 7684.0107
4648 | 1639.877 | 7714.8227 | 1639.877 | 7714.8227
4649 | 1641.184 | 7673.3969 | 1641.184 | 7673.3969
4650 | 1662.1037 | 7537.1004 | 1662.1037 | 7537.1004
4651 | 1726.5221 | 7506.4824 | 1726.5221 | 7506.4824
4652 | 1799.241 | 7604.1151 | 1799.241 | 7604.1151
4653 | 1847.2039 | 7540.8037 | 1847.2039 | 7540.8037
4654 | 1939.0029 | 7475.8853 | 1939.0029 | 7475.8853
4655 | 2056.376 | 7435.0169 | 2056.376 | 7435.0169
4656 | 2061.6272 | 7388.7767 | 2061.6272 | 7388.7767
4657 | 2024.8722 | 7269.569 | 2024.8722 | 7269.569
4658 | 2057.7681 | 7119.7931 | 2057.7681 | 7119.7931
4659 | 2142.0082 | 7186.9281 | 2142.0082 | 7186.9281
4660 | 2237.1929 | 7223.1397 | 2237.1929 | 7223.1397
4661 | 2281.5353 | 7397.6711 | 2281.5353 | 7397.6711
4662 | 2226.6959 | 7529.0297 | 2226.6959 | 7529.0297
4663 | 2126.2056 | 7431.155 | 2126.2056 | 7431.155
4664 | 2088.3029 | 7234.9783 | 2088.3029 | 7234.9783
4665 | 2040.3338 | 7067.0184 | 2040.3338 | 7067.0184
4666 | 1957.8385 | 7047.7065 | 1957.8385 | 7047.7065
4667 | 1862.0284 | 7169.5314 | 1862.0284 | 7169.5314
4668 | 1780.2266 | 7206.6099 | 1780.2266 | 7206.6099
4669 | 1702.4149 | 7298.6678 | 1702.4149 | 7298.6678
4670 | 1653.5599 | 7567.4987 | 1653.5599 | 7567.4987
4671 | 1623.1568 | 7760.9744 | 1623.1568 | 7760.9744
4672 | 1600.5573 | 7847.1463 | 1600.5573 | 7847.1463
4673 | 1603.3784 | 7927.4671 | 1603.3784 | 7927.4671
4674 | 1639.4009 | 8030.3883 | 1639.4009 | 8030.3883
4675 | 1713.3537 | 8047.0287 | 1713.3537 | 8047.0287
4676 | 1809.2729 | 8066.1224 | 1809.2729 | 8066.1224
4677 | 1844.8766 | 7930.123 | 1844.8766 | 7930.123
4678 | 1905.451 | 7859.3536 | 1905.451 | 7859.3536
4679 | 2032.009 | 7802.2823 | 2032.009 | 7802.2823
4680 | 2046.3917 | 7761.218 | 2046.3917 | 7761.218
4681 | 1987.9384 | 7720.9994 | 1987.9384 | 7720.9994
4682 | 2005.3099 | 7695.2206 | 2005.3099 | 7695.2206
4683 | 2100.8968 | 7730.3999 | 2100.8968 | 7730.3999
4684 | 2189.7295 | 7732.1804 | 2189.7295 | 7732.1804
4685 | 2239.8272 | 7874.9811 | 2239.8272 | 7874.9811
4686 | 2186.7266 | 7920.1493 | 2186.7266 | 7920.1493
4687 | 2090.2845 | 7844.7787 | 2090.2845 | 7844.7787
4688 | 2051.8406 | 7764.4976 | 2051.8406 | 7764.4976
4689 | 2005.6754 | 7711.3082 | 2005.6754 | 7711.3082
4690 | 1938.5157 | 7612.107 | 1938.5157 | 7612.107
4691 | 1849.0933 | 7507.3166 | 1849.0933 | 7507.3166
4692 | 1758.1306 | 7437.276 | 1758.1306 | 7437.276
4693 | 1676.6596 | 7380.8075 | 1676.6596 | 7380.8075
4694 | 1629.47 | 7340.6583 | 1629.47 | 7340.6583
4695 | 1589.103 | 7312.4695 | 1589.103 | 7312.4695
4696 | 1573.7533 | 7295.348 | 1573.7533 | 7295.348
4697 | 1584.2369 | 7321.2092 | 1584.2369 | 7321.2092
4698 | 1630.6941 | 7528.5489 | 1630.6941 | 7528.5489
4699 | 1737.3162 | 7809.6114 | 1737.3162 | 7809.6114
4700 | 1883.3053 | 7895.9921 | 1883.3053 | 7895.9921
4701 | 1948.917 | 7782.9468 | 1948.917 | 7782.9468
4702 | 2005.4507 | 7729.2805 | 2005.4507 | 7729.2805
4703 | 2141.8317 | 7748.9478 | 2141.8317 | 7748.9478
4704 | 2128.3673 | 7730.1625 | 2128.3673 | 7730.1625
4705 | 2050.9366 | 7640.21 | 2050.9366 | 7640.21
4706 | 2095.1908 | 7590.577 | 2095.1908 | 7590.577
4707 | 2159.3069 | 7566.3457 | 2159.3069 | 7566.3457
4708 | 2276.6322 | 7456.9564 | 2276.6322 | 7456.9564
4709 | 2328.8515 | 7519.1928 | 2328.8515 | 7519.1928
4710 | 2297.9878 | 7552.6589 | 2297.9878 | 7552.6589
4711 | 2173.8375 | 7449.8333 | 2173.8375 | 7449.8333
4712 | 2131.2633 | 7302.9404 | 2131.2633 | 7302.9404
4713 | 2096.7239 | 7208.5686 | 2096.7239 | 7208.5686
4714 | 1984.6078 | 7205.9097 | 1984.6078 | 7205.9097
4715 | 1882.0413 | 7308.8312 | 1882.0413 | 7308.8312
4716 | 1785.0031 | 7469.9068 | 1785.0031 | 7469.9068
4717 | 1702.8357 | 7550.7127 | 1702.8357 | 7550.7127
4718 | 1663.0412 | 7601.4798 | 1663.0412 | 7601.4798
4719 | 1638.9282 | 7629.551 | 1638.9282 | 7629.551
4720 | 1611.8701 | 7678.3662 | 1611.8701 | 7678.3662
4721 | 1628.2871 | 7794.6935 | 1628.2871 | 7794.6935
4722 | 1685.5212 | 8015.7607 | 1685.5212 | 8015.7607
4723 | 1784.0243 | 8067.2823 | 1784.0243 | 8067.2823
4724 | 1955.7822 | 8088.4014 | 1955.7822 | 8088.4014
4725 | 1997.0514 | 7999.6604 | 1997.0514 | 7999.6604
4726 | 2053.0123 | 7951.395 | 2053.0123 | 7951.395
4727 | 2189.7875 | 7951.7089 | 2189.7875 | 7951.7089
4728 | 2179.977 | 7992.7843 | 2179.977 | 7992.7843
4729 | 2100.7395 | 7986.9967 | 2100.7395 | 7986.9967
4730 | 2123.0143 | 7914.1846 | 2123.0143 | 7914.1846
4731 | 2200.8518 | 7861.8233 | 2200.8518 | 7861.8233
4732 | 2329.485 | 7716.8777 | 2329.485 | 7716.8777
4733 | 2388.3451 | 7725.7796 | 2388.3451 | 7725.7796
4734 | 2353.258 | 7693.759 | 2353.258 | 7693.759
4735 | 2238.2986 | 7526.1219 | 2238.2986 | 7526.1219
4736 | 2174.6886 | 7326.3446 | 2174.6886 | 7326.3446
4737 | 2121.9943 | 7230.6226 | 2121.9943 | 7230.6226
4738 | 2038.8711 | 7120.3945 | 2038.8711 | 7120.3945
4739 | 1935.8812 | 7061.2871 | 1935.8812 | 7061.2871
4740 | 1819.0225 | 7148.5496 | 1819.0225 | 7148.5496
4741 | 1737.5356 | 7320.4967 | 1737.5356 | 7320.4967
4742 | 1706.8143 | 7378.015 | 1706.8143 | 7378.015
4743 | 1678.0692 | 7341.7247 | 1678.0692 | 7341.7247
4744 | 1669.3179 | 7474.705 | 1669.3179 | 7474.705
4745 | 1682.805 | 7756.8868 | 1682.805 | 7756.8868
4746 | 1738.5363 | 8159.1112 | 1738.5363 | 8159.1112
4747 | 1839.7486 | 8431.6222 | 1839.7486 | 8431.6222
4748 | 1973.7581 | 8681.8321 | 1973.7581 | 8681.8321
4749 | 2032.7066 | 8797.8776 | 2032.7066 | 8797.8776
4750 | 2092.438 | 8871.3589 | 2092.438 | 8871.3589
4751 | 2198.0251 | 8926.5825 | 2198.0251 | 8926.5825
4752 | 2169.848 | 8993.5375 | 2169.848 | 8993.5375
4753 | 2107.2207 | 9053.6868 | 2107.2207 | 9053.6868
4754 | 2141.8363 | 9094.97 | 2141.8363 | 9094.97
4755 | 2210.2345 | 9145.902 | 2210.2345 | 9145.902
4756 | 2326.1522 | 9125.1785 | 2326.1522 | 9125.1785
4757 | 2376.4152 | 9250.8762 | 2376.4152 | 9250.8762
4758 | 2320.6899 | 9324.1744 | 2320.6899 | 9324.1744
4759 | 2207.8005 | 9289.536 | 2207.8005 | 9289.536
4760 | 2162.438 | 9255.3882 | 2162.438 | 9255.3882
4761 | 2128.5371 | 9262.2845 | 2128.5371 | 9262.2845
4762 | 2028.0168 | 9242.5225 | 2028.0168 | 9242.5225
4763 | 1922.4053 | 9227.2979 | 1922.4053 | 9227.2979
4764 | 1823.9197 | 9259.2005 | 1823.9197 | 9259.2005
4765 | 1754.4832 | 9300.3994 | 1754.4832 | 9300.3994
4766 | 1713.8691 | 9368.4945 | 1713.8691 | 9368.4945
4767 | 1684.9198 | 9436.8479 | 1684.9198 | 9436.8479
4768 | 1666.1895 | 9500.2908 | 1666.1895 | 9500.2908
4769 | 1678.2255 | 9601.7654 | 1678.2255 | 9601.7654
4770 | 1723.6328 | 9817.2066 | 1723.6328 | 9817.2066
4771 | 1808.8756 | 9908.1102 | 1808.8756 | 9908.1102
4772 | 1917.3701 | 9996.7413 | 1917.3701 | 9996.7413
4773 | 1981.5598 | 10003.1923 | 1981.5598 | 10003.1923
4774 | 2050.1822 | 10033.0158 | 2050.1822 | 10033.0158
4775 | 2176.4261 | 10052.233 | 2176.4261 | 10052.233
4776 | 2181.4457 | 10085.6571 | 2181.4457 | 10085.6571
4777 | 2124.38 | 10112.9504 | 2124.38 | 10112.9504
4778 | 2153.6166 | 10142.7566 | 2153.6166 | 10142.7566
4779 | 2225.9927 | 10186.7124 | 2225.9927 | 10186.7124
4780 | 2343.6997 | 10105.4531 | 2343.6997 | 10105.4531
4781 | 2403.2333 | 10135.7338 | 2403.2333 | 10135.7338
4782 | 2352.5622 | 10058.2552 | 2352.5622 | 10058.2552
4783 | 2264.5378 | 9878.6909 | 2264.5378 | 9878.6909
4784 | 2191.9876 | 9756.7775 | 2191.9876 | 9756.7775
4785 | 2145.3349 | 9666.4565 | 2145.3349 | 9666.4565
4786 | 2078.5533 | 9564.3298 | 2078.5533 | 9564.3298
4787 | 1955.9534 | 9515.3492 | 1955.9534 | 9515.3492
4788 | 1854.7766 | 9537.3501 | 1854.7766 | 9537.3501
4789 | 1783.373 | 9529.7152 | 1783.373 | 9529.7152
4790 | 1736.62 | 9478.9892 | 1736.62 | 9478.9892
4791 | 1705.5869 | 9482.9811 | 1705.5869 | 9482.9811
4792 | 1686.6776 | 9472.6108 | 1686.6776 | 9472.6108
4793 | 1699.1843 | 9520.0758 | 1699.1843 | 9520.0758
4794 | 1737.1823 | 9732.8165 | 1737.1823 | 9732.8165
4795 | 1803.7531 | 9812.0181 | 1803.7531 | 9812.0181
4796 | 1883.5777 | 9841.0135 | 1883.5777 | 9841.0135
4797 | 1936.7671 | 9743.0459 | 1936.7671 | 9743.0459
4798 | 2000.3665 | 9644.8217 | 2000.3665 | 9644.8217
4799 | 2131.3817 | 9533.0656 | 2131.3817 | 9533.0656
4800 | 2149.9808 | 9444.968 | 2149.9808 | 9444.968
4801 | 2100.1141 | 9366.0424 | 2100.1141 | 9366.0424
4802 | 2093.583 | 9303.5821 | 2093.583 | 9303.5821
4803 | 2155.6419 | 9294.2034 | 2155.6419 | 9294.2034
4804 | 2282.9405 | 9234.9981 | 2282.9405 | 9234.9981
4805 | 2334.8334 | 9317.9382 | 2334.8334 | 9317.9382
4806 | 2292.9345 | 9385.8354 | 2292.9345 | 9385.8354
4807 | 2206.3441 | 9351.197 | 2206.3441 | 9351.197
4808 | 2139.036 | 9309.6228 | 2139.036 | 9309.6228
4809 | 2097.1211 | 9283.8883 | 2097.1211 | 9283.8883
4810 | 2032.1008 | 9203.3655 | 2032.1008 | 9203.3655
4811 | 1936.071 | 9117.4784 | 1936.071 | 9117.4784
4812 | 1848.319 | 9058.9148 | 1848.319 | 9058.9148
4813 | 1770.3857 | 9009.6476 | 1770.3857 | 9009.6476
4814 | 1728.2564 | 8986.3765 | 1728.2564 | 8986.3765
4815 | 1699.4425 | 8999.595 | 1699.4425 | 8999.595
4816 | 1677.4704 | 9058.087 | 1677.4704 | 9058.087
4817 | 1682.8714 | 9171.2637 | 1682.8714 | 9171.2637
4818 | 1713.1084 | 9424.9617 | 1713.1084 | 9424.9617
4819 | 1773.1351 | 9569.1998 | 1773.1351 | 9569.1998
4820 | 1847.1633 | 9717.9166 | 1847.1633 | 9717.9166
4821 | 1898.7405 | 9787.8289 | 1898.7405 | 9787.8289
4822 | 1976.8078 | 9801.4496 | 1976.8078 | 9801.4496
4823 | 2094.5597 | 9740.1025 | 2094.5597 | 9740.1025
4824 | 2102.2678 | 9656.7307 | 2102.2678 | 9656.7307
4825 | 2036.6389 | 9588.607 | 2036.6389 | 9588.607
4826 | 2078.6247 | 9535.3734 | 2078.6247 | 9535.3734
4827 | 2149.3074 | 9547.3735 | 2149.3074 | 9547.3735
4828 | 2274.1888 | 9547.5787 | 2274.1888 | 9547.5787
4829 | 2321.1433 | 9693.08 | 2321.1433 | 9693.08
4830 | 2260.6536 | 9709.218 | 2260.6536 | 9709.218
4831 | 2173.2866 | 9455.6156 | 2173.2866 | 9455.6156
4832 | 2123.9053 | 9235.5846 | 2123.9053 | 9235.5846
4833 | 2082.5525 | 9182.1702 | 2082.5525 | 9182.1702
4834 | 2013.9538 | 9099.847 | 2013.9538 | 9099.847
4835 | 1917.9794 | 9067.0694 | 1917.9794 | 9067.0694
4836 | 1818.0984 | 9005.1303 | 1818.0984 | 9005.1303
4837 | 1740.5319 | 8939.8852 | 1740.5319 | 8939.8852
4838 | 1701.48 | 8996.9534 | 1701.48 | 8996.9534
4839 | 1668.4161 | 9141.5953 | 1668.4161 | 9141.5953
4840 | 1654.9115 | 9304.2808 | 1654.9115 | 9304.2808
4841 | 1667.8256 | 9475.7429 | 1667.8256 | 9475.7429
4842 | 1701.1677 | 9698.8355 | 1701.1677 | 9698.8355
4843 | 1794.4695 | 9761.159 | 1794.4695 | 9761.159
4844 | 1894.0365 | 9820.7599 | 1894.0365 | 9820.7599
4845 | 1934.5536 | 9750.2472 | 1934.5536 | 9750.2472
4846 | 1991.8936 | 9679.2528 | 1991.8936 | 9679.2528
4847 | 2126.8426 | 9607.3288 | 2126.8426 | 9607.3288
4848 | 2114.9538 | 9543.3105 | 2114.9538 | 9543.3105
4849 | 2032.6969 | 9459.434 | 2032.6969 | 9459.434
4850 | 2052.9745 | 9350.3904 | 2052.9745 | 9350.3904
4851 | 2132.29 | 9266.2985 | 2132.29 | 9266.2985
4852 | 2256.9188 | 9149.0328 | 2256.9188 | 9149.0328
4853 | 2304.948 | 9205.4181 | 2304.948 | 9205.4181
4854 | 2275.2575 | 9229.8826 | 2275.2575 | 9229.8826
4855 | 2182.8991 | 9054.3691 | 2182.8991 | 9054.3691
4856 | 2133.5455 | 8706.2904 | 2133.5455 | 8706.2904
4857 | 2083.9848 | 8472.6188 | 2083.9848 | 8472.6188
4858 | 2014.1003 | 8492.2388 | 2014.1003 | 8492.2388
4859 | 1914.5954 | 8669.1985 | 1914.5954 | 8669.1985
4860 | 1813.3779 | 8869.8812 | 1813.3779 | 8869.8812
4861 | 1741.9146 | 9042.0534 | 1741.9146 | 9042.0534
4862 | 1698.741 | 9269.0268 | 1698.741 | 9269.0268
4863 | 1657.8084 | 9563.7705 | 1657.8084 | 9563.7705
4864 | 1650.308 | 9845.5022 | 1650.308 | 9845.5022
4865 | 1662.6759 | 10038.7932 | 1662.6759 | 10038.7932
4866 | 1716.3485 | 10133.1629 | 1716.3485 | 10133.1629
4867 | 1831.1255 | 10186.4848 | 1831.1255 | 10186.4848
4868 | 1967.9499 | 10252.3868 | 1967.9499 | 10252.3868
4869 | 2032.2189 | 10181.424 | 2032.2189 | 10181.424
4870 | 2084.3086 | 10110.6546 | 2084.3086 | 10110.6546
4871 | 2200.3753 | 10098.1412 | 2200.3753 | 10098.1412
4872 | 2174.9669 | 10060.0025 | 2174.9669 | 10060.0025
4873 | 2100.8967 | 10018.2086 | 2100.8967 | 10018.2086
4874 | 2128.2301 | 10017.4093 | 2128.2301 | 10017.4093
4875 | 2190.3154 | 9993.853 | 2190.3154 | 9993.853
4876 | 2329.2083 | 9885.814 | 2329.2083 | 9885.814
4877 | 2381.3012 | 9893.8157 | 2381.3012 | 9893.8157
4878 | 2335.2009 | 9809.8109 | 2335.2009 | 9809.8109
4879 | 2245.1496 | 9538.2053 | 2245.1496 | 9538.2053
4880 | 2189.4766 | 9215.331 | 2189.4766 | 9215.331
4881 | 2146.1113 | 8932.8258 | 2146.1113 | 8932.8258
4882 | 2058.5601 | 8687.1235 | 2058.5601 | 8687.1235
4883 | 1922.9758 | 8579.4075 | 1922.9758 | 8579.4075
4884 | 1824.2385 | 8566.3021 | 1824.2385 | 8566.3021
4885 | 1748.1093 | 8529.4121 | 1748.1093 | 8529.4121
4886 | 1704.7812 | 8444.48 | 1704.7812 | 8444.48
4887 | 1666.7226 | 8345.6285 | 1666.7226 | 8345.6285
4888 | 1653.8673 | 8255.8191 | 1653.8673 | 8255.8191
4889 | 1663.3435 | 8182.2125 | 1663.3435 | 8182.2125
4890 | 1705.175 | 8182.7404 | 1705.175 | 8182.7404
4891 | 1821.2873 | 8108.2396 | 1821.2873 | 8108.2396
4892 | 1950.1726 | 8044.9686 | 1950.1726 | 8044.9686
4893 | 2011.9961 | 7918.646 | 2011.9961 | 7918.646
4894 | 2059.2677 | 7847.4265 | 2059.2677 | 7847.4265
4895 | 2180.2038 | 7807.2332 | 2180.2038 | 7807.2332
4896 | 2168.5882 | 7790.0232 | 2168.5882 | 7790.0232
4897 | 2082.5307 | 7778.8347 | 2082.5307 | 7778.8347
4898 | 2110.4244 | 7806.8405 | 2110.4244 | 7806.8405
4899 | 2173.1202 | 7875.1006 | 2173.1202 | 7875.1006
4900 | 2310.1015 | 7804.8683 | 2310.1015 | 7804.8683
4901 | 2377.4491 | 7851.802 | 2377.4491 | 7851.802
4902 | 2343.3254 | 7842.0604 | 2343.3254 | 7842.0604
4903 | 2241.8636 | 7668.3472 | 2241.8636 | 7668.3472
4904 | 2176.6421 | 7501.8758 | 2176.6421 | 7501.8758
4905 | 2107.1211 | 7415.1554 | 2107.1211 | 7415.1554
4906 | 2028.8558 | 7417.4474 | 2028.8558 | 7417.4474
4907 | 1908.5016 | 7620.0617 | 1908.5016 | 7620.0617
4908 | 1815.8896 | 7919.0868 | 1815.8896 | 7919.0868
4909 | 1734.083 | 8130.641 | 1734.083 | 8130.641
4910 | 1702.2043 | 8308.1057 | 1702.2043 | 8308.1057
4911 | 1672.2766 | 8470.0757 | 1672.2766 | 8470.0757
4912 | 1651.7973 | 8703.1988 | 1651.7973 | 8703.1988
4913 | 1671.2642 | 8975.7039 | 1671.2642 | 8975.7039
4914 | 1719.1977 | 9325.719 | 1719.1977 | 9325.719
4915 | 1819.3275 | 9539.4945 | 1819.3275 | 9539.4945
4916 | 1945.6302 | 9778.0023 | 1945.6302 | 9778.0023
4917 | 2009.9378 | 9952.1082 | 2009.9378 | 9952.1082
4918 | 2058.6435 | 10096.2521 | 2058.6435 | 10096.2521
4919 | 2178.1035 | 10219.6629 | 2178.1035 | 10219.6629
4920 | 2178.5937 | 10287.7431 | 2178.5937 | 10287.7431
4921 | 2094.9861 | 10259.2265 | 2094.9861 | 10259.2265
4922 | 2118.3763 | 10222.4208 | 2118.3763 | 10222.4208
4923 | 2185.6642 | 10211.0167 | 2185.6642 | 10211.0167
4924 | 2300.6536 | 10133.8082 | 2300.6536 | 10133.8082
4925 | 2354.9945 | 10156.6626 | 2354.9945 | 10156.6626
4926 | 2309.3458 | 9997.4944 | 2309.3458 | 9997.4944
4927 | 2203.5319 | 9569.0358 | 2203.5319 | 9569.0358
4928 | 2145.6591 | 9196.6527 | 2145.6591 | 9196.6527
4929 | 2093.5701 | 8942.5025 | 2093.5701 | 8942.5025
4930 | 2001.5822 | 8737.5325 | 2001.5822 | 8737.5325
4931 | 1908.4167 | 8619.0146 | 1908.4167 | 8619.0146
4932 | 1822.7256 | 8567.8774 | 1822.7256 | 8567.8774
4933 | 1750.5934 | 8387.8618 | 1750.5934 | 8387.8618
4934 | 1700.966 | 8133.9246 | 1700.966 | 8133.9246
4935 | 1668.3347 | 7861.5673 | 1668.3347 | 7861.5673
4936 | 1651.0513 | 7585.6497 | 1651.0513 | 7585.6497
4937 | 1662.4546 | 7420.4518 | 1662.4546 | 7420.4518
4938 | 1695.643 | 7656.3717 | 1695.643 | 7656.3717
4939 | 1779.165 | 8078.5343 | 1779.165 | 8078.5343
4940 | 1885.2048 | 8058.6961 | 1885.2048 | 8058.6961
4941 | 1954.8751 | 7673.8023 | 1954.8751 | 7673.8023
4942 | 2013.4978 | 7412.6491 | 2013.4978 | 7412.6491
4943 | 2126.6641 | 7254.3097 | 2126.6641 | 7254.3097
4944 | 2122.2811 | 7293.5847 | 2122.2811 | 7293.5847
4945 | 2063.3624 | 7302.6499 | 2063.3624 | 7302.6499
4946 | 2076.6018 | 7297.3498 | 2076.6018 | 7297.3498
4947 | 2144.517 | 7338.155 | 2144.517 | 7338.155
4948 | 2256.0523 | 7267.2476 | 2256.0523 | 7267.2476
4949 | 2304.1679 | 7199.1858 | 2304.1679 | 7199.1858
4950 | 2291.7255 | 6954.5023 | 2291.7255 | 6954.5023
4951 | 2178.8142 | 6693.9237 | 2178.8142 | 6693.9237
4952 | 2114.0736 | 6513.0497 | 2114.0736 | 6513.0497
4953 | 2057.8569 | 6352.0661 | 2057.8569 | 6352.0661
4954 | 1987.7537 | 6203.8062 | 1987.7537 | 6203.8062
4955 | 1892.6856 | 6156.1759 | 1892.6856 | 6156.1759
4956 | 1794.6106 | 6174.8011 | 1794.6106 | 6174.8011
4957 | 1715.8018 | 6150.9634 | 1715.8018 | 6150.9634
4958 | 1668.3438 | 6172.9253 | 1668.3438 | 6172.9253
4959 | 1637.887 | 6237.453 | 1637.887 | 6237.453
4960 | 1619.1538 | 6223.4821 | 1619.1538 | 6223.4821
4961 | 1635.6523 | 6365.689 | 1635.6523 | 6365.689
4962 | 1664.5083 | 6677.8974 | 1664.5083 | 6677.8974
4963 | 1743.6559 | 6610.1477 | 1743.6559 | 6610.1477
4964 | 1809.0636 | 6692.0276 | 1809.0636 | 6692.0276
4965 | 1873.583 | 6690.6022 | 1873.583 | 6690.6022
4966 | 1940.5853 | 6699.0469 | 1940.5853 | 6699.0469
4967 | 2045.2913 | 6744.3688 | 2045.2913 | 6744.3688
4968 | 2055.1998 | 6605.1871 | 2055.1998 | 6605.1871
4969 | 2008.3957 | 6381.3357 | 2008.3957 | 6381.3357
4970 | 2043.6232 | 6067.5057 | 2043.6232 | 6067.5057
4971 | 2096.9041 | 6019.4201 | 2096.9041 | 6019.4201
4972 | 2205.3696 | 5872.2241 | 2205.3696 | 5872.2241
4973 | 2268.0361 | 5873.9247 | 2268.0361 | 5873.9247
4974 | 2229.0284 | 5769.8913 | 2229.0284 | 5769.8913
4975 | 2152.7436 | 5450.1271 | 2152.7436 | 5450.1271
4976 | 2098.7027 | 5172.2609 | 2098.7027 | 5172.2609
4977 | 2053.2693 | 5109.1697 | 2053.2693 | 5109.1697
4978 | 1989.2668 | 5143.8674 | 1989.2668 | 5143.8674
4979 | 1888.0235 | 5229.4608 | 1888.0235 | 5229.4608
4980 | 1789.218 | 5148.6183 | 1789.218 | 5148.6183
4981 | 1727.1089 | 4974.2288 | 1727.1089 | 4974.2288
4982 | 1685.8478 | 4816.6087 | 1685.8478 | 4816.6087
4983 | 1647.2728 | 4699.304 | 1647.2728 | 4699.304
4984 | 1638.1799 | 4600.493 | 1638.1799 | 4600.493
4985 | 1641.6116 | 4573.6948 | 1641.6116 | 4573.6948
4986 | 1668.6869 | 4710.822 | 1668.6869 | 4710.822
4987 | 1748.8454 | 4748.1661 | 1748.8454 | 4748.1661
4988 | 1808.1746 | 4761.1837 | 1808.1746 | 4761.1837
4989 | 1866.3867 | 4684.1448 | 1866.3867 | 4684.1448
4990 | 1949.2922 | 4629.5783 | 1949.2922 | 4629.5783
4991 | 2062.7696 | 4570.2566 | 2062.7696 | 4570.2566
4992 | 2057.619 | 4445.9275 | 2057.619 | 4445.9275
4993 | 2030.0823 | 4360.9259 | 2030.0823 | 4360.9259
4994 | 2045.8874 | 4382.4055 | 2045.8874 | 4382.4055
4995 | 2102.4462 | 4400.4817 | 2102.4462 | 4400.4817
4996 | 2214.55 | 4346.6773 | 2214.55 | 4346.6773
4997 | 2297.7461 | 4434.5683 | 2297.7461 | 4434.5683
4998 | 2254.8742 | 4471.41 | 2254.8742 | 4471.41
4999 | 2145.9685 | 4416.9681 | 2145.9685 | 4416.9681
5000 | 2087.0086 | 4376.2941 | 2087.0086 | 4376.2941
5001 | 2062.8945 | 4361.8116 | 2062.8945 | 4361.8116
5002 | 1998.9275 | 4325.6217 | 1998.9275 | 4325.6217
5003 | 1903.4255 | 4260.4382 | 1903.4255 | 4260.4382
5004 | 1804.2239 | 4254.7591 | 1804.2239 | 4254.7591
5005 | 1726.8249 | 4300.4588 | 1726.8249 | 4300.4588
5006 | 1677.8135 | 4456.3196 | 1677.8135 | 4456.3196
5007 | 1652.7199 | 4771.5419 | 1652.7199 | 4771.5419
5008 | 1637.2631 | 5055.7491 | 1637.2631 | 5055.7491
5009 | 1647.4488 | 5291.1226 | 1647.4488 | 5291.1226
5010 | 1682.5673 | 5628.0854 | 1682.5673 | 5628.0854
5011 | 1753.6636 | 5968.1084 | 1753.6636 | 5968.1084
5012 | 1837.6159 | 6342.9905 | 1837.6159 | 6342.9905
5013 | 1895.4072 | 6635.0173 | 1895.4072 | 6635.0173
5014 | 1954.8071 | 6971.5705 | 1954.8071 | 6971.5705
5015 | 2057.6251 | 7325.8724 | 2057.6251 | 7325.8724
5016 | 2051.2109 | 7636.5458 | 2051.2109 | 7636.5458
5017 | 1998.8305 | 7898.556 | 1998.8305 | 7898.556
5018 | 2007.4298 | 8096.4671 | 2007.4298 | 8096.4671
5019 | 2059.9908 | 8267.3455 | 2059.9908 | 8267.3455
5020 | 2187.0601 | 8312.7838 | 2187.0601 | 8312.7838
5021 | 2276.1452 | 8434.6558 | 2276.1452 | 8434.6558
5022 | 2240.5637 | 8361.4529 | 2240.5637 | 8361.4529
5023 | 2133.5286 | 8066.8932 | 2133.5286 | 8066.8932
5024 | 2090.9272 | 7769.4485 | 2090.9272 | 7769.4485
5025 | 2051.2517 | 7604.8642 | 2051.2517 | 7604.8642
5026 | 1982.8426 | 7534.9183 | 1982.8426 | 7534.9183
5027 | 1894.6845 | 7629.0633 | 1894.6845 | 7629.0633
5028 | 1792.5171 | 7944.0663 | 1792.5171 | 7944.0663
5029 | 1720.8069 | 8134.0166 | 1720.8069 | 8134.0166
5030 | 1686.857 | 8224.6158 | 1686.857 | 8224.6158
5031 | 1646.7256 | 8307.3717 | 1646.7256 | 8307.3717
5032 | 1627.9402 | 8385.4422 | 1627.9402 | 8385.4422
5033 | 1650.322 | 8499.7441 | 1650.322 | 8499.7441
5034 | 1693.9039 | 8779.7718 | 1693.9039 | 8779.7718
5035 | 1792.0957 | 8907.1319 | 1792.0957 | 8907.1319
5036 | 1909.4715 | 9017.5919 | 1909.4715 | 9017.5919
5037 | 1967.9778 | 9058.474 | 1967.9778 | 9058.474
5038 | 2020.3507 | 9182.8144 | 2020.3507 | 9182.8144
5039 | 2147.4897 | 9240.7385 | 2147.4897 | 9240.7385
5040 | 2133.4278 | 9144.7645 | 2133.4278 | 9144.7645
5041 | 2060.3397 | 9000.3523 | 2060.3397 | 9000.3523
5042 | 2064.3914 | 8861.8284 | 2064.3914 | 8861.8284
5043 | 2141.6177 | 8787.6382 | 2141.6177 | 8787.6382
5044 | 2261.6763 | 8697.3773 | 2261.6763 | 8697.3773
5045 | 2352.066 | 8715.2808 | 2352.066 | 8715.2808
5046 | 2333.0104 | 8595.7197 | 2333.0104 | 8595.7197
5047 | 2201.3122 | 8308.3612 | 2201.3122 | 8308.3612
5048 | 2150.7745 | 7996.964 | 2150.7745 | 7996.964
5049 | 2094.5974 | 7779.2703 | 2094.5974 | 7779.2703
5050 | 2022.9077 | 7611.2069 | 2022.9077 | 7611.2069
5051 | 1902.3589 | 7512.0424 | 1902.3589 | 7512.0424
5052 | 1807.6567 | 7480.4837 | 1807.6567 | 7480.4837
5053 | 1719.7923 | 7503.4543 | 1719.7923 | 7503.4543
5054 | 1683.1835 | 7607.5559 | 1683.1835 | 7607.5559
5055 | 1656.2389 | 7694.3625 | 1656.2389 | 7694.3625
5056 | 1640.2265 | 7720.8988 | 1640.2265 | 7720.8988
5057 | 1654.9725 | 7768.1388 | 1654.9725 | 7768.1388
5058 | 1708.3952 | 8005.6339 | 1708.3952 | 8005.6339
5059 | 1800.8258 | 8166.5249 | 1800.8258 | 8166.5249
5060 | 1933.1169 | 8303.0896 | 1933.1169 | 8303.0896
5061 | 1988.2216 | 8290.4122 | 1988.2216 | 8290.4122
5062 | 2040.8371 | 8219.6428 | 2040.8371 | 8219.6428
5063 | 2160.9718 | 8128.3654 | 2160.9718 | 8128.3654
5064 | 2136.7582 | 8010.7875 | 2136.7582 | 8010.7875
5065 | 2058.6393 | 7869.9759 | 2058.6393 | 7869.9759
5066 | 2071.0357 | 7772.4094 | 2071.0357 | 7772.4094
5067 | 2127.064 | 7784.1845 | 2127.064 | 7784.1845
5068 | 2245.0034 | 7642.8395 | 2245.0034 | 7642.8395
5069 | 2341.6048 | 7617.3103 | 2341.6048 | 7617.3103
5070 | 2294.122 | 7655.2771 | 2294.122 | 7655.2771
5071 | 2189.3162 | 7450.7335 | 2189.3162 | 7450.7335
5072 | 2137.075 | 7016.0143 | 2137.075 | 7016.0143
5073 | 2077.5272 | 6836.5774 | 2077.5272 | 6836.5774
5074 | 1998.3802 | 6731.3002 | 1998.3802 | 6731.3002
5075 | 1886.2621 | 6624.0342 | 1886.2621 | 6624.0342
5076 | 1780.0483 | 6558.9445 | 1780.0483 | 6558.9445
5077 | 1709.5744 | 6501.8009 | 1709.5744 | 6501.8009
5078 | 1662.5475 | 6414.1683 | 1662.5475 | 6414.1683
5079 | 1639.3605 | 6348.6228 | 1639.3605 | 6348.6228
5080 | 1618.092 | 6345.4538 | 1618.092 | 6345.4538
5081 | 1634.4136 | 6446.4784 | 1634.4136 | 6446.4784
5082 | 1680.2639 | 6548.2743 | 1680.2639 | 6548.2743
5083 | 1779.6152 | 6396.8097 | 1779.6152 | 6396.8097
5084 | 1903.6254 | 6028.8345 | 1903.6254 | 6028.8345
5085 | 1966.6314 | 5906.1125 | 1966.6314 | 5906.1125
5086 | 2024.8133 | 6128.7954 | 2024.8133 | 6128.7954
5087 | 2151.4389 | 6073.9744 | 2151.4389 | 6073.9744
5088 | 2136.8844 | 5995.3285 | 2136.8844 | 5995.3285
5089 | 2070.8745 | 5895.2492 | 2070.8745 | 5895.2492
5090 | 2086.2477 | 5829.8634 | 2086.2477 | 5829.8634
5091 | 2145.6433 | 5824.5354 | 2145.6433 | 5824.5354
5092 | 2246.8924 | 5713.3458 | 2246.8924 | 5713.3458
5093 | 2318.983 | 5721.3475 | 2318.983 | 5721.3475
5094 | 2294.645 | 5686.4014 | 2294.645 | 5686.4014
5095 | 2196.1064 | 5531.1415 | 2196.1064 | 5531.1415
5096 | 2142.6346 | 5312.4608 | 2142.6346 | 5312.4608
5097 | 2075.4251 | 5174.6564 | 2075.4251 | 5174.6564
5098 | 2008.1745 | 5040.1239 | 2008.1745 | 5040.1239
5099 | 1900.4791 | 4971.5649 | 1900.4791 | 4971.5649
5100 | 1810.2273 | 5045.775 | 1810.2273 | 5045.775
5101 | 1728.836 | 5081.1228 | 1728.836 | 5081.1228
5102 | 1693.3225 | 5044.1243 | 1693.3225 | 5044.1243
5103 | 1655.5652 | 5012.7849 | 1655.5652 | 5012.7849
5104 | 1633.6821 | 5011.1911 | 1633.6821 | 5011.1911
5105 | 1645.5505 | 5102.539 | 1645.5505 | 5102.539
5106 | 1690.6987 | 5434.776 | 1690.6987 | 5434.776
5107 | 1763.0471 | 5692.2092 | 1763.0471 | 5692.2092
5108 | 1857.549 | 6000.2544 | 1857.549 | 6000.2544
5109 | 1937.8067 | 6285.08 | 1937.8067 | 6285.08
5110 | 1991.0174 | 6596.2036 | 1991.0174 | 6596.2036
5111 | 2104.7657 | 7188.598 | 2104.7657 | 7188.598
5112 | 2118.4355 | 7810.2768 | 2118.4355 | 7810.2768
5113 | 2055.26 | 8345.7106 | 2055.26 | 8345.7106
5114 | 2075.1766 | 8997.0775 | 2075.1766 | 8997.0775
5115 | 2117.0529 | 9518.5684 | 2117.0529 | 9518.5684
5116 | 2220.7506 | 9699.0307 | 2220.7506 | 9699.0307
5117 | 2304.0778 | 9767.7933 | 2304.0778 | 9767.7933
5118 | 2284.1368 | 9741.3987 | 2284.1368 | 9741.3987
5119 | 2201.2702 | 9652.5257 | 2201.2702 | 9652.5257
5120 | 2145.5735 | 9367.008 | 2145.5735 | 9367.008
5121 | 2098.0662 | 9213.0007 | 2098.0662 | 9213.0007
5122 | 2028.5298 | 9138.1039 | 2028.5298 | 9138.1039
5123 | 1921.3291 | 9211.7702 | 1921.3291 | 9211.7702
5124 | 1821.723 | 7641.5834 | 1821.723 | 7641.5834
5125 | 1744.6664 | 7863.6853 | 1744.6664 | 7863.6853
5126 | 1706.8878 | 7963.7511 | 1706.8878 | 7963.7511
5127 | 1672.3611 | 7917.1296 | 1672.3611 | 7917.1296
5128 | 1651.7182 | 7875.1889 | 1651.7182 | 7875.1889
5129 | 1660.2021 | 7942.7412 | 1660.2021 | 7942.7412
5130 | 1695.2654 | 8162.7399 | 1695.2654 | 8162.7399
5131 | 1748.1813 | 8339.793 | 1748.1813 | 8339.793
5132 | 1823.352 | 8534.1627 | 1823.352 | 8534.1627
5133 | 1887.0445 | 8805.5741 | 1887.0445 | 8805.5741
5134 | 1961.0791 | 9127.8684 | 1961.0791 | 9127.8684
5135 | 2078.8347 | 9351.3601 | 2078.8347 | 9351.3601
5136 | 2095.7338 | 9478.1998 | 2095.7338 | 9478.1998
5137 | 2049.7274 | 9490.0298 | 2049.7274 | 9490.0298
5138 | 2045.5015 | 9446.9214 | 2045.5015 | 9446.9214
5139 | 2103.2502 | 9364.014 | 2103.2502 | 9364.014
5140 | 2207.538 | 9338.2126 | 2207.538 | 9338.2126
5141 | 2290.7134 | 9431.7217 | 2290.7134 | 9431.7217
5142 | 2261.0688 | 9243.2481 | 2261.0688 | 9243.2481
5143 | 2181.4195 | 8794.6729 | 2181.4195 | 8794.6729
5144 | 2132.2816 | 8513.079 | 2132.2816 | 8513.079
5145 | 2082.3969 | 8375.2587 | 2082.3969 | 8375.2587
5146 | 2028.2384 | 8267.2617 | 2028.2384 | 8267.2617
5147 | 1938.314 | 8205.56 | 1938.314 | 8205.56
5148 | 1846.1449 | 8261.7509 | 1846.1449 | 8261.7509
5149 | 1768.8996 | 8312.642 | 1768.8996 | 8312.642
5150 | 1723.7706 | 8351.8049 | 1723.7706 | 8351.8049
5151 | 1688.7803 | 8408.3051 | 1688.7803 | 8408.3051
5152 | 1678.3995 | 8525.718 | 1678.3995 | 8525.718
5153 | 1675.6919 | 8710.0458 | 1675.6919 | 8710.0458
5154 | 1704.2295 | 8979.0902 | 1704.2295 | 8979.0902
5155 | 1766.1673 | 9164.7666 | 1766.1673 | 9164.7666
5156 | 1844.3419 | 9387.7014 | 1844.3419 | 9387.7014
5157 | 1903.2761 | 9529.5819 | 1903.2761 | 9529.5819
5158 | 1966.2679 | 9759.7134 | 1966.2679 | 9759.7134
5159 | 2084.1812 | 9966.1379 | 2084.1812 | 9966.1379
5160 | 2084.0696 | 10079.5035 | 2084.0696 | 10079.5035
5161 | 2057.284 | 10024.502 | 2057.284 | 10024.502
5162 | 2056.8716 | 10007.9825 | 2056.8716 | 10007.9825
5163 | 2090.0369 | 10118.9223 | 2090.0369 | 10118.9223
5164 | 2198.9833 | 10303.8558 | 2198.9833 | 10303.8558
5165 | 2307.0929 | 10512.1641 | 2307.0929 | 10512.1641
5166 | 2269.0461 | 10397.1692 | 2269.0461 | 10397.1692
5167 | 2191.1975 | 9795.3487 | 2191.1975 | 9795.3487
5168 | 2124.5084 | 9388.5356 | 2124.5084 | 9388.5356
5169 | 2085.2782 | 9210.293 | 2085.2782 | 9210.293
5170 | 2020.5529 | 9113.2549 | 2020.5529 | 9113.2549
5171 | 1921.2379 | 9224.0216 | 1921.2379 | 9224.0216
5172 | 1835.7373 | 9641.4978 | 1835.7373 | 9641.4978
5173 | 1764.8142 | 9996.1847 | 1764.8142 | 9996.1847
5174 | 1716.162 | 10187.8743 | 1716.162 | 10187.8743
5175 | 1684.1544 | 10236.6494 | 1684.1544 | 10236.6494
5176 | 1671.6145 | 10264.4146 | 1671.6145 | 10264.4146
5177 | 1678.4976 | 10336.2787 | 1678.4976 | 10336.2787
5178 | 1715.2201 | 10520.1668 | 1715.2201 | 10520.1668
5179 | 1782.9472 | 10595.3557 | 1782.9472 | 10595.3557
5180 | 1873.6039 | 10620.6705 | 1873.6039 | 10620.6705
5181 | 1951.7783 | 10485.1644 | 1951.7783 | 10485.1644
5182 | 2019.3086 | 10399.4632 | 2019.3086 | 10399.4632
5183 | 2127.8881 | 10402.3392 | 2127.8881 | 10402.3392
5184 | 2124.1157 | 10439.7109 | 2124.1157 | 10439.7109
5185 | 2047.7572 | 10442.0192 | 2047.7572 | 10442.0192
5186 | 2052.2534 | 10476.7012 | 2052.2534 | 10476.7012
5187 | 2099.0343 | 10534.104 | 2099.0343 | 10534.104
5188 | 2207.2258 | 10436.9798 | 2207.2258 | 10436.9798
5189 | 2324.2383 | 10360.895 | 2324.2383 | 10360.895
5190 | 2297.3419 | 10120.6808 | 2297.3419 | 10120.6808
5191 | 2209.2631 | 9427.9552 | 2209.2631 | 9427.9552
5192 | 2158.9246 | 8685.9067 | 2158.9246 | 8685.9067
5193 | 2107.7799 | 8319.0268 | 2107.7799 | 8319.0268
5194 | 2036.3585 | 8176.1768 | 2036.3585 | 8176.1768
5195 | 1918.8844 | 8302.3938 | 1918.8844 | 8302.3938
5196 | 1818.5556 | 8527.1007 | 1818.5556 | 8527.1007
5197 | 1749.792 | 8679.6763 | 1749.792 | 8679.6763
5198 | 1705.8613 | 8800.2227 | 1705.8613 | 8800.2227
5199 | 1679.1826 | 8920.3206 | 1679.1826 | 8920.3206
5200 | 1662.5329 | 8917.1852 | 1662.5329 | 8917.1852
5201 | 1683.7934 | 8997.493 | 1683.7934 | 8997.493
5202 | 1739.1233 | 9228.9896 | 1739.1233 | 9228.9896
5203 | 1834.2057 | 9330.2284 | 1834.2057 | 9330.2284
5204 | 1955.6285 | 9385.3659 | 1955.6285 | 9385.3659
5205 | 2027.4721 | 9324.0571 | 2027.4721 | 9324.0571
5206 | 2085.266 | 9149.4269 | 2085.266 | 9149.4269
5207 | 2213.3266 | 8753.1105 | 2213.3266 | 8753.1105
5208 | 2188.0976 | 8431.3528 | 2188.0976 | 8431.3528
5209 | 2105.624 | 8252.21 | 2105.624 | 8252.21
5210 | 2109.4991 | 8156.8221 | 2109.4991 | 8156.8221
5211 | 2166.0829 | 8050.5596 | 2166.0829 | 8050.5596
5212 | 2272.3276 | 7831.0907 | 2272.3276 | 7831.0907
5213 | 2386.975 | 7684.761 | 2386.975 | 7684.761
5214 | 2367.986 | 7440.774 | 2367.986 | 7440.774
5215 | 2258.6969 | 7102.8661 | 2258.6969 | 7102.8661
5216 | 2192.4173 | 6866.7248 | 2192.4173 | 6866.7248
5217 | 2129.233 | 6680.5774 | 2129.233 | 6680.5774
5218 | 2049.6068 | 6489.041 | 2049.6068 | 6489.041
5219 | 1936.4443 | 6360.3282 | 1936.4443 | 6360.3282
5220 | 1839.1585 | 6468.2596 | 1839.1585 | 6468.2596
5221 | 1754.1258 | 6652.9934 | 1754.1258 | 6652.9934
5222 | 1713.0928 | 6760.425 | 1713.0928 | 6760.425
5223 | 1689.8541 | 6754.4054 | 1689.8541 | 6754.4054
5224 | 1673.0812 | 6735.4605 | 1673.0812 | 6735.4605
5225 | 1683.2588 | 6932.5438 | 1683.2588 | 6932.5438
5226 | 1733.3412 | 7213.086 | 1733.3412 | 7213.086
5227 | 1833.9307 | 7411.5179 | 1833.9307 | 7411.5179
5228 | 1950.2791 | 7620.6194 | 1950.2791 | 7620.6194
5229 | 2024.437 | 7777.9501 | 2024.437 | 7777.9501
5230 | 2074.1511 | 7925.9795 | 2074.1511 | 7925.9795
5231 | 2220.2128 | 8090.7242 | 2220.2128 | 8090.7242
5232 | 2195.4015 | 8218.8214 | 2195.4015 | 8218.8214
5233 | 2120.1004 | 8253.4676 | 2120.1004 | 8253.4676
5234 | 2121.8911 | 8304.6778 | 2121.8911 | 8304.6778
5235 | 2165.6476 | 8388.3102 | 2165.6476 | 8388.3102
5236 | 2270.4854 | 8353.3464 | 2270.4854 | 8353.3464
5237 | 2376.8861 | 8334.7511 | 2376.8861 | 8334.7511
5238 | 2350.8483 | 8061.8398 | 2350.8483 | 8061.8398
5239 | 2245.9643 | 7688.3603 | 2245.9643 | 7688.3603
5240 | 2183.6964 | 7355.2055 | 2183.6964 | 7355.2055
5241 | 2127.1799 | 7142.4692 | 2127.1799 | 7142.4692
5242 | 2056.3514 | 7059.0849 | 2056.3514 | 7059.0849
5243 | 1941.243 | 7066.1909 | 1941.243 | 7066.1909
5244 | 1833.4699 | 7324.6728 | 1833.4699 | 7324.6728
5245 | 1769.4526 | 7603.3659 | 1769.4526 | 7603.3659
5246 | 1718.7624 | 7773.497 | 1718.7624 | 7773.497
5247 | 1697.5246 | 7865.0298 | 1697.5246 | 7865.0298
5248 | 1677.1222 | 7917.9467 | 1677.1222 | 7917.9467
5249 | 1691.291 | 8049.2764 | 1691.291 | 8049.2764
5250 | 1752.9041 | 8250.9503 | 1752.9041 | 8250.9503
5251 | 1833.0161 | 8291.1066 | 1833.0161 | 8291.1066
5252 | 1955.15 | 8316.4214 | 1955.15 | 8316.4214
5253 | 2029.1351 | 8250.9805 | 2029.1351 | 8250.9805
5254 | 2088.0211 | 8255.8253 | 2088.0211 | 8255.8253
5255 | 2205.2851 | 8314.5737 | 2205.2851 | 8314.5737
5256 | 2188.6044 | 8383.0257 | 2188.6044 | 8383.0257
5257 | 2115.4666 | 8347.6065 | 2115.4666 | 8347.6065
5258 | 2124.0536 | 8280.9634 | 2124.0536 | 8280.9634
5259 | 2166.3002 | 8192.4867 | 2166.3002 | 8192.4867
5260 | 2272.4424 | 8035.5375 | 2272.4424 | 8035.5375
5261 | 2371.6757 | 8008.3188 | 2371.6757 | 8008.3188
5262 | 2374.84 | 7886.3173 | 2374.84 | 7886.3173
5263 | 2251.6073 | 7638.2366 | 2251.6073 | 7638.2366
5264 | 2166.9128 | 7454.5545 | 2166.9128 | 7454.5545
5265 | 2113.9079 | 7312.602 | 2113.9079 | 7312.602
5266 | 2043.9166 | 7154.4815 | 2043.9166 | 7154.4815
5267 | 1934.1242 | 7006.366 | 1934.1242 | 7006.366
5268 | 1835.9929 | 6968.4179 | 1835.9929 | 6968.4179
5269 | 1764.6182 | 7014.4583 | 1764.6182 | 7014.4583
5270 | 1716.7883 | 7064.7598 | 1716.7883 | 7064.7598
5271 | 1694.5797 | 7089.1018 | 1694.5797 | 7089.1018
5272 | 1680.6567 | 7090.2782 | 1680.6567 | 7090.2782
5273 | 1688.8021 | 7174.8977 | 1688.8021 | 7174.8977
5274 | 1726.7613 | 7353.7555 | 1726.7613 | 7353.7555
5275 | 1800.1952 | 7477.0919 | 1800.1952 | 7477.0919
5276 | 1892.0994 | 7694.2777 | 1892.0994 | 7694.2777
5277 | 1972.1287 | 7878.0177 | 1972.1287 | 7878.0177
5278 | 2051.2476 | 7976.1031 | 2051.2476 | 7976.1031
5279 | 2161.033 | 7786.5691 | 2161.033 | 7786.5691
5280 | 2161.3551 | 7576.9158 | 2161.3551 | 7576.9158
5281 | 2087.5925 | 7554.9707 | 2087.5925 | 7554.9707
5282 | 2099.9733 | 7598.9948 | 2099.9733 | 7598.9948
5283 | 2124.5887 | 7626.2156 | 2124.5887 | 7626.2156
5284 | 2246.4278 | 7510.2277 | 2246.4278 | 7510.2277
5285 | 2356.1544 | 7415.9978 | 2356.1544 | 7415.9978
5286 | 2326.0809 | 7202.5521 | 2326.0809 | 7202.5521
5287 | 2227.8257 | 6907.9409 | 2227.8257 | 6907.9409
5288 | 2168.3493 | 6637.1263 | 2168.3493 | 6637.1263
5289 | 2123.9365 | 6461.0395 | 2123.9365 | 6461.0395
5290 | 2054.8485 | 6350.8867 | 2054.8485 | 6350.8867
5291 | 1949.4906 | 6493.4523 | 1949.4906 | 6493.4523
5292 | 1847.5759 | 6726.6029 | 1847.5759 | 6726.6029
5293 | 1774.4277 | 6820.2518 | 1774.4277 | 6820.2518
5294 | 1725.1071 | 6924.0903 | 1725.1071 | 6924.0903
5295 | 1691.2274 | 7128.6258 | 1691.2274 | 7128.6258
5296 | 1675.8298 | 7400.1823 | 1675.8298 | 7400.1823
5297 | 1676.8281 | 7656.5516 | 1676.8281 | 7656.5516
5298 | 1717.0852 | 7863.7948 | 1717.0852 | 7863.7948
5299 | 1768.4244 | 7829.7537 | 1768.4244 | 7829.7537
5300 | 1829.3585 | 7932.4996 | 1829.3585 | 7932.4996
5301 | 1928.7909 | 8033.4189 | 1928.7909 | 8033.4189
5302 | 1984.765 | 8162.4049 | 1984.765 | 8162.4049
5303 | 2111.2918 | 8264.2705 | 2111.2918 | 8264.2705
5304 | 2092.3137 | 8280.8023 | 2092.3137 | 8280.8023
5305 | 2035.4995 | 8275.3854 | 2035.4995 | 8275.3854
5306 | 2045.9512 | 8331.4463 | 2045.9512 | 8331.4463
5307 | 2088.2777 | 8463.7651 | 2088.2777 | 8463.7651
5308 | 2160.9339 | 8471.3795 | 2160.9339 | 8471.3795
5309 | 2282.1348 | 8506.8601 | 2282.1348 | 8506.8601
5310 | 2267.6251 | 8349.4667 | 2267.6251 | 8349.4667
5311 | 2188.0263 | 7997.0068 | 2188.0263 | 7997.0068
5312 | 2132.5544 | 7657.5641 | 2132.5544 | 7657.5641
5313 | 2085.3368 | 7428.6589 | 2085.3368 | 7428.6589
5314 | 2023.6948 | 7277.1855 | 2023.6948 | 7277.1855
5315 | 1926.0523 | 7237.5814 | 1926.0523 | 7237.5814
5316 | 1826.406 | 7343.5365 | 1826.406 | 7343.5365
5317 | 1757.4751 | 7488.0277 | 1757.4751 | 7488.0277
5318 | 1717.1799 | 7618.4551 | 1717.1799 | 7618.4551
5319 | 1681.0408 | 7699.029 | 1681.0408 | 7699.029
5320 | 1664.8223 | 7760.21 | 1664.8223 | 7760.21
5321 | 1668.3287 | 7914.3558 | 1668.3287 | 7914.3558
5322 | 1696.5015 | 8141.5407 | 1696.5015 | 8141.5407
5323 | 1744.7329 | 8180.9783 | 1744.7329 | 8180.9783
5324 | 1799.3842 | 8205.5746 | 1799.3842 | 8205.5746
5325 | 1891.0209 | 8204.0907 | 1891.0209 | 8204.0907
5326 | 1957.9001 | 8224.745 | 1957.9001 | 8224.745
5327 | 2082.6741 | 8277.5649 | 2082.6741 | 8277.5649
5328 | 2083.4918 | 8336.4952 | 2083.4918 | 8336.4952
5329 | 2037.0525 | 8293.1712 | 2037.0525 | 8293.1712
5330 | 2035.9922 | 8261.92 | 2035.9922 | 8261.92
5331 | 2055.2698 | 8119.3673 | 2055.2698 | 8119.3673
5332 | 2130.8756 | 7830.7314 | 2130.8756 | 7830.7314
5333 | 2246.1592 | 7463.0672 | 2246.1592 | 7463.0672
5334 | 2234.4104 | 7004.7525 | 2234.4104 | 7004.7525
5335 | 2146.7213 | 6564.2618 | 2146.7213 | 6564.2618
5336 | 2085.485 | 6161.0418 | 2085.485 | 6161.0418
5337 | 2025.439 | 5862.6102 | 2025.439 | 5862.6102
5338 | 1962.8011 | 5648.9764 | 1962.8011 | 5648.9764
5339 | 1865.5287 | 5545.2356 | 1865.5287 | 5545.2356
5340 | 1766.3793 | 5625.6798 | 1766.3793 | 5625.6798
5341 | 1698.0674 | 5802.5088 | 1698.0674 | 5802.5088
5342 | 1658.7193 | 6040.1899 | 1658.7193 | 6040.1899
5343 | 1628.4249 | 6302.3946 | 1628.4249 | 6302.3946
5344 | 1616.0182 | 6552.5722 | 1616.0182 | 6552.5722
5345 | 1626.359 | 6801.3959 | 1626.359 | 6801.3959
5346 | 1663.6723 | 7005.9443 | 1663.6723 | 7005.9443
5347 | 1727.024 | 7030.4707 | 1727.024 | 7030.4707
5348 | 1805.5455 | 7088.8419 | 1805.5455 | 7088.8419
5349 | 1901.2801 | 7218.8652 | 1901.2801 | 7218.8652
5350 | 1961.9039 | 7573.3177 | 1961.9039 | 7573.3177
5351 | 2083.8405 | 7935.323 | 2083.8405 | 7935.323
5352 | 2062.1946 | 8204.988 | 2062.1946 | 8204.988
5353 | 2000.0582 | 8330.8987 | 2000.0582 | 8330.8987
5354 | 2013.1974 | 8414.4467 | 2013.1974 | 8414.4467
5355 | 2043.7313 | 8475.263 | 2043.7313 | 8475.263
5356 | 2136.2462 | 8396.6432 | 2136.2462 | 8396.6432
5357 | 2263.4651 | 8215.9994 | 2263.4651 | 8215.9994
5358 | 2270.6942 | 7780.1415 | 2270.6942 | 7780.1415
5359 | 2179.622 | 7293.8389 | 2179.622 | 7293.8389
5360 | 2125.3606 | 6969.1279 | 2125.3606 | 6969.1279
5361 | 2075.7501 | 6738.9651 | 2075.7501 | 6738.9651
5362 | 2016.4695 | 6596.2948 | 2016.4695 | 6596.2948
5363 | 1892.9035 | 6615.258 | 1892.9035 | 6615.258
5364 | 1789.6712 | 6834.5752 | 1789.6712 | 6834.5752
5365 | 1711.8625 | 7158.9006 | 1711.8625 | 7158.9006
5366 | 1684.3281 | 7491.619 | 1684.3281 | 7491.619
5367 | 1647.3463 | 7764.2436 | 1647.3463 | 7764.2436
5368 | 1633.8007 | 7917.2281 | 1633.8007 | 7917.2281
5369 | 1656.6099 | 8075.5059 | 1656.6099 | 8075.5059
5370 | 1712.7709 | 8390.0029 | 1712.7709 | 8390.0029
5371 | 1801.5902 | 8613.9458 | 1801.5902 | 8613.9458
5372 | 1918.629 | 8732.681 | 1918.629 | 8732.681
5373 | 1987.6525 | 8718.4416 | 1987.6525 | 8718.4416
5374 | 2036.2676 | 8556.028 | 2036.2676 | 8556.028
5375 | 2164.9025 | 8436.5592 | 2164.9025 | 8436.5592
5376 | 2147.5535 | 8348.3524 | 2147.5535 | 8348.3524
5377 | 2065.1945 | 8268.7382 | 2065.1945 | 8268.7382
5378 | 2065.0257 | 8231.5584 | 2065.0257 | 8231.5584
5379 | 2118.9783 | 8269.5585 | 2118.9783 | 8269.5585
5380 | 2205.8911 | 8209.2635 | 2205.8911 | 8209.2635
5381 | 2351.0786 | 8136.9514 | 2351.0786 | 8136.9514
5382 | 2350.2359 | 7862.0639 | 2350.2359 | 7862.0639
5383 | 2254.0689 | 7362.8262 | 2254.0689 | 7362.8262
5384 | 2204.1407 | 6901.9371 | 2204.1407 | 6901.9371
5385 | 2132.3992 | 6688.6618 | 2132.3992 | 6688.6618
5386 | 2053.823 | 6501.7965 | 2053.823 | 6501.7965
5387 | 1934.794 | 6427.8784 | 1934.794 | 6427.8784
5388 | 1825.8632 | 6551.26 | 1825.8632 | 6551.26
5389 | 1743.8547 | 6714.0759 | 1743.8547 | 6714.0759
5390 | 1703.4217 | 6817.9145 | 1703.4217 | 6817.9145
5391 | 1675.7929 | 6938.5513 | 1675.7929 | 6938.5513
5392 | 1662.722 | 7106.0878 | 1662.722 | 7106.0878
5393 | 1668.6341 | 7367.4874 | 1668.6341 | 7367.4874
5394 | 1731.8509 | 7695.2788 | 1731.8509 | 7695.2788
5395 | 1821.4793 | 7865.6846 | 1821.4793 | 7865.6846
5396 | 1953.8152 | 8022.5066 | 1953.8152 | 8022.5066
5397 | 2027.644 | 8115.521 | 2027.644 | 8115.521
5398 | 2066.222 | 8192.5869 | 2066.222 | 8192.5869
5399 | 2186.7474 | 8268.9415 | 2186.7474 | 8268.9415
5400 | 2152.7268 | 8359.1316 | 2152.7268 | 8359.1316
5401 | 2071.3757 | 8385.6933 | 2071.3757 | 8385.6933
5402 | 2064.4922 | 8404.5657 | 2064.4922 | 8404.5657
5403 | 2100.2262 | 8420.109 | 2100.2262 | 8420.109
5404 | 2183.4591 | 8359.275 | 2183.4591 | 8359.275
5405 | 2324.234 | 8293.0712 | 2324.234 | 8293.0712
5406 | 2342.7661 | 8078.5477 | 2342.7661 | 8078.5477
5407 | 2238.0874 | 7730.2198 | 2238.0874 | 7730.2198
5408 | 2162.3822 | 7417.9049 | 2162.3822 | 7417.9049
5409 | 2115.1401 | 7152.7095 | 2115.1401 | 7152.7095
5410 | 2036.1768 | 6960.0953 | 2036.1768 | 6960.0953
5411 | 1920.2629 | 6831.2028 | 1920.2629 | 6831.2028
5412 | 1809.1595 | 6811.3998 | 1809.1595 | 6811.3998
5413 | 1736.3613 | 6850.9727 | 1736.3613 | 6850.9727
5414 | 1682.921 | 6903.0707 | 1682.921 | 6903.0707
5415 | 1652.3048 | 6916.0945 | 1652.3048 | 6916.0945
5416 | 1636.4684 | 6882.2383 | 1636.4684 | 6882.2383
5417 | 1655.1357 | 6903.6194 | 1655.1357 | 6903.6194
5418 | 1710.2217 | 7012.4119 | 1710.2217 | 7012.4119
5419 | 1779.1423 | 6977.4726 | 1779.1423 | 6977.4726
5420 | 1907.2239 | 6960.7482 | 1907.2239 | 6960.7482
5421 | 1988.7512 | 6912.5542 | 1988.7512 | 6912.5542
5422 | 2042.6817 | 6905.5417 | 2042.6817 | 6905.5417
5423 | 2166.4706 | 6862.6057 | 2166.4706 | 6862.6057
5424 | 2129.3552 | 6859.3755 | 2129.3552 | 6859.3755
5425 | 2046.4626 | 6834.556 | 2046.4626 | 6834.556
5426 | 2053.7455 | 6828.0971 | 2053.7455 | 6828.0971
5427 | 2099.2083 | 6829.807 | 2099.2083 | 6829.807
5428 | 2161.9739 | 6742.0248 | 2161.9739 | 6742.0248
5429 | 2289.8833 | 6662.7063 | 2289.8833 | 6662.7063
5430 | 2318.669 | 6402.7301 | 2318.669 | 6402.7301
5431 | 2207.0966 | 6168.1235 | 2207.0966 | 6168.1235
5432 | 2142.576 | 6016.5995 | 2142.576 | 6016.5995
5433 | 2092.2158 | 5924.7707 | 2092.2158 | 5924.7707
5434 | 2018.5937 | 5834.7392 | 2018.5937 | 5834.7392
5435 | 1901.2781 | 5827.1136 | 1901.2781 | 5827.1136
5436 | 1802.3339 | 5960.0169 | 1802.3339 | 5960.0169
5437 | 1730.3272 | 6093.7288 | 1730.3272 | 6093.7288
5438 | 1694.8473 | 6162.355 | 1694.8473 | 6162.355
5439 | 1660.4051 | 6196.5781 | 1660.4051 | 6196.5781
5440 | 1636.5733 | 6223.984 | 1636.5733 | 6223.984
5441 | 1647.594 | 6348.4868 | 1647.594 | 6348.4868
5442 | 1682.2448 | 6629.0291 | 1682.2448 | 6629.0291
5443 | 1732.7386 | 6809.3159 | 1732.7386 | 6809.3159
5444 | 1836.5104 | 6608.4457 | 1836.5104 | 6608.4457
5445 | 1917.8767 | 6223.579 | 1917.8767 | 6223.579
5446 | 1984.0269 | 6012.2993 | 1984.0269 | 6012.2993
5447 | 2098.1508 | 5996.6709 | 2098.1508 | 5996.6709
5448 | 2094.9328 | 6005.2978 | 2094.9328 | 6005.2978
5449 | 2032.3362 | 5971.4956 | 2032.3362 | 5971.4956
5450 | 2048.5543 | 5985.8766 | 2048.5543 | 5985.8766
5451 | 2060.3338 | 6008.0671 | 2060.3338 | 6008.0671
5452 | 2120.2691 | 5977.5948 | 2120.2691 | 5977.5948
5453 | 2240.6249 | 6048.4674 | 2240.6249 | 6048.4674
5454 | 2264.6183 | 6073.7826 | 2264.6183 | 6073.7826
5455 | 2172.6961 | 6032.4844 | 2172.6961 | 6032.4844
5456 | 2101.8873 | 6034.9243 | 2101.8873 | 6034.9243
5457 | 2045.873 | 6030.0483 | 2045.873 | 6030.0483
5458 | 1991.9896 | 5955.2874 | 1991.9896 | 5955.2874
5459 | 1894.8032 | 5886.5792 | 1894.8032 | 5886.5792
5460 | 1800.5594 | 5915.6423 | 1800.5594 | 5915.6423
5461 | 1725.0743 | 5988.2716 | 1725.0743 | 5988.2716
5462 | 1678.8657 | 6093.9067 | 1678.8657 | 6093.9067
5463 | 1647.0281 | 6196.2188 | 1647.0281 | 6196.2188
5464 | 1634.0495 | 6308.9606 | 1634.0495 | 6308.9606
5465 | 1637.6969 | 6509.098 | 1637.6969 | 6509.098
5466 | 1675.843 | 6805.8092 | 1675.843 | 6805.8092
5467 | 1701.7864 | 6976.754 | 1701.7864 | 6976.754
5468 | 1776.4661 | 7133.5759 | 1776.4661 | 7133.5759
5469 | 1854.0569 | 7189.2222 | 1854.0569 | 7189.2222
5470 | 1917.5121 | 7216.3441 | 1917.5121 | 7216.3441
5471 | 2042.5684 | 7247.2461 | 2042.5684 | 7247.2461
5472 | 2053.9855 | 7266.2931 | 2053.9855 | 7266.2931
5473 | 1991.4856 | 7234.8263 | 1991.4856 | 7234.8263
5474 | 1995.7235 | 7226.9302 | 1995.7235 | 7226.9302
5475 | 2019.7592 | 7232.4128 | 2019.7592 | 7232.4128
5476 | 2085.7567 | 7143.1934 | 2085.7567 | 7143.1934
5477 | 2222.0513 | 7151.7259 | 2222.0513 | 7151.7259
5478 | 2217.263 | 7127.8158 | 2217.263 | 7127.8158
5479 | 2131.6728 | 7000.463 | 2131.6728 | 7000.463
5480 | 2085.4793 | 6890.4392 | 2085.4793 | 6890.4392
5481 | 2038.1187 | 6809.0304 | 2038.1187 | 6809.0304
5482 | 1974.3352 | 6715.7651 | 1974.3352 | 6715.7651
5483 | 1872.4348 | 6623.3425 | 1872.4348 | 6623.3425
5484 | 1783.22 | 6592.9399 | 1783.22 | 6592.9399
5485 | 1718.8341 | 6589.9347 | 1718.8341 | 6589.9347
5486 | 1672.7604 | 6619.2165 | 1672.7604 | 6619.2165
5487 | 1646.219 | 6661.524 | 1646.219 | 6661.524
5488 | 1626.5658 | 6716.4171 | 1626.5658 | 6716.4171
5489 | 1636.8504 | 6853.4958 | 1636.8504 | 6853.4958
5490 | 1663.5245 | 7090.9209 | 1663.5245 | 7090.9209
5491 | 1696.899 | 7222.1621 | 1696.899 | 7222.1621
5492 | 1763.1377 | 7345.9276 | 1763.1377 | 7345.9276
5493 | 1843.1945 | 7366.0023 | 1843.1945 | 7366.0023
5494 | 1915.7811 | 7371.9249 | 1915.7811 | 7371.9249
5495 | 2017.0116 | 7419.1755 | 2017.0116 | 7419.1755
5496 | 2025.5366 | 7486.0106 | 2025.5366 | 7486.0106
5497 | 1972.7107 | 7475.5634 | 1972.7107 | 7475.5634
5498 | 1972.9268 | 7468.2062 | 1972.9268 | 7468.2062
5499 | 2000.8384 | 7430.5718 | 2000.8384 | 7430.5718
5500 | 2071.611 | 7339.1965 | 2071.611 | 7339.1965
5501 | 2215.7716 | 7353.6576 | 2215.7716 | 7353.6576
5502 | 2223.8455 | 7280.7019 | 2223.8455 | 7280.7019
5503 | 2134.0015 | 7104.8423 | 2134.0015 | 7104.8423
5504 | 2070.0714 | 6980.8054 | 2070.0714 | 6980.8054
5505 | 2043.6441 | 6890.5935 | 2043.6441 | 6890.5935
5506 | 1968.1687 | 6777.3866 | 1968.1687 | 6777.3866
5507 | 1874.7258 | 6692.1502 | 1874.7258 | 6692.1502
5508 | 1776.9288 | 6683.4858 | 1776.9288 | 6683.4858
5509 | 1713.5586 | 6733.6583 | 1713.5586 | 6733.6583
5510 | 1668.7529 | 6827.2565 | 1668.7529 | 6827.2565
5511 | 1641.9148 | 6975.3805 | 1641.9148 | 6975.3805
5512 | 1624.3803 | 7188.7289 | 1624.3803 | 7188.7289
5513 | 1635.2915 | 7474.3819 | 1635.2915 | 7474.3819
5514 | 1678.097 | 7796.7836 | 1678.097 | 7796.7836
5515 | 1723.3827 | 7908.4424 | 1723.3827 | 7908.4424
5516 | 1824.2204 | 7944.8958 | 1824.2204 | 7944.8958
5517 | 1896.0563 | 7900.8338 | 1896.0563 | 7900.8338
5518 | 1946.9054 | 7975.3845 | 1946.9054 | 7975.3845
5519 | 2056.9264 | 8060.3626 | 2056.9264 | 8060.3626
5520 | 2053.1056 | 8105.9984 | 2053.1056 | 8105.9984
5521 | 1998.031 | 8141.7224 | 1998.031 | 8141.7224
5522 | 1994.8591 | 8190.5972 | 1994.8591 | 8190.5972
5523 | 2026.6807 | 8257.7013 | 2026.6807 | 8257.7013
5524 | 2092.561 | 8183.7525 | 2092.561 | 8183.7525
5525 | 2237.2459 | 8118.0877 | 2237.2459 | 8118.0877
5526 | 2258.2817 | 7808.5269 | 2258.2817 | 7808.5269
5527 | 2153.134 | 7360.85 | 2153.134 | 7360.85
5528 | 2106.5264 | 6976.4937 | 2106.5264 | 6976.4937
5529 | 2046.2685 | 6746.8699 | 2046.2685 | 6746.8699
5530 | 1984.9376 | 6623.9616 | 1984.9376 | 6623.9616
5531 | 1869.0898 | 6527.407 | 1869.0898 | 6527.407
5532 | 1757.9072 | 6528.9829 | 1757.9072 | 6528.9829
5533 | 1688.2734 | 6669.7013 | 1688.2734 | 6669.7013
5534 | 1656.3884 | 6881.8715 | 1656.3884 | 6881.8715
5535 | 1632.9563 | 6976.0991 | 1632.9563 | 6976.0991
5536 | 1612.3158 | 7004.583 | 1612.3158 | 7004.583
5537 | 1630.2467 | 7149.3868 | 1630.2467 | 7149.3868
5538 | 1682.2801 | 7393.8185 | 1682.2801 | 7393.8185
5539 | 1756.5899 | 7402.5352 | 1756.5899 | 7402.5352
5540 | 1886.6514 | 7283.9468 | 1886.6514 | 7283.9468
5541 | 1956.3864 | 6952.2578 | 1956.3864 | 6952.2578
5542 | 2017.448 | 6635.3413 | 2017.448 | 6635.3413
5543 | 2131.7955 | 6444.9089 | 2131.7955 | 6444.9089
5544 | 2100.4452 | 6347.3601 | 2100.4452 | 6347.3601
5545 | 2027.007 | 6246.7263 | 2027.007 | 6246.7263
5546 | 2042.3998 | 6059.8943 | 2042.3998 | 6059.8943
5547 | 2072.308 | 5862.1877 | 2072.308 | 5862.1877
5548 | 2131.4609 | 5618.4653 | 2131.4609 | 5618.4653
5549 | 2278.5448 | 5453.8109 | 2278.5448 | 5453.8109
5550 | 2320.3015 | 5163.1138 | 2320.3015 | 5163.1138
5551 | 2208.8437 | 4786.5801 | 2208.8437 | 4786.5801
5552 | 2140.7173 | 4517.562 | 2140.7173 | 4517.562
5553 | 2085.9787 | 4358.1831 | 2085.9787 | 4358.1831
5554 | 2002.6143 | 4273.5412 | 2002.6143 | 4273.5412
5555 | 1887.5302 | 4295.0196 | 1887.5302 | 4295.0196
5556 | 1776.4007 | 4481.1007 | 1776.4007 | 4481.1007
5557 | 1699.4094 | 4655.4146 | 1699.4094 | 4655.4146
5558 | 1664.7669 | 4699.2485 | 1664.7669 | 4699.2485
5559 | 1638.3209 | 4679.9344 | 1638.3209 | 4679.9344
5560 | 1621.5265 | 4622.9028 | 1621.5265 | 4622.9028
5561 | 1641.1806 | 4681.1131 | 1641.1806 | 4681.1131
5562 | 1693.0948 | 4902.01 | 1693.0948 | 4902.01
5563 | 1774.1078 | 4986.002 | 1774.1078 | 4986.002
5564 | 1895.8991 | 5038.4447 | 1895.8991 | 5038.4447
5565 | 1970.9037 | 5012.8871 | 1970.9037 | 5012.8871
5566 | 2024.3163 | 5000.485 | 2024.3163 | 5000.485
5567 | 2145.5435 | 5026.8956 | 2145.5435 | 5026.8956
5568 | 2129.0226 | 5083.3107 | 2129.0226 | 5083.3107
5569 | 2041.3955 | 5091.5476 | 2041.3955 | 5091.5476
5570 | 2045.4429 | 5147.6085 | 2045.4429 | 5147.6085
5571 | 2074.3547 | 5240.4033 | 2074.3547 | 5240.4033
5572 | 2135.9897 | 5206.6971 | 2135.9897 | 5206.6971
5573 | 2283.2063 | 5137.7985 | 2283.2063 | 5137.7985
5574 | 2309.1689 | 5008.7905 | 2309.1689 | 5008.7905
5575 | 2201.0521 | 4824.4872 | 2201.0521 | 4824.4872
5576 | 2125.5345 | 4640.6254 | 2125.5345 | 4640.6254
5577 | 2069.0682 | 4521.1298 | 2069.0682 | 4521.1298
5578 | 1994.1985 | 4410.7973 | 1994.1985 | 4410.7973
5579 | 1876.0631 | 4378.02 | 1876.0631 | 4378.02
5580 | 1784.3115 | 4610.6317 | 1784.3115 | 4610.6317
5581 | 1707.3991 | 4942.1432 | 1707.3991 | 4942.1432
5582 | 1679.0708 | 5126.4669 | 1679.0708 | 5126.4669
5583 | 1638.9511 | 5273.1537 | 1638.9511 | 5273.1537
5584 | 1619.892 | 5486.3225 | 1619.892 | 5486.3225
5585 | 1641.0982 | 5736.0445 | 1641.0982 | 5736.0445
5586 | 1688.3661 | 5896.9369 | 1688.3661 | 5896.9369
5587 | 1755.3298 | 5932.0628 | 1755.3298 | 5932.0628
5588 | 1884.6316 | 5996.9016 | 1884.6316 | 5996.9016
5589 | 1949.5973 | 6090.6347 | 1949.5973 | 6090.6347
5590 | 2002.8965 | 6215.309 | 2002.8965 | 6215.309
5591 | 2144.0272 | 6368.7354 | 2144.0272 | 6368.7354
5592 | 2136.7082 | 6579.4738 | 2136.7082 | 6579.4738
5593 | 2050.7795 | 6741.8542 | 2050.7795 | 6741.8542
5594 | 2033.974 | 6880.7359 | 2033.974 | 6880.7359
5595 | 2070.0439 | 6866.4565 | 2070.0439 | 6866.4565
5596 | 2124.4967 | 6626.6866 | 2124.4967 | 6626.6866
5597 | 2251.1373 | 6360.5273 | 2251.1373 | 6360.5273
5598 | 2288.3274 | 6125.5232 | 2288.3274 | 6125.5232
5599 | 2201.4832 | 5860.3753 | 2201.4832 | 5860.3753
5600 | 2119.5964 | 5663.758 | 2119.5964 | 5663.758
5601 | 2067.5727 | 5522.7039 | 2067.5727 | 5522.7039
5602 | 1989.1607 | 5404.2869 | 1989.1607 | 5404.2869
5603 | 1879.3574 | 5363.0659 | 1879.3574 | 5363.0659
5604 | 1789.9399 | 5467.5838 | 1789.9399 | 5467.5838
5605 | 1720.1527 | 5576.8627 | 1720.1527 | 5576.8627
5606 | 1676.7015 | 5709.0866 | 1676.7015 | 5709.0866
5607 | 1643.8068 | 5814.4529 | 1643.8068 | 5814.4529
5608 | 1631.0065 | 5913.7206 | 1631.0065 | 5913.7206
5609 | 1635.3197 | 6162.1851 | 1635.3197 | 6162.1851
5610 | 1682.236 | 6575.3124 | 1682.236 | 6575.3124
5611 | 1728.8918 | 6926.6303 | 1728.8918 | 6926.6303
5612 | 1835.3652 | 7140.9417 | 1835.3652 | 7140.9417
5613 | 1916.1694 | 7112.6893 | 1916.1694 | 7112.6893
5614 | 1978.249 | 7012.0769 | 1978.249 | 7012.0769
5615 | 2089.428 | 6888.476 | 2089.428 | 6888.476
5616 | 2078.742 | 6786.4358 | 2078.742 | 6786.4358
5617 | 2030.5777 | 6664.9621 | 2030.5777 | 6664.9621
5618 | 2040.0821 | 6556.2798 | 2040.0821 | 6556.2798
5619 | 2068.0818 | 6450.7359 | 2068.0818 | 6450.7359
5620 | 2108.3343 | 6235.938 | 2108.3343 | 6235.938
5621 | 2229.0616 | 6056.5518 | 2229.0616 | 6056.5518
5622 | 2265.0336 | 5868.6172 | 2265.0336 | 5868.6172
5623 | 2172.3248 | 5618.7399 | 2172.3248 | 5618.7399
5624 | 2083.8961 | 5402.3606 | 2083.8961 | 5402.3606
5625 | 2022.531 | 5235.7956 | 2022.531 | 5235.7956
5626 | 1966.4783 | 5084.8612 | 1966.4783 | 5084.8612
5627 | 1877.0783 | 4980.0424 | 1877.0783 | 4980.0424
5628 | 1782.3739 | 4995.9907 | 1782.3739 | 4995.9907
5629 | 1714.9839 | 5069.6979 | 1714.9839 | 5069.6979
5630 | 1674.4016 | 5150.9 | 1674.4016 | 5150.9
5631 | 1643.7469 | 5205.0647 | 1643.7469 | 5205.0647
5632 | 1621.5138 | 5260.1374 | 1621.5138 | 5260.1374
5633 | 1626.9909 | 5413.5646 | 1626.9909 | 5413.5646
5634 | 1655.0793 | 5624.0416 | 1655.0793 | 5624.0416
5635 | 1683.9406 | 5653.9576 | 1683.9406 | 5653.9576
5636 | 1765.8202 | 5678.5538 | 1765.8202 | 5678.5538
5637 | 1838.979 | 5745.8776 | 1838.979 | 5745.8776
5638 | 1888.6355 | 5886.0022 | 1888.6355 | 5886.0022
5639 | 2010.4994 | 6101.4095 | 2010.4994 | 6101.4095
5640 | 1992.8752 | 6290.7689 | 1992.8752 | 6290.7689
5641 | 1946.5707 | 6396.1989 | 1946.5707 | 6396.1989
5642 | 1945.0383 | 6496.9938 | 1945.0383 | 6496.9938
5643 | 1966.2695 | 6602.0051 | 1966.2695 | 6602.0051
5644 | 2014.2231 | 6591.8336 | 2014.2231 | 6591.8336
5645 | 2125.5831 | 6620.3078 | 2125.5831 | 6620.3078
5646 | 2155.2275 | 6615.8004 | 2155.2275 | 6615.8004
5647 | 2078.5237 | 6525.6361 | 2078.5237 | 6525.6361
5648 | 2037.4708 | 6438.0691 | 2037.4708 | 6438.0691
5649 | 1980.7876 | 6361.8702 | 1980.7876 | 6361.8702
5650 | 1920.63 | 6227.6437 | 1920.63 | 6227.6437
5651 | 1822.3032 | 6100.1885 | 1822.3032 | 6100.1885
5652 | 1736.2021 | 6114.8791 | 1736.2021 | 6114.8791
5653 | 1671.5098 | 6332.31 | 1671.5098 | 6332.31
5654 | 1633.031 | 6616.7014 | 1633.031 | 6616.7014
5655 | 1605.9972 | 6871.5402 | 1605.9972 | 6871.5402
5656 | 1574.4095 | 7067.1028 | 1574.4095 | 7067.1028
5657 | 1586.5342 | 7291.3139 | 1586.5342 | 7291.3139
5658 | 1609.3095 | 7617.1291 | 1609.3095 | 7617.1291
5659 | 1637.7455 | 7802.0869 | 1637.7455 | 7802.0869
5660 | 1714.6662 | 8002.2056 | 1714.6662 | 8002.2056
5661 | 1774.7835 | 8142.4692 | 1774.7835 | 8142.4692
5662 | 1854.9236 | 8119.4675 | 1854.9236 | 8119.4675
5663 | 1955.1366 | 8042.0378 | 1955.1366 | 8042.0378
5664 | 1932.5978 | 8010.7815 | 1932.5978 | 8010.7815
5665 | 1892.2215 | 8016.8625 | 1892.2215 | 8016.8625
5666 | 1893.5575 | 8193.4716 | 1893.5575 | 8193.4716
5667 | 1925.1641 | 8495.5639 | 1925.1641 | 8495.5639
5668 | 1982.4695 | 8562.4643 | 1982.4695 | 8562.4643
5669 | 2118.3525 | 8308.3419 | 2118.3525 | 8308.3419
5670 | 2148.9508 | 8025.1903 | 2148.9508 | 8025.1903
5671 | 2076.5023 | 7568.89 | 2076.5023 | 7568.89
5672 | 2013.06 | 7202.4991 | 2013.06 | 7202.4991
5673 | 1962.0151 | 6983.6546 | 1962.0151 | 6983.6546
5674 | 1898.114 | 6765.1701 | 1898.114 | 6765.1701
5675 | 1805.8717 | 6621.3663 | 1805.8717 | 6621.3663
5676 | 1726.5701 | 6737.7414 | 1726.5701 | 6737.7414
5677 | 1656.6893 | 7088.476 | 1656.6893 | 7088.476
5678 | 1617.2017 | 7491.9783 | 1617.2017 | 7491.9783
5679 | 1592.1041 | 7789.7545 | 1592.1041 | 7789.7545
5680 | 1573.5915 | 8011.7264 | 1573.5915 | 8011.7264
5681 | 1584.0222 | 8238.4526 | 1584.0222 | 8238.4526
5682 | 1618.594 | 8534.6248 | 1618.594 | 8534.6248
5683 | 1655.9444 | 8774.7366 | 1655.9444 | 8774.7366
5684 | 1761.054 | 8951.6799 | 1761.054 | 8951.6799
5685 | 1819.2569 | 9023.1357 | 1819.2569 | 9023.1357
5686 | 1885.6426 | 8925.757 | 1885.6426 | 8925.757
5687 | 2009.8861 | 8861.6218 | 2009.8861 | 8861.6218
5688 | 1992.9952 | 8873.3029 | 1992.9952 | 8873.3029
5689 | 1921.5388 | 8862.8558 | 1921.5388 | 8862.8558
5690 | 1927.9162 | 8860.5289 | 1927.9162 | 8860.5289
5691 | 1962.9573 | 8847.6868 | 1962.9573 | 8847.6868
5692 | 2013.6011 | 8595.1614 | 2013.6011 | 8595.1614
5693 | 2156.0702 | 8072.9944 | 2156.0702 | 8072.9944
5694 | 2205.9312 | 7299.7452 | 2205.9312 | 7299.7452
5695 | 2125.9628 | 6777.6914 | 2125.9628 | 6777.6914
5696 | 2055.7655 | 6416.5105 | 2055.7655 | 6416.5105
5697 | 1995.904 | 6137.1224 | 1995.904 | 6137.1224
5698 | 1924.2301 | 5935.8847 | 1924.2301 | 5935.8847
5699 | 1807.7995 | 5799.2671 | 1807.7995 | 5799.2671
5700 | 1719.9626 | 5827.0726 | 1719.9626 | 5827.0726
5701 | 1650.1178 | 5989.5292 | 1650.1178 | 5989.5292
5702 | 1613.4579 | 6223.7969 | 1613.4579 | 6223.7969
5703 | 1600.6353 | 6400.1267 | 1600.6353 | 6400.1267
5704 | 1572.1754 | 6577.5442 | 1572.1754 | 6577.5442
5705 | 1595.4383 | 6850.262 | 1595.4383 | 6850.262
5706 | 1651.0916 | 7217.2181 | 1651.0916 | 7217.2181
5707 | 1703.4761 | 7441.1609 | 1703.4761 | 7441.1609
5708 | 1842.2061 | 7683.4985 | 1842.2061 | 7683.4985
5709 | 1908.8742 | 7813.3421 | 1908.8742 | 7813.3421
5710 | 1976.4351 | 7886.0962 | 1976.4351 | 7886.0962
5711 | 2091.6603 | 7953.2885 | 2091.6603 | 7953.2885
5712 | 2062.8834 | 8060.1865 | 2062.8834 | 8060.1865
5713 | 1987.8172 | 8131.1228 | 1987.8172 | 8131.1228
5714 | 1986.0671 | 8205.8678 | 1986.0671 | 8205.8678
5715 | 2026.629 | 8083.2567 | 2026.629 | 8083.2567
5716 | 2059.1763 | 7770.3674 | 2059.1763 | 7770.3674
5717 | 2215.364 | 7194.6634 | 2215.364 | 7194.6634
5718 | 2276.9053 | 6593.5232 | 2276.9053 | 6593.5232
5719 | 2179.3127 | 6210.1627 | 2179.3127 | 6210.1627
5720 | 2105.5637 | 5930.9043 | 2105.5637 | 5930.9043
5721 | 2054.9889 | 5717.629 | 2054.9889 | 5717.629
5722 | 1973.2297 | 5495.9107 | 1973.2297 | 5495.9107
5723 | 1856.8448 | 5331.6263 | 1856.8448 | 5331.6263
5724 | 1745.1691 | 5301.583 | 1745.1691 | 5301.583
5725 | 1679.8261 | 5334.3291 | 1679.8261 | 5334.3291
5726 | 1647.7315 | 5405.6501 | 1647.7315 | 5405.6501
5727 | 1618.7383 | 5512.2739 | 1618.7383 | 5512.2739
5728 | 1594.6592 | 5680.1697 | 1594.6592 | 5680.1697
5729 | 1610.0424 | 5950.1927 | 1610.0424 | 5950.1927
5730 | 1657.564 | 6316.9692 | 1657.564 | 6316.9692
5731 | 1718.6282 | 6535.1631 | 1718.6282 | 6535.1631
5732 | 1875.2335 | 6700.0695 | 1875.2335 | 6700.0695
5733 | 1938.7165 | 6754.2785 | 1938.7165 | 6754.2785
5734 | 1986.1484 | 6868.1736 | 1986.1484 | 6868.1736
5735 | 2115.0805 | 7075.4964 | 2115.0805 | 7075.4964
5736 | 2100.5894 | 7290.1871 | 2100.5894 | 7290.1871
5737 | 2006.1424 | 7432.8056 | 2006.1424 | 7432.8056
5738 | 1989.0206 | 7547.4339 | 1989.0206 | 7547.4339
5739 | 2014.663 | 7396.9764 | 2014.663 | 7396.9764
5740 | 2065.4238 | 6760.8886 | 2065.4238 | 6760.8886
5741 | 2189.4503 | 6059.2467 | 2189.4503 | 6059.2467
5742 | 2255.2847 | 5719.1446 | 2255.2847 | 5719.1446
5743 | 2161.6564 | 5276.498 | 2161.6564 | 5276.498
5744 | 2095.8497 | 4862.3191 | 2095.8497 | 4862.3191
5745 | 2040.623 | 4526.1601 | 2040.623 | 4526.1601
5746 | 1971.5542 | 4234.7359 | 1971.5542 | 4234.7359
5747 | 1850.3066 | 4060.3908 | 1850.3066 | 4060.3908
5748 | 1748.9723 | 4151.0754 | 1748.9723 | 4151.0754
5749 | 1683.9765 | 4553.5504 | 1683.9765 | 4553.5504
5750 | 1641.6006 | 4932.0807 | 1641.6006 | 4932.0807
5751 | 1615.3443 | 5125.298 | 1615.3443 | 5125.298
5752 | 1602.5434 | 5262.8322 | 1602.5434 | 5262.8322
5753 | 1620.3881 | 5530.6994 | 1620.3881 | 5530.6994
5754 | 1663.0379 | 5938.4371 | 1663.0379 | 5938.4371
5755 | 1711.2429 | 6222.3845 | 1711.2429 | 6222.3845
5756 | 1846.5367 | 6459.5121 | 1846.5367 | 6459.5121
5757 | 1921.173 | 6531.3273 | 1921.173 | 6531.3273
5758 | 1970.5868 | 6586.2956 | 1970.5868 | 6586.2956
5759 | 2118.704 | 6655.4641 | 2118.704 | 6655.4641
5760 | 2093.7452 | 6749.7863 | 2093.7452 | 6749.7863
5761 | 2006.5002 | 6755.6876 | 2006.5002 | 6755.6876
5762 | 2021.5626 | 6675.9297 | 2021.5626 | 6675.9297
5763 | 2037.1958 | 6561.5828 | 2037.1958 | 6561.5828
5764 | 2073.863 | 6337.0835 | 2073.863 | 6337.0835
5765 | 2195.9703 | 6037.1492 | 2195.9703 | 6037.1492
5766 | 2287.8262 | 5670.2785 | 2287.8262 | 5670.2785
5767 | 2179.2113 | 5338.8382 | 2179.2113 | 5338.8382
5768 | 2109.4726 | 5071.7963 | 2109.4726 | 5071.7963
5769 | 2056.7073 | 4902.8957 | 2056.7073 | 4902.8957
5770 | 1977.9454 | 4744.9548 | 1977.9454 | 4744.9548
5771 | 1879.288 | 4615.703 | 1879.288 | 4615.703
5772 | 1776.1188 | 4616.9196 | 1776.1188 | 4616.9196
5773 | 1704.8396 | 4715.9581 | 1704.8396 | 4715.9581
5774 | 1670.3181 | 4869.3813 | 1670.3181 | 4869.3813
5775 | 1638.0825 | 4996.3061 | 1638.0825 | 4996.3061
5776 | 1642.5365 | 5107.97 | 1642.5365 | 5107.97
5777 | 1662.1368 | 5246.6655 | 1662.1368 | 5246.6655
5778 | 1695.3001 | 5434.1468 | 1695.3001 | 5434.1468
5779 | 1725.4376 | 5530.3552 | 1725.4376 | 5530.3552
5780 | 1833.1876 | 5681.7876 | 1833.1876 | 5681.7876
5781 | 1904.7165 | 5739.0507 | 1904.7165 | 5739.0507
5782 | 1973.2792 | 5825.0993 | 1973.2792 | 5825.0993
5783 | 2095.2082 | 5927.5039 | 2095.2082 | 5927.5039
5784 | 2101.5593 | 6052.7266 | 2101.5593 | 6052.7266
5785 | 2034.5461 | 6157.438 | 2034.5461 | 6157.438
5786 | 2036.6685 | 6267.2156 | 2036.6685 | 6267.2156
5787 | 2059.9507 | 6329.4691 | 2059.9507 | 6329.4691
5788 | 2101.5874 | 6209.8881 | 2101.5874 | 6209.8881
5789 | 2206.998 | 6013.2551 | 2206.998 | 6013.2551
5790 | 2266.8471 | 5719.8632 | 2266.8471 | 5719.8632
5791 | 2179.1323 | 5317.6389 | 2179.1323 | 5317.6389
5792 | 2107.0439 | 5069.2811 | 2107.0439 | 5069.2811
5793 | 2055.6654 | 4903.0753 | 2055.6654 | 4903.0753
5794 | 1990.4431 | 4769.9267 | 1990.4431 | 4769.9267
5795 | 1896.9768 | 4671.2163 | 1896.9768 | 4671.2163
5796 | 1788.1966 | 4830.5494 | 1788.1966 | 4830.5494
5797 | 1724.7279 | 4978.4215 | 1724.7279 | 4978.4215
5798 | 1695.3355 | 5120.0916 | 1695.3355 | 5120.0916
5799 | 1672.0591 | 5184.2974 | 1672.0591 | 5184.2974
5800 | 1662.5369 | 5348.5802 | 1662.5369 | 5348.5802
5801 | 1675.4371 | 5779.9386 | 1675.4371 | 5779.9386
5802 | 1697.5449 | 6252.2237 | 1697.5449 | 6252.2237
5803 | 1705.5326 | 6658.8934 | 1705.5326 | 6658.8934
5804 | 1778.1001 | 6966.1316 | 1778.1001 | 6966.1316
5805 | 1869.7884 | 7211.4389 | 1869.7884 | 7211.4389
5806 | 1921.6019 | 7406.9258 | 1921.6019 | 7406.9258
5807 | 2037.8561 | 7625.1844 | 2037.8561 | 7625.1844
5808 | 2031.5297 | 7895.6205 | 2031.5297 | 7895.6205
5809 | 1987.5992 | 8157.6985 | 1987.5992 | 8157.6985
5810 | 1985.0613 | 8400.9967 | 1985.0613 | 8400.9967
5811 | 1980.8209 | 8603.922 | 1980.8209 | 8603.922
5812 | 2008.9455 | 8643.1451 | 2008.9455 | 8643.1451
5813 | 2099.6117 | 8426.6045 | 2099.6117 | 8426.6045
5814 | 2191.6769 | 8137.7311 | 2191.6769 | 8137.7311
5815 | 2117.3185 | 7890.24 | 2117.3185 | 7890.24
5816 | 2055.5916 | 7688.5642 | 2055.5916 | 7688.5642
5817 | 2010.324 | 7488.4537 | 2010.324 | 7488.4537
5818 | 1960.5083 | 7298.019 | 1960.5083 | 7298.019
5819 | 1850.0986 | 7192.0729 | 1850.0986 | 7192.0729
5820 | 1775.1368 | 7176.6857 | 1775.1368 | 7176.6857
5821 | 1705.9117 | 7314.4338 | 1705.9117 | 7314.4338
5822 | 1666.1754 | 7570.0923 | 1666.1754 | 7570.0923
5823 | 1640.1386 | 7839.7772 | 1640.1386 | 7839.7772
5824 | 1623.2273 | 8160.4191 | 1623.2273 | 8160.4191
5825 | 1630.7564 | 8519.7848 | 1630.7564 | 8519.7848
5826 | 1649.1313 | 8859.3334 | 1649.1313 | 8859.3334
5827 | 1683.138 | 9272.0026 | 1683.138 | 9272.0026
5828 | 1785.1243 | 9504.0609 | 1785.1243 | 9504.0609
5829 | 1860.0436 | 9624.8809 | 1860.0436 | 9624.8809
5830 | 1921.3183 | 9675.0701 | 1921.3183 | 9675.0701
5831 | 2025.6894 | 9676.0383 | 2025.6894 | 9676.0383
5832 | 2019.7329 | 9638.2557 | 2019.7329 | 9638.2557
5833 | 1957.1091 | 9600.9267 | 1957.1091 | 9600.9267
5834 | 1962.1074 | 9579.3143 | 1962.1074 | 9579.3143
5835 | 1976.0555 | 9575.4481 | 1976.0555 | 9575.4481
5836 | 2023.8236 | 9485.4969 | 2023.8236 | 9485.4969
5837 | 2144.7088 | 9204.2753 | 2144.7088 | 9204.2753
5838 | 2203.9007 | 8588.8103 | 2203.9007 | 8588.8103
5839 | 2131.2959 | 8125.7161 | 2131.2959 | 8125.7161
5840 | 2066.2295 | 7806.8647 | 2066.2295 | 7806.8647
5841 | 2019.4799 | 7568.3206 | 2019.4799 | 7568.3206
5842 | 1947.6118 | 7373.3863 | 1947.6118 | 7373.3863
5843 | 1856.6524 | 7294.9999 | 1856.6524 | 7294.9999
5844 | 1767.5466 | 7335.6695 | 1767.5466 | 7335.6695
5845 | 1705.4909 | 7519.163 | 1705.4909 | 7519.163
5846 | 1669.7263 | 7757.5733 | 1669.7263 | 7757.5733
5847 | 1641.7389 | 7967.4517 | 1641.7389 | 7967.4517
5848 | 1632.8453 | 8179.9171 | 1632.8453 | 8179.9171
5849 | 1647.0047 | 8442.9176 | 1647.0047 | 8442.9176
5850 | 1664.0199 | 8630.0442 | 1664.0199 | 8630.0442
5851 | 1722.2067 | 8789.6141 | 1722.2067 | 8789.6141
5852 | 1836.0411 | 8909.3714 | 1836.0411 | 8909.3714
5853 | 1901.6256 | 8982.3837 | 1901.6256 | 8982.3837
5854 | 1947.4197 | 9026.761 | 1947.4197 | 9026.761
5855 | 2075.8531 | 9014.0431 | 2075.8531 | 9014.0431
5856 | 2049.053 | 8984.6972 | 2049.053 | 8984.6972
5857 | 1972.6437 | 9011.4866 | 1972.6437 | 9011.4866
5858 | 1962.3632 | 9095.9885 | 1962.3632 | 9095.9885
5859 | 1983.6235 | 9182.8631 | 1983.6235 | 9182.8631
5860 | 2023.2162 | 9169.2166 | 2023.2162 | 9169.2166
5861 | 2121.1204 | 8780.9434 | 2121.1204 | 8780.9434
5862 | 2228.287 | 8028.4298 | 2228.287 | 8028.4298
5863 | 2141.8979 | 7584.8336 | 2141.8979 | 7584.8336
5864 | 2069.0983 | 7184.9905 | 2069.0983 | 7184.9905
5865 | 2013.9279 | 6877.0784 | 2013.9279 | 6877.0784
5866 | 1956.3332 | 6594.9655 | 1956.3332 | 6594.9655
5867 | 1839.8469 | 6434.6499 | 1839.8469 | 6434.6499
5868 | 1755.233 | 6507.0038 | 1755.233 | 6507.0038
5869 | 1687.573 | 6770.5516 | 1687.573 | 6770.5516
5870 | 1649.5414 | 6962.4667 | 1649.5414 | 6962.4667
5871 | 1623.6837 | 7036.7964 | 1623.6837 | 7036.7964
5872 | 1610.647 | 7128.1492 | 1610.647 | 7128.1492
5873 | 1633.7264 | 7346.1542 | 1633.7264 | 7346.1542
5874 | 1663.2705 | 7615.3975 | 1663.2705 | 7615.3975
5875 | 1730.8628 | 7889.7057 | 1730.8628 | 7889.7057
5876 | 1872.4081 | 8194.1316 | 1872.4081 | 8194.1316
5877 | 1947.7452 | 8435.3144 | 1947.7452 | 8435.3144
5878 | 1998.3562 | 8583.1812 | 1998.3562 | 8583.1812
5879 | 2129.3532 | 8600.2727 | 2129.3532 | 8600.2727
5880 | 2105.3104 | 8573.5515 | 2105.3104 | 8573.5515
5881 | 2013.5925 | 8559.8451 | 2013.5925 | 8559.8451
5882 | 2019.8073 | 8602.3512 | 2019.8073 | 8602.3512
5883 | 2030.5284 | 8631.4817 | 2030.5284 | 8631.4817
5884 | 2072.3561 | 8564.9656 | 2072.3561 | 8564.9656
5885 | 2170.7781 | 8220.5629 | 2170.7781 | 8220.5629
5886 | 2257.5024 | 7791.4539 | 2257.5024 | 7791.4539
5887 | 2152.763 | 7447.5976 | 2152.763 | 7447.5976
5888 | 2092.5868 | 7126.4964 | 2092.5868 | 7126.4964
5889 | 2043.8287 | 6823.6463 | 2043.8287 | 6823.6463
5890 | 1958.2119 | 6545.283 | 1958.2119 | 6545.283
5891 | 1844.7283 | 6365.4695 | 1844.7283 | 6365.4695
5892 | 1745.1269 | 6322.3351 | 1745.1269 | 6322.3351
5893 | 1671.5912 | 6443.3974 | 1671.5912 | 6443.3974
5894 | 1636.2218 | 6673.3711 | 1636.2218 | 6673.3711
5895 | 1610.7739 | 6893.7485 | 1610.7739 | 6893.7485
5896 | 1607.2961 | 7070.0301 | 1607.2961 | 7070.0301
5897 | 1629.2474 | 7233.8532 | 1629.2474 | 7233.8532
5898 | 1654.121 | 7306.9913 | 1654.121 | 7306.9913
5899 | 1734.2098 | 7318.2638 | 1734.2098 | 7318.2638
5900 | 1863.7594 | 7273.6003 | 1863.7594 | 7273.6003
5901 | 1939.9051 | 7184.8166 | 1939.9051 | 7184.8166
5902 | 2007.6935 | 7162.6382 | 2007.6935 | 7162.6382
5903 | 2144.9316 | 7171.2931 | 2144.9316 | 7171.2931
5904 | 2110.7067 | 7222.9389 | 2110.7067 | 7222.9389
5905 | 2021.749 | 7277.8505 | 2021.749 | 7277.8505
5906 | 2024.1804 | 7364.0397 | 2024.1804 | 7364.0397
5907 | 2042.2019 | 7412.2932 | 2042.2019 | 7412.2932
5908 | 2082.7457 | 7313.3429 | 2082.7457 | 7313.3429
5909 | 2180.3818 | 6954.6917 | 2180.3818 | 6954.6917
5910 | 2283.1893 | 6548.4553 | 2283.1893 | 6548.4553
5911 | 2198.6296 | 6309.7758 | 2198.6296 | 6309.7758
5912 | 2119.108 | 6187.592 | 2119.108 | 6187.592
5913 | 2063.4579 | 6079.1596 | 2063.4579 | 6079.1596
5914 | 1968.7091 | 5940.6571 | 1968.7091 | 5940.6571
5915 | 1856.4824 | 5872.3946 | 1856.4824 | 5872.3946
5916 | 1751.3735 | 5877.8178 | 1751.3735 | 5877.8178
5917 | 1679.8791 | 5973.5702 | 1679.8791 | 5973.5702
5918 | 1637.456 | 6108.491 | 1637.456 | 6108.491
5919 | 1613.1275 | 6242.4397 | 1613.1275 | 6242.4397
5920 | 1604.4401 | 6408.9723 | 1604.4401 | 6408.9723
5921 | 1619.2918 | 6641.9759 | 1619.2918 | 6641.9759
5922 | 1641.5485 | 6816.9162 | 1641.5485 | 6816.9162
5923 | 1720.8636 | 6943.302 | 1720.8636 | 6943.302
5924 | 1855.0536 | 6992.5664 | 1855.0536 | 6992.5664
5925 | 1942.1019 | 7047.9555 | 1942.1019 | 7047.9555
5926 | 2001.176 | 7207.8211 | 2001.176 | 7207.8211
5927 | 2130.3996 | 7436.3911 | 2130.3996 | 7436.3911
5928 | 2093.7427 | 7599.4006 | 2093.7427 | 7599.4006
5929 | 1996.5879 | 7722.5553 | 1996.5879 | 7722.5553
5930 | 2002.5215 | 7840.9912 | 2002.5215 | 7840.9912
5931 | 1999.251 | 7893.1818 | 1999.251 | 7893.1818
5932 | 2026.8155 | 7713.0523 | 2026.8155 | 7713.0523
5933 | 2125.2708 | 7265.7226 | 2125.2708 | 7265.7226
5934 | 2228.5151 | 6985.0984 | 2228.5151 | 6985.0984
5935 | 2154.0456 | 6755.9804 | 2154.0456 | 6755.9804
5936 | 2078.9666 | 6537.8063 | 2078.9666 | 6537.8063
5937 | 2014.4345 | 6353.0692 | 2014.4345 | 6353.0692
5938 | 1939.0254 | 6155.1352 | 1939.0254 | 6155.1352
5939 | 1833.818 | 6041.1275 | 1833.818 | 6041.1275
5940 | 1733.0276 | 6046.3632 | 1733.0276 | 6046.3632
5941 | 1672.316 | 6240.1681 | 1672.316 | 6240.1681
5942 | 1641.9881 | 6502.3885 | 1641.9881 | 6502.3885
5943 | 1614.0686 | 6788.7592 | 1614.0686 | 6788.7592
5944 | 1601.723 | 7072.2798 | 1601.723 | 7072.2798
5945 | 1618.5375 | 7275.2864 | 1618.5375 | 7275.2864
5946 | 1629.9546 | 7299.6796 | 1629.9546 | 7299.6796
5947 | 1677.4136 | 7311.8895 | 1677.4136 | 7311.8895
5948 | 1792.6584 | 7360.9664 | 1792.6584 | 7360.9664
5949 | 1871.9322 | 7469.4127 | 1871.9322 | 7469.4127
5950 | 1940.8197 | 7607.1555 | 1940.8197 | 7607.1555
5951 | 2039.1536 | 7722.6745 | 2039.1536 | 7722.6745
5952 | 2016.3679 | 7835.4391 | 2016.3679 | 7835.4391
5953 | 1958.2514 | 7967.9678 | 1958.2514 | 7967.9678
5954 | 1952.9254 | 8078.342 | 1952.9254 | 8078.342
5955 | 1980.6108 | 8113.2844 | 1980.6108 | 8113.2844
5956 | 2007.3586 | 7832.6651 | 2007.3586 | 7832.6651
5957 | 2104.3931 | 7321.0294 | 2104.3931 | 7321.0294
5958 | 2198.8549 | 6788.056 | 2198.8549 | 6788.056
5959 | 2110.4326 | 6287.8406 | 2110.4326 | 6287.8406
5960 | 2043.1698 | 5821.6292 | 2043.1698 | 5821.6292
5961 | 1989.164 | 5439.8496 | 1989.164 | 5439.8496
5962 | 1916.7724 | 5072.2454 | 1916.7724 | 5072.2454
5963 | 1831.6818 | 4832.6254 | 1831.6818 | 4832.6254
5964 | 1733.3101 | 4818.5506 | 1733.3101 | 4818.5506
5965 | 1671.241 | 5053.0389 | 1671.241 | 5053.0389
5966 | 1651.4422 | 5446.8708 | 1651.4422 | 5446.8708
5967 | 1609.314 | 5980.5289 | 1609.314 | 5980.5289
5968 | 1592.9254 | 6497.4633 | 1592.9254 | 6497.4633
5969 | 1597.498 | 6700.6574 | 1597.498 | 6700.6574
5970 | 1600.2935 | 6523.5086 | 1600.2935 | 6523.5086
5971 | 1635.282 | 6581.2763 | 1635.282 | 6581.2763
5972 | 1713.0657 | 6816.8968 | 1713.0657 | 6816.8968
5973 | 1799.5279 | 7154.4447 | 1799.5279 | 7154.4447
5974 | 1875.7357 | 7425.8614 | 1875.7357 | 7425.8614
5975 | 1976.1664 | 7427.9545 | 1976.1664 | 7427.9545
5976 | 1973.4292 | 7383.0476 | 1973.4292 | 7383.0476
5977 | 1933.2468 | 7307.66 | 1933.2468 | 7307.66
5978 | 1927.8599 | 7249.8638 | 1927.8599 | 7249.8638
5979 | 1936.702 | 7183.7539 | 1936.702 | 7183.7539
5980 | 1971.2805 | 7042.058 | 1971.2805 | 7042.058
5981 | 2028.1147 | 6641.5986 | 2028.1147 | 6641.5986
5982 | 2103.1006 | 5999.5112 | 2103.1006 | 5999.5112
5983 | 2076.0112 | 5622.8457 | 2076.0112 | 5622.8457
5984 | 2030.0614 | 5243.2505 | 2030.0614 | 5243.2505
5985 | 1983.3299 | 4954.8365 | 1983.3299 | 4954.8365
5986 | 1908.4275 | 4723.3434 | 1908.4275 | 4723.3434
5987 | 1825.5467 | 4597.7118 | 1825.5467 | 4597.7118
5988 | 1738.3985 | 4625.4452 | 1738.3985 | 4625.4452
5989 | 1664.929 | 4829.5616 | 1664.929 | 4829.5616
5990 | 1637.7199 | 5112.2174 | 1637.7199 | 5112.2174
5991 | 1607.4797 | 5385.0895 | 1607.4797 | 5385.0895
5992 | 1596.276 | 5699.357 | 1596.276 | 5699.357
5993 | 1596.7373 | 6122.6537 | 1596.7373 | 6122.6537
5994 | 1611.6596 | 6504.198 | 1611.6596 | 6504.198
5995 | 1646.3151 | 6738.1979 | 1646.3151 | 6738.1979
5996 | 1726.6863 | 6773.5887 | 1726.6863 | 6773.5887
5997 | 1802.0727 | 6839.4767 | 1802.0727 | 6839.4767
5998 | 1879.7098 | 6835.484 | 1879.7098 | 6835.484
5999 | 1974.1965 | 6920.0687 | 1974.1965 | 6920.0687
6000 | 1959.7234 | 7020.2721 | 1959.7234 | 7020.2721
6001 | 1927.7479 | 7173.9861 | 1927.7479 | 7173.9861
6002 | 1931.0675 | 7312.8574 | 1931.0675 | 7312.8574
6003 | 1943.9722 | 7359.4236 | 1943.9722 | 7359.4236
6004 | 1973.1962 | 7181.7313 | 1973.1962 | 7181.7313
6005 | 2018.1119 | 6788.3961 | 2018.1119 | 6788.3961
6006 | 2056.2484 | 6256.5475 | 2056.2484 | 6256.5475
6007 | 2070.5404 | 5685.0894 | 2070.5404 | 5685.0894
6008 | 2019.6536 | 5151.0099 | 2019.6536 | 5151.0099
6009 | 1974.2642 | 4692.7381 | 1974.2642 | 4692.7381
6010 | 1905.1538 | 4315.9474 | 1905.1538 | 4315.9474
6011 | 1803.2068 | 4103.6996 | 1803.2068 | 4103.6996
6012 | 1733.6471 | 4107.6229 | 1733.6471 | 4107.6229
6013 | 1664.0925 | 4419.3533 | 1664.0925 | 4419.3533
6014 | 1629.2565 | 4840.1826 | 1629.2565 | 4840.1826
6015 | 1595.6972 | 5062.6223 | 1595.6972 | 5062.6223
6016 | 1593.2735 | 5367.7033 | 1593.2735 | 5367.7033
6017 | 1592.8444 | 5784.2506 | 1592.8444 | 5784.2506
6018 | 1635.9544 | 6101.489 | 1635.9544 | 6101.489
6019 | 1688.2484 | 6375.4223 | 1688.2484 | 6375.4223
6020 | 1788.326 | 6578.2335 | 1788.326 | 6578.2335
6021 | 1842.553 | 6772.7335 | 1842.553 | 6772.7335
6022 | 1905.886 | 6956.0342 | 1905.886 | 6956.0342
6023 | 2011.098 | 6963.0018 | 2011.098 | 6963.0018
6024 | 2018.7057 | 6913.4079 | 2018.7057 | 6913.4079
6025 | 1951.7237 | 6809.7106 | 1951.7237 | 6809.7106
6026 | 1942.4882 | 6670.9227 | 1942.4882 | 6670.9227
6027 | 1959.5566 | 6501.3234 | 1959.5566 | 6501.3234
6028 | 1992.8009 | 6312.5698 | 1992.8009 | 6312.5698
6029 | 2048.4528 | 6211.8923 | 2048.4528 | 6211.8923
6030 | 2097.6346 | 5947.3915 | 2097.6346 | 5947.3915
6031 | 2116.3748 | 5645.7184 | 2116.3748 | 5645.7184
6032 | 2057.9466 | 5384.0487 | 2057.9466 | 5384.0487
6033 | 2005.802 | 5154.1287 | 2005.802 | 5154.1287
6034 | 1911.1375 | 4928.2601 | 1911.1375 | 4928.2601
6035 | 1802.7772 | 4775.0688 | 1802.7772 | 4775.0688
6036 | 1713.5318 | 4725.935 | 1713.5318 | 4725.935
6037 | 1643.2152 | 4781.9414 | 1643.2152 | 4781.9414
6038 | 1604.4499 | 4993.3545 | 1604.4499 | 4993.3545
6039 | 1593.7754 | 5366.1539 | 1593.7754 | 5366.1539
6040 | 1584.0376 | 5628.4892 | 1584.0376 | 5628.4892
6041 | 1607.12 | 5720.3196 | 1607.12 | 5720.3196
6042 | 1658.2472 | 5343.6911 | 1658.2472 | 5343.6911
6043 | 1730.8039 | 5112.7382 | 1730.8039 | 5112.7382
6044 | 1867.6548 | 5044.827 | 1867.6548 | 5044.827
6045 | 1949.7309 | 4985.1029 | 1949.7309 | 4985.1029
6046 | 2024.6933 | 4972.861 | 2024.6933 | 4972.861
6047 | 2123.9111 | 5003.8261 | 2123.9111 | 5003.8261
6048 | 2107.6052 | 5081.9068 | 2107.6052 | 5081.9068
6049 | 2023.6143 | 5220.0599 | 2023.6143 | 5220.0599
6050 | 2004.797 | 5404.3016 | 2004.797 | 5404.3016
6051 | 2021.4833 | 5514.2363 | 2021.4833 | 5514.2363
6052 | 2045.9951 | 5394.4757 | 2045.9951 | 5394.4757
6053 | 2097.0675 | 5189.5588 | 2097.0675 | 5189.5588
6054 | 2132.9468 | 4857.5649 | 2132.9468 | 4857.5649
6055 | 2148.2398 | 4479.962 | 2148.2398 | 4479.962
6056 | 2109.8974 | 4177.9839 | 2109.8974 | 4177.9839
6057 | 2053.4607 | 3959.3128 | 2053.4607 | 3959.3128
6058 | 1942.2654 | 3782.7516 | 1942.2654 | 3782.7516
6059 | 1836.7983 | 3695.9286 | 1836.7983 | 3695.9286
6060 | 1737.7005 | 3736.4107 | 1737.7005 | 3736.4107
6061 | 1666.2616 | 3951.9634 | 1666.2616 | 3951.9634
6062 | 1625.383 | 4233.1193 | 1625.383 | 4233.1193
6063 | 1606.9482 | 4464.9331 | 1606.9482 | 4464.9331
6064 | 1599.1233 | 4705.7081 | 1599.1233 | 4705.7081
6065 | 1614.5 | 5009.392 | 1614.5 | 5009.392
6066 | 1672.3329 | 5270.5735 | 1672.3329 | 5270.5735
6067 | 1749.3923 | 5513.1975 | 1749.3923 | 5513.1975
6068 | 1885.0449 | 5622.0808 | 1885.0449 | 5622.0808
6069 | 1974.4508 | 5652.535 | 1974.4508 | 5652.535
6070 | 2025.8379 | 5691.2879 | 2025.8379 | 5691.2879
6071 | 2127.5013 | 5670.3208 | 2127.5013 | 5670.3208
6072 | 2104.4881 | 5684.8454 | 2104.4881 | 5684.8454
6073 | 1995.8876 | 5724.946 | 1995.8876 | 5724.946
6074 | 1985.8672 | 5794.2619 | 1985.8672 | 5794.2619
6075 | 2010.1433 | 5790.3957 | 2010.1433 | 5790.3957
6076 | 2016.9681 | 5616.6406 | 2016.9681 | 5616.6406
6077 | 2063.7308 | 5434.0339 | 2063.7308 | 5434.0339
6078 | 2114.5583 | 5072.793 | 2114.5583 | 5072.793
6079 | 2127.9733 | 4633.1339 | 2127.9733 | 4633.1339
6080 | 2092.8561 | 4311.8453 | 2092.8561 | 4311.8453
6081 | 2039.1703 | 4072.5512 | 2039.1703 | 4072.5512
6082 | 1942.6605 | 3854.9318 | 1942.6605 | 3854.9318
6083 | 1816.8302 | 3760.797 | 1816.8302 | 3760.797
6084 | 1723.8673 | 3801.4666 | 1723.8673 | 3801.4666
6085 | 1657.977 | 4082.0752 | 1657.977 | 4082.0752
6086 | 1631.8857 | 4435.9737 | 1631.8857 | 4435.9737
6087 | 1597.4224 | 4641.9151 | 1597.4224 | 4641.9151
6088 | 1595.6205 | 4769.8266 | 1595.6205 | 4769.8266
6089 | 1616.4396 | 4955.21 | 1616.4396 | 4955.21
6090 | 1656.4206 | 5135.9622 | 1656.4206 | 5135.9622
6091 | 1741.808 | 5327.2164 | 1741.808 | 5327.2164
6092 | 1875.3138 | 5511.0921 | 1875.3138 | 5511.0921
6093 | 1951.5183 | 5688.5313 | 1951.5183 | 5688.5313
6094 | 2029.3015 | 5843.8974 | 2029.3015 | 5843.8974
6095 | 2108.3354 | 6003.6619 | 2108.3354 | 6003.6619
6096 | 2095.0235 | 6155.2351 | 2095.0235 | 6155.2351
6097 | 1998.8797 | 6293.3882 | 1998.8797 | 6293.3882
6098 | 1979.0755 | 6433.7593 | 1979.0755 | 6433.7593
6099 | 1996.8881 | 6467.2019 | 1996.8881 | 6467.2019
6100 | 2012.6699 | 6156.5856 | 2012.6699 | 6156.5856
6101 | 2059.1557 | 5724.6294 | 2059.1557 | 5724.6294
6102 | 2088.1292 | 5370.7002 | 2088.1292 | 5370.7002
6103 | 2111.5395 | 4929.7287 | 2111.5395 | 4929.7287
6104 | 2062.2503 | 4492.9519 | 2062.2503 | 4492.9519
6105 | 2003.6511 | 4196.6636 | 2003.6511 | 4196.6636
6106 | 1919.2178 | 3946.7974 | 1919.2178 | 3946.7974
6107 | 1824.2278 | 3816.4788 | 1824.2278 | 3816.4788
6108 | 1733.6336 | 3820.7771 | 1733.6336 | 3820.7771
6109 | 1665.3534 | 4067.4516 | 1665.3534 | 4067.4516
6110 | 1625.8013 | 4518.0903 | 1625.8013 | 4518.0903
6111 | 1600.7633 | 4916.5746 | 1600.7633 | 4916.5746
6112 | 1600.2974 | 5239.6538 | 1600.2974 | 5239.6538
6113 | 1610.9458 | 5541.2754 | 1610.9458 | 5541.2754
6114 | 1652.4509 | 5701.0297 | 1652.4509 | 5701.0297
6115 | 1699.724 | 5746.9862 | 1699.724 | 5746.9862
6116 | 1814.9101 | 5684.6994 | 1814.9101 | 5684.6994
6117 | 1916.0926 | 5639.4113 | 1916.0926 | 5639.4113
6118 | 1981.5795 | 5595.2977 | 1981.5795 | 5595.2977
6119 | 2069.0759 | 5621.3883 | 2069.0759 | 5621.3883
6120 | 2046.1164 | 5639.1001 | 2046.1164 | 5639.1001
6121 | 1986.3981 | 5624.6437 | 1986.3981 | 5624.6437
6122 | 1965.1661 | 5602.2814 | 1965.1661 | 5602.2814
6123 | 1954.5232 | 5540.4836 | 1954.5232 | 5540.4836
6124 | 1982.6703 | 5479.592 | 1982.6703 | 5479.592
6125 | 1993.9478 | 5391.6632 | 1993.9478 | 5391.6632
6126 | 2030.07 | 5172.9078 | 2030.07 | 5172.9078
6127 | 2065.9255 | 4901.2316 | 2065.9255 | 4901.2316
6128 | 2050.5395 | 4595.3165 | 2050.5395 | 4595.3165
6129 | 1979.8204 | 4252.3455 | 1979.8204 | 4252.3455
6130 | 1888.684 | 3923.5498 | 1888.684 | 3923.5498
6131 | 1798.5123 | 3746.1735 | 1798.5123 | 3746.1735
6132 | 1710.173 | 3726.0992 | 1710.173 | 3726.0992
6133 | 1649.7552 | 3867.222 | 1649.7552 | 3867.222
6134 | 1615.8082 | 4008.5172 | 1615.8082 | 4008.5172
6135 | 1596.3623 | 4107.5944 | 1596.3623 | 4107.5944
6136 | 1596.5356 | 4307.3111 | 1596.5356 | 4307.3111
6137 | 1597.5471 | 4612.1199 | 1597.5471 | 4612.1199
6138 | 1624.5366 | 4859.6153 | 1624.5366 | 4859.6153
6139 | 1653.9011 | 5049.7446 | 1653.9011 | 5049.7446
6140 | 1738.2133 | 5143.067 | 1738.2133 | 5143.067
6141 | 1811.8815 | 5212.3298 | 1811.8815 | 5212.3298
6142 | 1876.5544 | 5292.3285 | 1876.5544 | 5292.3285
6143 | 1963.7213 | 5338.6671 | 1963.7213 | 5338.6671
6144 | 1922.5341 | 5453.3065 | 1922.5341 | 5453.3065
6145 | 1870.5928 | 5663.4523 | 1870.5928 | 5663.4523
6146 | 1858.1088 | 5887.065 | 1858.1088 | 5887.065
6147 | 1859.106 | 5985.7508 | 1859.106 | 5985.7508
6148 | 1875.3471 | 5822.1197 | 1875.3471 | 5822.1197
6149 | 1941.3367 | 5541.0855 | 1941.3367 | 5541.0855
6150 | 1960.2944 | 5187.1563 | 1960.2944 | 5187.1563
6151 | 2005.6356 | 4785.1809 | 2005.6356 | 4785.1809
6152 | 1996.8943 | 4504.0132 | 1996.8943 | 4504.0132
6153 | 1934.8229 | 4267.3439 | 1934.8229 | 4267.3439
6154 | 1859.4258 | 4014.853 | 1859.4258 | 4014.853
6155 | 1767.0593 | 3852.6626 | 1767.0593 | 3852.6626
6156 | 1684.1741 | 3813.0904 | 1684.1741 | 3813.0904
6157 | 1624.3684 | 4043.4541 | 1624.3684 | 4043.4541
6158 | 1585.8449 | 4449.0974 | 1585.8449 | 4449.0974
6159 | 1561.7578 | 4789.6501 | 1561.7578 | 4789.6501
6160 | 1559.8154 | 5040.924 | 1559.8154 | 5040.924
6161 | 1567.5619 | 5291.9257 | 1567.5619 | 5291.9257
6162 | 1586.072 | 5447.743 | 1586.072 | 5447.743
6163 | 1632.4724 | 5584.0653 | 1632.4724 | 5584.0653
6164 | 1713.6249 | 5692.9486 | 1713.6249 | 5692.9486
6165 | 1776.2112 | 5768.5857 | 1776.2112 | 5768.5857
6166 | 1852.6374 | 5771.1548 | 1852.6374 | 5771.1548
6167 | 1941.7708 | 5804.5572 | 1941.7708 | 5804.5572
6168 | 1936.8481 | 5925.0085 | 1936.8481 | 5925.0085
6169 | 1894.8422 | 6010.6669 | 1894.8422 | 6010.6669
6170 | 1887.7033 | 5996.5538 | 1887.7033 | 5996.5538
6171 | 1906.5088 | 5877.9493 | 1906.5088 | 5877.9493
6172 | 1925.7355 | 5711.8809 | 1925.7355 | 5711.8809
6173 | 1966.5156 | 5532.8364 | 1966.5156 | 5532.8364
6174 | 1994.131 | 5225.0275 | 1994.131 | 5225.0275
6175 | 2021.5429 | 4868.6099 | 2021.5429 | 4868.6099
6176 | 2008.1803 | 4607.3152 | 2008.1803 | 4607.3152
6177 | 1957.1871 | 4390.5189 | 1957.1871 | 4390.5189
6178 | 1866.7059 | 4147.9644 | 1866.7059 | 4147.9644
6179 | 1773.0376 | 3966.8385 | 1773.0376 | 3966.8385
6180 | 1686.3023 | 3861.4605 | 1686.3023 | 3861.4605
6181 | 1621.416 | 3931.9029 | 1621.416 | 3931.9029
6182 | 1585.2974 | 4084.447 | 1585.2974 | 4084.447
6183 | 1566.3652 | 4352.0696 | 1566.3652 | 4352.0696
6184 | 1565.5634 | 4914.9368 | 1565.5634 | 4914.9368
6185 | 1576.1207 | 5251.0549 | 1576.1207 | 5251.0549
6186 | 1615.7062 | 5222.016 | 1615.7062 | 5222.016
6187 | 1674.3579 | 5192.9801 | 1674.3579 | 5192.9801
6188 | 1797.837 | 5131.6307 | 1797.837 | 5131.6307
6189 | 1875.7086 | 5070.2193 | 1875.7086 | 5070.2193
6190 | 1950.5785 | 4986.1721 | 1950.5785 | 4986.1721
6191 | 2052.5471 | 4959.7681 | 2052.5471 | 4959.7681
6192 | 2020.6056 | 4988.1663 | 2020.6056 | 4988.1663
6193 | 1947.6434 | 4981.3967 | 1947.6434 | 4981.3967
6194 | 1933.2452 | 5039.4637 | 1933.2452 | 5039.4637
6195 | 1949.0138 | 5165.1468 | 1949.0138 | 5165.1468
6196 | 1965.8947 | 5045.1987 | 1965.8947 | 5045.1987
6197 | 2007.0015 | 4546.1243 | 2007.0015 | 4546.1243
6198 | 2045.3991 | 4211.1306 | 2045.3991 | 4211.1306
6199 | 2063.2833 | 3859.2126 | 2063.2833 | 3859.2126
6200 | 2048.4556 | 3705.3445 | 2048.4556 | 3705.3445
6201 | 2000.4326 | 3641.7201 | 2000.4326 | 3641.7201
6202 | 1895.5797 | 3542.776 | 1895.5797 | 3542.776
6203 | 1785.983 | 3475.2635 | 1785.983 | 3475.2635
6204 | 1695.8452 | 3435.5038 | 1695.8452 | 3435.5038
6205 | 1623.6292 | 3439.7655 | 1623.6292 | 3439.7655
6206 | 1593.815 | 3456.9483 | 1593.815 | 3456.9483
6207 | 1570.3221 | 3467.722 | 1570.3221 | 3467.722
6208 | 1571.6476 | 3662.0018 | 1571.6476 | 3662.0018
6209 | 1589.7978 | 4037.1159 | 1589.7978 | 4037.1159
6210 | 1644.004 | 4143.4382 | 1644.004 | 4143.4382
6211 | 1726.7463 | 4105.5907 | 1726.7463 | 4105.5907
6212 | 1872.3552 | 4076.863 | 1872.3552 | 4076.863
6213 | 1944.6624 | 4050.1355 | 1944.6624 | 4050.1355
6214 | 2005.7151 | 4018.2081 | 2005.7151 | 4018.2081
6215 | 2107.0869 | 4012.052 | 2107.0869 | 4012.052
6216 | 2061.2541 | 3997.1421 | 2061.2541 | 3997.1421
6217 | 1971.5583 | 4087.4876 | 1971.5583 | 4087.4876
6218 | 1960.3098 | 4156.2411 | 1960.3098 | 4156.2411
6219 | 1962.0219 | 4077.195 | 1962.0219 | 4077.195
6220 | 1975.466 | 3831.2597 | 1975.466 | 3831.2597
6221 | 2023.4418 | 3670.7758 | 2023.4418 | 3670.7758
6222 | 2063.9075 | 3662.1865 | 2063.9075 | 3662.1865
6223 | 2067.0636 | 3629.1735 | 2067.0636 | 3629.1735
6224 | 2048.0534 | 3609.5417 | 2048.0534 | 3609.5417
6225 | 1995.4596 | 3580.0389 | 1995.4596 | 3580.0389
6226 | 1897.0363 | 3495.3433 | 1897.0363 | 3495.3433
6227 | 1771.5309 | 3436.8299 | 1771.5309 | 3436.8299
6228 | 1676.7888 | 3389.0085 | 1676.7888 | 3389.0085
6229 | 1618.3879 | 3359.7111 | 1618.3879 | 3359.7111
6230 | 1580.0635 | 3327.2115 | 1580.0635 | 3327.2115
6231 | 1561.9885 | 3317.3623 | 1561.9885 | 3317.3623
6232 | 1559.5031 | 3462.1471 | 1559.5031 | 3462.1471
6233 | 1578.9057 | 3711.4615 | 1578.9057 | 3711.4615
6234 | 1627.2793 | 3882.2773 | 1627.2793 | 3882.2773
6235 | 1709.0894 | 3982.2282 | 1709.0894 | 3982.2282
6236 | 1847.7216 | 4029.8053 | 1847.7216 | 4029.8053
6237 | 1917.5062 | 4168.6235 | 1917.5062 | 4168.6235
6238 | 1965.7437 | 4394.1074 | 1965.7437 | 4394.1074
6239 | 2072.3498 | 4550.4972 | 2072.3498 | 4550.4972
6240 | 2023.0659 | 4646.951 | 2023.0659 | 4646.951
6241 | 1944.7444 | 4743.8583 | 1944.7444 | 4743.8583
6242 | 1924.6984 | 4849.5455 | 1924.6984 | 4849.5455
6243 | 1940.9361 | 4838.93 | 1940.9361 | 4838.93
6244 | 1945.789 | 4632.3657 | 1945.789 | 4632.3657
6245 | 1987.0785 | 4248.0296 | 1987.0785 | 4248.0296
6246 | 2021.0131 | 3905.3493 | 2021.0131 | 3905.3493
6247 | 2032.8499 | 3708.6655 | 2032.8499 | 3708.6655
6248 | 2031.1843 | 3652.8498 | 2031.1843 | 3652.8498
6249 | 1972.2442 | 3611.7231 | 1972.2442 | 3611.7231
6250 | 1886.6982 | 3522.3406 | 1886.6982 | 3522.3406
6251 | 1774.3306 | 3457.0779 | 1774.3306 | 3457.0779
6252 | 1669.9029 | 3396.1328 | 1669.9029 | 3396.1328
6253 | 1595.6265 | 3350.7121 | 1595.6265 | 3350.7121
6254 | 1558.606 | 3303.9639 | 1558.606 | 3303.9639
6255 | 1543.2274 | 3450.4738 | 1543.2274 | 3450.4738
6256 | 1549.227 | 3725.1829 | 1549.227 | 3725.1829
6257 | 1564.3772 | 4016.118 | 1564.3772 | 4016.118
6258 | 1605.3342 | 4278.612 | 1605.3342 | 4278.612
6259 | 1681.1024 | 4507.9248 | 1681.1024 | 4507.9248
6260 | 1824.856 | 4599.9348 | 1824.856 | 4599.9348
6261 | 1890.909 | 4724.6919 | 1890.909 | 4724.6919
6262 | 1959.9488 | 4817.8143 | 1959.9488 | 4817.8143
6263 | 2069.5304 | 4845.2173 | 2069.5304 | 4845.2173
6264 | 2032.6739 | 4831.6197 | 2032.6739 | 4831.6197
6265 | 1953.9373 | 4825.975 | 1953.9373 | 4825.975
6266 | 1948.7415 | 4842.6087 | 1948.7415 | 4842.6087
6267 | 1946.1849 | 4778.1862 | 1946.1849 | 4778.1862
6268 | 1957.9647 | 4589.6201 | 1957.9647 | 4589.6201
6269 | 1991.666 | 4263.5905 | 1991.666 | 4263.5905
6270 | 2008.3682 | 3895.7877 | 2008.3682 | 3895.7877
6271 | 2006.19 | 3661.6077 | 2006.19 | 3661.6077
6272 | 1996.9215 | 3635.9766 | 1996.9215 | 3635.9766
6273 | 1936.5362 | 3603.474 | 1936.5362 | 3603.474
6274 | 1857.995 | 3515.9662 | 1857.995 | 3515.9662
6275 | 1757.1723 | 3452.5783 | 1757.1723 | 3452.5783
6276 | 1650.4988 | 3407.7566 | 1650.4988 | 3407.7566
6277 | 1590.9758 | 3394.3951 | 1590.9758 | 3394.3951
6278 | 1549.4079 | 3392.6423 | 1549.4079 | 3392.6423
6279 | 1528.7388 | 3541.4021 | 1528.7388 | 3541.4021
6280 | 1520.8789 | 3979.9695 | 1520.8789 | 3979.9695
6281 | 1533.8099 | 4289.2777 | 1533.8099 | 4289.2777
6282 | 1573.0131 | 4434.5961 | 1573.0131 | 4434.5961
6283 | 1632.0202 | 4528.3602 | 1632.0202 | 4528.3602
6284 | 1752.3143 | 4734.5461 | 1752.3143 | 4734.5461
6285 | 1845.7738 | 4777.1866 | 1845.7738 | 4777.1866
6286 | 1918.3572 | 4689.3898 | 1918.3572 | 4689.3898
6287 | 2020.262 | 4522.3751 | 2020.262 | 4522.3751
6288 | 1998.718 | 4355.2307 | 1998.718 | 4355.2307
6289 | 1916.0409 | 4269.9065 | 1916.0409 | 4269.9065
6290 | 1900.0493 | 4222.9843 | 1900.0493 | 4222.9843
6291 | 1906.9938 | 4174.1227 | 1906.9938 | 4174.1227
6292 | 1922.1959 | 4126.9171 | 1922.1959 | 4126.9171
6293 | 1957.0514 | 3901.0024 | 1957.0514 | 3901.0024
6294 | 1971.4644 | 3696.308 | 1971.4644 | 3696.308
6295 | 1979.4432 | 3630.8609 | 1979.4432 | 3630.8609
6296 | 1973.3131 | 3606.1671 | 1973.3131 | 3606.1671
6297 | 1921.3135 | 3568.79 | 1921.3135 | 3568.79
6298 | 1841.2718 | 3470.7833 | 1841.2718 | 3470.7833
6299 | 1753.8928 | 3386.96 | 1753.8928 | 3386.96
6300 | 1656.7836 | 3328.2647 | 1656.7836 | 3328.2647
6301 | 1585.8819 | 3306.2791 | 1585.8819 | 3306.2791
6302 | 1552.8113 | 3289.7153 | 1552.8113 | 3289.7153
6303 | 1531.5304 | 3416.9147 | 1531.5304 | 3416.9147
6304 | 1522.8306 | 3617.3813 | 1522.8306 | 3617.3813
6305 | 1533.4785 | 3843.4481 | 1533.4785 | 3843.4481
6306 | 1549.1125 | 4006.3897 | 1549.1125 | 4006.3897
6307 | 1578.0729 | 4149.4612 | 1578.0729 | 4149.4612
6308 | 1675.1385 | 4225.9104 | 1675.1385 | 4225.9104
6309 | 1769.8338 | 4226.93 | 1769.8338 | 4226.93
6310 | 1856.7043 | 4198.1898 | 1856.7043 | 4198.1898
6311 | 1951.4041 | 4196.1583 | 1951.4041 | 4196.1583
6312 | 1942.049 | 4257.1782 | 1942.049 | 4257.1782
6313 | 1890.851 | 4277.4058 | 1890.851 | 4277.4058
6314 | 1860.2899 | 4298.1641 | 1860.2899 | 4298.1641
6315 | 1861.5003 | 4303.1095 | 1861.5003 | 4303.1095
6316 | 1875.2627 | 4253.6542 | 1875.2627 | 4253.6542
6317 | 1920.5527 | 3946.1853 | 1920.5527 | 3946.1853
6318 | 1924.9316 | 3705.1196 | 1924.9316 | 3705.1196
6319 | 1944.7409 | 3649.609 | 1944.7409 | 3649.609
6320 | 1969.6495 | 3632.6019 | 1969.6495 | 3632.6019
6321 | 1912.028 | 3605.7237 | 1912.028 | 3605.7237
6322 | 1831.9138 | 3520.8407 | 1831.9138 | 3520.8407
6323 | 1742.3925 | 3460.4525 | 1742.3925 | 3460.4525
6324 | 1652.4211 | 3418.818 | 1652.4211 | 3418.818
6325 | 1591.8344 | 3412.0183 | 1591.8344 | 3412.0183
6326 | 1563.9286 | 3406.7034 | 1563.9286 | 3406.7034
6327 | 1536.7978 | 3414.8524 | 1536.7978 | 3414.8524
6328 | 1530.1995 | 3479.2079 | 1530.1995 | 3479.2079
6329 | 1535.7409 | 3634.4069 | 1535.7409 | 3634.4069
6330 | 1563.3183 | 3719.9188 | 1563.3183 | 3719.9188
6331 | 1601.3648 | 3783.6859 | 1601.3648 | 3783.6859
6332 | 1703.5685 | 3794.5168 | 1703.5685 | 3794.5168
6333 | 1792.9428 | 3778.4757 | 1792.9428 | 3778.4757
6334 | 1852.0858 | 3795.8557 | 1852.0858 | 3795.8557
6335 | 1949.6127 | 3854.7555 | 1949.6127 | 3854.7555
6336 | 1939.5733 | 3928.5241 | 1939.5733 | 3928.5241
6337 | 1870.9198 | 4032.7432 | 1870.9198 | 4032.7432
6338 | 1857.3014 | 4137.8679 | 1857.3014 | 4137.8679
6339 | 1868.2408 | 4152.3749 | 1868.2408 | 4152.3749
6340 | 1873.8317 | 4139.8533 | 1873.8317 | 4139.8533
6341 | 1912.8653 | 4143.4152 | 1912.8653 | 4143.4152
6342 | 1936.6464 | 4074.2696 | 1936.6464 | 4074.2696
6343 | 1954.7653 | 3970.9513 | 1954.7653 | 3970.9513
6344 | 1977.3346 | 3879.8892 | 1977.3346 | 3879.8892
6345 | 1921.8476 | 3766.7699 | 1921.8476 | 3766.7699
6346 | 1822.762 | 3596.7705 | 1822.762 | 3596.7705
6347 | 1734.4727 | 3510.6974 | 1734.4727 | 3510.6974
6348 | 1639.1586 | 3465.8757 | 1639.1586 | 3465.8757
6349 | 1581.1721 | 3460.7634 | 1581.1721 | 3460.7634
6350 | 1543.2712 | 3476.8213 | 1543.2712 | 3476.8213
6351 | 1528.0582 | 3523.0289 | 1528.0582 | 3523.0289
6352 | 1519.1746 | 3656.9398 | 1519.1746 | 3656.9398
6353 | 1523.6242 | 3833.8866 | 1523.6242 | 3833.8866
6354 | 1555.7428 | 3903.0877 | 1555.7428 | 3903.0877
6355 | 1611.3637 | 3917.7348 | 1611.3637 | 3917.7348
6356 | 1736.4168 | 3936.0649 | 1736.4168 | 3936.0649
6357 | 1811.3501 | 4000.8281 | 1811.3501 | 4000.8281
6358 | 1876.5559 | 4147.3825 | 1876.5559 | 4147.3825
6359 | 1990.0955 | 4234.9668 | 1990.0955 | 4234.9668
6360 | 1970.7485 | 4306.2982 | 1970.7485 | 4306.2982
6361 | 1879.4699 | 4344.5239 | 1879.4699 | 4344.5239
6362 | 1878.0673 | 4362.0951 | 1878.0673 | 4362.0951
6363 | 1894.7615 | 4211.0564 | 1894.7615 | 4211.0564
6364 | 1898.6176 | 3937.3739 | 1898.6176 | 3937.3739
6365 | 1946.0556 | 3789.4513 | 1946.0556 | 3789.4513
6366 | 1957.7718 | 3695.3706 | 1957.7718 | 3695.3706
6367 | 1955.1909 | 3658.2331 | 1955.1909 | 3658.2331
6368 | 1955.9913 | 3641.4135 | 1955.9913 | 3641.4135
6369 | 1925.1329 | 3613.9729 | 1925.1329 | 3613.9729
6370 | 1836.7294 | 3531.5272 | 1836.7294 | 3531.5272
6371 | 1739.9768 | 3473.9512 | 1739.9768 | 3473.9512
6372 | 1641.4087 | 3434.0039 | 1641.4087 | 3434.0039
6373 | 1571.8372 | 3428.1417 | 1571.8372 | 3428.1417
6374 | 1538.6488 | 3447.1993 | 1538.6488 | 3447.1993
6375 | 1526.2881 | 3650.5159 | 1526.2881 | 3650.5159
6376 | 1522.0287 | 3897.4778 | 1522.0287 | 3897.4778
6377 | 1536.4215 | 4167.9776 | 1536.4215 | 4167.9776
6378 | 1579.9114 | 4456.1564 | 1579.9114 | 4456.1564
6379 | 1664.4742 | 4672.1581 | 1664.4742 | 4672.1581
6380 | 1790.0388 | 4719.7351 | 1790.0388 | 4719.7351
6381 | 1872.586 | 4690.1954 | 1872.586 | 4690.1954
6382 | 1952.633 | 4716.762 | 1952.633 | 4716.762
6383 | 2041.3999 | 4832.2811 | 2041.3999 | 4832.2811
6384 | 2025.5083 | 4970.3556 | 2025.5083 | 4970.3556
6385 | 1929.6843 | 5123.6947 | 1929.6843 | 5123.6947
6386 | 1921.1251 | 5267.253 | 1921.1251 | 5267.253
6387 | 1921.8895 | 5213.5169 | 1921.8895 | 5213.5169
6388 | 1943.7934 | 4939.8344 | 1943.7934 | 4939.8344
6389 | 1986.831 | 4665.3621 | 1986.831 | 4665.3621
6390 | 1989.7786 | 4323.4317 | 1989.7786 | 4323.4317
6391 | 1991.9506 | 3984.8249 | 1991.9506 | 3984.8249
6392 | 2016.6287 | 3738.7161 | 2016.6287 | 3738.7161
6393 | 1955.3254 | 3639.0953 | 1955.3254 | 3639.0953
6394 | 1843.5017 | 3532.2771 | 1843.5017 | 3532.2771
6395 | 1730.5887 | 3466.4519 | 1730.5887 | 3466.4519
6396 | 1636.5593 | 3421.6302 | 1636.5593 | 3421.6302
6397 | 1573.9269 | 3411.8308 | 1573.9269 | 3411.8308
6398 | 1541.402 | 3406.3285 | 1541.402 | 3406.3285
6399 | 1519.5603 | 3507.468 | 1519.5603 | 3507.468
6400 | 1523.4629 | 3739.0565 | 1523.4629 | 3739.0565
6401 | 1533.1299 | 3986.6835 | 1533.1299 | 3986.6835
6402 | 1573.3469 | 4130.1271 | 1573.3469 | 4130.1271
6403 | 1652.9171 | 4226.5159 | 1652.9171 | 4226.5159
6404 | 1783.9492 | 4248.0331 | 1783.9492 | 4248.0331
6405 | 1869.7113 | 4251.49 | 1869.7113 | 4251.49
6406 | 1941.2585 | 4253.4967 | 1941.2585 | 4253.4967
6407 | 2037.3555 | 4305.6472 | 2037.3555 | 4305.6472
6408 | 2011.7809 | 4399.2887 | 2011.7809 | 4399.2887
6409 | 1919.5711 | 4451.0131 | 1919.5711 | 4451.0131
6410 | 1910.7518 | 4477.3959 | 1910.7518 | 4477.3959
6411 | 1924.6559 | 4413.5358 | 1924.6559 | 4413.5358
6412 | 1944.1719 | 4278.0268 | 1944.1719 | 4278.0268
6413 | 1978.4009 | 4133.6662 | 1978.4009 | 4133.6662
6414 | 1977.6641 | 3908.1615 | 1977.6641 | 3908.1615
6415 | 1968.2295 | 3709.4154 | 1968.2295 | 3709.4154
6416 | 1979.3579 | 3657.3494 | 1979.3579 | 3657.3494
6417 | 1952.8941 | 3615.4727 | 1952.8941 | 3615.4727
6418 | 1851.8653 | 3531.1522 | 1851.8653 | 3531.1522
6419 | 1734.923 | 3473.2012 | 1734.923 | 3473.2012
6420 | 1639.2616 | 3435.3163 | 1639.2616 | 3435.3163
6421 | 1570.145 | 3430.5789 | 1570.145 | 3430.5789
6422 | 1538.1617 | 3429.0136 | 1538.1617 | 3429.0136
6423 | 1524.0296 | 3523.9663 | 1524.0296 | 3523.9663
6424 | 1519.1773 | 3754.8049 | 1519.1773 | 3754.8049
6425 | 1534.6741 | 4011.9934 | 1534.6741 | 4011.9934
6426 | 1568.4877 | 4171.5603 | 1568.4877 | 4171.5603
6427 | 1654.7979 | 4288.3846 | 1654.7979 | 4288.3846
6428 | 1798.8608 | 4346.0856 | 1798.8608 | 4346.0856
6429 | 1885.4296 | 4364.3536 | 1885.4296 | 4364.3536
6430 | 1949.7969 | 4385.2958 | 1949.7969 | 4385.2958
6431 | 2040.7142 | 4406.6994 | 2040.7142 | 4406.6994
6432 | 2010.4792 | 4428.3483 | 2010.4792 | 4428.3483
6433 | 1915.7327 | 4442.389 | 1915.7327 | 4442.389
6434 | 1884.2557 | 4470.4591 | 1884.2557 | 4470.4591
6435 | 1905.8967 | 4492.6527 | 1905.8967 | 4492.6527
6436 | 1917.9152 | 4292.4628 | 1917.9152 | 4292.4628
6437 | 1963.4013 | 3977.8696 | 1963.4013 | 3977.8696
6438 | 1947.6535 | 3754.0521 | 1947.6535 | 3754.0521
6439 | 1936.2444 | 3675.4813 | 1936.2444 | 3675.4813
6440 | 1955.6558 | 3645.7256 | 1955.6558 | 3645.7256
6441 | 1917.7792 | 3613.4105 | 1917.7792 | 3613.4105
6442 | 1840.2921 | 3526.6527 | 1840.2921 | 3526.6527
6443 | 1730.9135 | 3462.5148 | 1730.9135 | 3462.5148
6444 | 1635.5515 | 3389.571 | 1635.5515 | 3389.571
6445 | 1571.6589 | 3303.8418 | 1571.6589 | 3303.8418
6446 | 1534.9037 | 3176.4768 | 1534.9037 | 3176.4768
6447 | 1513.672 | 3208.2484 | 1513.672 | 3208.2484
6448 | 1508.8607 | 3417.9016 | 1508.8607 | 3417.9016
6449 | 1513.438 | 3727.5849 | 1513.438 | 3727.5849
6450 | 1534.082 | 3950.3329 | 1534.082 | 3950.3329
6451 | 1597.5248 | 4119.4643 | 1597.5248 | 4119.4643
6452 | 1708.9402 | 4233.7846 | 1708.9402 | 4233.7846
6453 | 1802.3881 | 4302.2974 | 1802.3881 | 4302.2974
6454 | 1882.4927 | 4352.6741 | 1882.4927 | 4352.6741
6455 | 1988.888 | 4418.1357 | 1988.888 | 4418.1357
6456 | 1977.196 | 4478.0307 | 1977.196 | 4478.0307
6457 | 1892.3422 | 4550.1905 | 1892.3422 | 4550.1905
6458 | 1867.1959 | 4625.1309 | 1867.1959 | 4625.1309
6459 | 1844.0309 | 4605.3288 | 1844.0309 | 4605.3288
6460 | 1862.3029 | 4472.8194 | 1862.3029 | 4472.8194
6461 | 1895.0831 | 4146.2275 | 1895.0831 | 4146.2275
6462 | 1912.1456 | 3801.4848 | 1912.1456 | 3801.4848
6463 | 1900.5179 | 3683.3555 | 1900.5179 | 3683.3555
6464 | 1930.3606 | 3645.1631 | 1930.3606 | 3645.1631
6465 | 1868.1441 | 3616.0352 | 1868.1441 | 3616.0352
6466 | 1788.0368 | 3532.4646 | 1788.0368 | 3532.4646
6467 | 1708.0494 | 3475.076 | 1708.0494 | 3475.076
6468 | 1627.7085 | 3436.2537 | 1627.7085 | 3436.2537
6469 | 1570.6379 | 3429.6415 | 1570.6379 | 3429.6415
6470 | 1530.7194 | 3424.5141 | 1530.7194 | 3424.5141
6471 | 1501.9451 | 3455.9107 | 1501.9451 | 3455.9107
6472 | 1498.8205 | 3638.9417 | 1498.8205 | 3638.9417
6473 | 1498.2013 | 3836.1363 | 1498.2013 | 3836.1363
6474 | 1497.6817 | 3938.709 | 1497.6817 | 3938.709
6475 | 1521.807 | 4013.1626 | 1521.807 | 4013.1626
6476 | 1600.2707 | 4081.3626 | 1600.2707 | 4081.3626
6477 | 1678.0573 | 4230.6797 | 1678.0573 | 4230.6797
6478 | 1745.574 | 4506.0335 | 1745.574 | 4506.0335
6479 | 1824.7983 | 4842.405 | 1824.7983 | 4842.405
6480 | 1824.8313 | 4940.5462 | 1824.8313 | 4940.5462
6481 | 1781.1154 | 4976.5221 | 1781.1154 | 4976.5221
6482 | 1758.7033 | 4955.4722 | 1758.7033 | 4955.4722
6483 | 1754.7003 | 4684.2583 | 1754.7003 | 4684.2583
6484 | 1774.5849 | 4288.1507 | 1774.5849 | 4288.1507
6485 | 1800.0945 | 3963.4336 | 1800.0945 | 3963.4336
6486 | 1806.1701 | 3708.4943 | 1806.1701 | 3708.4943
6487 | 1825.1236 | 3655.6084 | 1825.1236 | 3655.6084
6488 | 1872.6606 | 3638.2263 | 1872.6606 | 3638.2263
6489 | 1837.5835 | 3611.3482 | 1837.5835 | 3611.3482
6490 | 1781.6668 | 3526.6527 | 1781.6668 | 3526.6527
6491 | 1685.3732 | 3466.4519 | 1685.3732 | 3466.4519
6492 | 1594.9878 | 3426.1297 | 1594.9878 | 3426.1297
6493 | 1537.808 | 3417.8302 | 1537.808 | 3417.8302
6494 | 1506.0632 | 3414.2027 | 1506.0632 | 3414.2027
6495 | 1488.0418 | 3477.2836 | 1488.0418 | 3477.2836
6496 | 1481.0297 | 3619.2562 | 1481.0297 | 3619.2562
6497 | 1484.8596 | 3898.005 | 1484.8596 | 3898.005
6498 | 1488.017 | 4112.5039 | 1488.017 | 4112.5039
6499 | 1533.2954 | 4251.6383 | 1533.2954 | 4251.6383
6500 | 1624.6835 | 4293.9659 | 1624.6835 | 4293.9659
6501 | 1717.4307 | 4282.7994 | 1717.4307 | 4282.7994
6502 | 1793.4467 | 4259.1211 | 1793.4467 | 4259.1211
6503 | 1910.529 | 4217.5311 | 1910.529 | 4217.5311
6504 | 1900.9683 | 4222.6817 | 1900.9683 | 4222.6817
6505 | 1838.3174 | 4283.4052 | 1838.3174 | 4283.4052
6506 | 1802.8768 | 4315.9748 | 1802.8768 | 4315.9748
6507 | 1810.8059 | 4252.1147 | 1810.8059 | 4252.1147
6508 | 1805.5513 | 4076.6722 | 1805.5513 | 4076.6722
6509 | 1858.7574 | 3877.3798 | 1858.7574 | 3877.3798
6510 | 1863.543 | 3757.8018 | 1863.543 | 3757.8018
6511 | 1868.9008 | 3694.2294 | 1868.9008 | 3694.2294
6512 | 1905.2675 | 3664.6611 | 1905.2675 | 3664.6611
6513 | 1863.0563 | 3629.7213 | 1863.0563 | 3629.7213
6514 | 1772.3326 | 3539.9638 | 1772.3326 | 3539.9638
6515 | 1674.0655 | 3478.0757 | 1674.0655 | 3478.0757
6516 | 1584.3057 | 3441.5032 | 1584.3057 | 3441.5032
6517 | 1521.5576 | 3440.3279 | 1521.5576 | 3440.3279
6518 | 1489.8089 | 3483.3831 | 1489.8089 | 3483.3831
6519 | 1474.6926 | 3595.3966 | 1474.6926 | 3595.3966
6520 | 1468.663 | 3767.741 | 1468.663 | 3767.741
6521 | 1470.7502 | 4080.7989 | 1470.7502 | 4080.7989
6522 | 1485.9739 | 4390.3506 | 1485.9739 | 4390.3506
6523 | 1546.1012 | 4692.9684 | 1546.1012 | 4692.9684
6524 | 1676.2505 | 4984.2707 | 1676.2505 | 4984.2707
6525 | 1774.5342 | 5206.3304 | 1774.5342 | 5206.3304
6526 | 1842.8417 | 5369.9456 | 1842.8417 | 5369.9456
6527 | 1944.3345 | 5398.4735 | 1944.3345 | 5398.4735
6528 | 1928.8666 | 5417.3101 | 1928.8666 | 5417.3101
6529 | 1862.1036 | 5393.1048 | 1862.1036 | 5393.1048
6530 | 1835.034 | 5283.5639 | 1835.034 | 5283.5639
6531 | 1860.8754 | 5042.3468 | 1860.8754 | 5042.3468
6532 | 1887.4437 | 4724.4188 | 1887.4437 | 4724.4188
6533 | 1919.7087 | 4455.196 | 1919.7087 | 4455.196
6534 | 1911.2979 | 4145.1374 | 1911.2979 | 4145.1374
6535 | 1897.763 | 3869.5241 | 1897.763 | 3869.5241
6536 | 1942.9213 | 3688.2837 | 1942.9213 | 3688.2837
6537 | 1906.0531 | 3622.2221 | 1906.0531 | 3622.2221
6538 | 1818.841 | 3530.4023 | 1818.841 | 3530.4023
6539 | 1708.791 | 3469.8266 | 1708.791 | 3469.8266
6540 | 1603.9504 | 2042.0945 | 1603.9504 | 2042.0945
6541 | 1537.1093 | 2042.3307 | 1537.1093 | 2042.3307
6542 | 1492.6664 | 2059.5674 | 1492.6664 | 2059.5674
6543 | 1472.9481 | 2120.0393 | 1472.9481 | 2120.0393
6544 | 1463.1942 | 2281.5845 | 1463.1942 | 2281.5845
6545 | 1471.4134 | 2535.6528 | 1471.4134 | 2535.6528
6546 | 1491.0472 | 2679.1626 | 1491.0472 | 2679.1626
6547 | 1576.9856 | 2799.1102 | 1576.9856 | 2799.1102
6548 | 1693.2531 | 2848.3336 | 1693.2531 | 2848.3336
6549 | 1787.4337 | 2935.5614 | 1787.4337 | 2935.5614
6550 | 1877.8311 | 3013.0677 | 1877.8311 | 3013.0677
6551 | 2004.7121 | 3094.4156 | 2004.7121 | 3094.4156
6552 | 1983.1745 | 3120.738 | 1983.1745 | 3120.738
6553 | 1886.4223 | 3140.1158 | 1886.4223 | 3140.1158
6554 | 1877.9981 | 3140.8293 | 1877.9981 | 3140.8293
6555 | 1903.0186 | 2910.9284 | 1903.0186 | 2910.9284
6556 | 1903.4628 | 2735.936 | 1903.4628 | 2735.936
6557 | 1951.1944 | 2582.5192 | 1951.1944 | 2582.5192
6558 | 1936.4669 | 2371.3315 | 1936.4669 | 2371.3315
6559 | 1926.1398 | 2299.7092 | 1926.1398 | 2299.7092
6560 | 1982.4566 | 2276.0752 | 1982.4566 | 2276.0752
6561 | 1922.3531 | 2207.0234 | 1922.3531 | 2207.0234
6562 | 1834.7102 | 2129.4407 | 1834.7102 | 2129.4407
6563 | 1729.8111 | 2075.2075 | 1729.8111 | 2075.2075
6564 | 1628.7367 | 2040.1073 | 1628.7367 | 2040.1073
6565 | 1560.6861 | 2038.1353 | 1560.6861 | 2038.1353
6566 | 1519.8323 | 2043.1173 | 1519.8323 | 2043.1173
6567 | 1495.9998 | 2078.6379 | 1495.9998 | 2078.6379
6568 | 1487.3155 | 2261.2703 | 1487.3155 | 2261.2703
6569 | 1499.4439 | 2527.3725 | 1499.4439 | 2527.3725
6570 | 1510.2824 | 2667.1287 | 1510.2824 | 2667.1287
6571 | 1601.9307 | 2779.6791 | 1601.9307 | 2779.6791
6572 | 1756.459 | 2802.8473 | 1756.459 | 2802.8473
6573 | 1837.7023 | 2840.2831 | 1837.7023 | 2840.2831
6574 | 1917.5903 | 2892.1758 | 1917.5903 | 2892.1758
6575 | 2022.8362 | 2997.8124 | 2022.8362 | 2997.8124
6576 | 1998.5323 | 3027.8886 | 1998.5323 | 3027.8886
6577 | 1901.7721 | 3048.4809 | 1901.7721 | 3048.4809
6578 | 1878.5429 | 3054.8249 | 1878.5429 | 3054.8249
6579 | 1902.8211 | 2893.9262 | 1902.8211 | 2893.9262
6580 | 1908.0996 | 2729.2014 | 1908.0996 | 2729.2014
6581 | 1941.2236 | 2494.9691 | 1941.2236 | 2494.9691
6582 | 1937.16 | 2325.2932 | 1937.16 | 2325.2932
6583 | 1919.0222 | 2273.3228 | 1919.0222 | 2273.3228
6584 | 1934.4407 | 2250.1303 | 1934.4407 | 2250.1303
6585 | 1904.5482 | 2204.4841 | 1904.5482 | 2204.4841
6586 | 1812.3584 | 2128.3366 | 1812.3584 | 2128.3366
6587 | 1694.8447 | 2074.5451 | 1694.8447 | 2074.5451
6588 | 1599.3851 | 2046.4003 | 1599.3851 | 2046.4003
6589 | 1527.9512 | 2047.7405 | 1527.9512 | 2047.7405
6590 | 1491.956 | 2072.1534 | 1491.956 | 2072.1534
6591 | 1459.5119 | 2163.5383 | 1459.5119 | 2163.5383
6592 | 1449.7269 | 2352.1324 | 1449.7269 | 2352.1324
6593 | 1453.8525 | 2689.445 | 1453.8525 | 2689.445
6594 | 1461.7849 | 2992.0464 | 1461.7849 | 2992.0464
6595 | 1549.6836 | 3256.0706 | 1549.6836 | 3256.0706
6596 | 1688.1092 | 3393.1753 | 1688.1092 | 3393.1753
6597 | 1762.0033 | 3492.2162 | 1762.0033 | 3492.2162
6598 | 1848.4014 | 3538.2575 | 1848.4014 | 3538.2575
6599 | 1969.8866 | 3588.4716 | 1969.8866 | 3588.4716
6600 | 1977.3697 | 3608.0594 | 1977.3697 | 3608.0594
6601 | 1885.5531 | 3643.6666 | 1885.5531 | 3643.6666
6602 | 1862.6004 | 3692.1848 | 1862.6004 | 3692.1848
6603 | 1860.9101 | 3644.1186 | 1860.9101 | 3644.1186
6604 | 1875.0651 | 3716.099 | 1875.0651 | 3716.099
6605 | 1907.4973 | 3773.6635 | 1907.4973 | 3773.6635
6606 | 1891.3507 | 3741.6607 | 1891.3507 | 3741.6607
6607 | 1863.766 | 3717.8433 | 1863.766 | 3717.8433
6608 | 1882.0539 | 3709.5553 | 1882.0539 | 3709.5553
6609 | 1865.8912 | 3651.9855 | 1865.8912 | 3651.9855
6610 | 1799.5245 | 3588.0928 | 1799.5245 | 3588.0928
6611 | 1682.1499 | 3558.0381 | 1682.1499 | 3558.0381
6612 | 1598.9055 | 3561.027 | 1598.9055 | 3561.027
6613 | 1531.0352 | 3606.9703 | 1531.0352 | 3606.9703
6614 | 1491.5941 | 3669.4725 | 1491.5941 | 3669.4725
6615 | 1473.7182 | 3731.6004 | 1473.7182 | 3731.6004
6616 | 1467.6528 | 3857.0437 | 1467.6528 | 3857.0437
6617 | 1467.6533 | 4076.666 | 1467.6533 | 4076.666
6618 | 1474.5973 | 4185.8404 | 1474.5973 | 4185.8404
6619 | 1555.7456 | 4271.6732 | 1555.7456 | 4271.6732
6620 | 1691.522 | 4263.9284 | 1691.522 | 4263.9284
6621 | 1797.5869 | 4259.3003 | 1797.5869 | 4259.3003
6622 | 1867.031 | 4236.1186 | 1867.031 | 4236.1186
6623 | 1979.056 | 4236.4302 | 1979.056 | 4236.4302
6624 | 1954.2056 | 4209.9797 | 1954.2056 | 4209.9797
6625 | 1871.576 | 4199.3278 | 1871.576 | 4199.3278
6626 | 1868.7366 | 4199.1581 | 1868.7366 | 4199.1581
6627 | 1870.2495 | 4099.423 | 1870.2495 | 4099.423
6628 | 1885.7251 | 4124.0403 | 1885.7251 | 4124.0403
6629 | 1909.3162 | 4125.9613 | 1909.3162 | 4125.9613
6630 | 1897.4165 | 4018.5529 | 1897.4165 | 4018.5529
6631 | 1889.0658 | 3904.9773 | 1889.0658 | 3904.9773
6632 | 1931.477 | 3807.7041 | 1931.477 | 3807.7041
6633 | 1912.809 | 3672.1893 | 1912.809 | 3672.1893
6634 | 1838.2434 | 3556.959 | 1838.2434 | 3556.959
6635 | 1726.3058 | 3491.5751 | 1726.3058 | 3491.5751
6636 | 1629.5439 | 3467.5152 | 1629.5439 | 3467.5152
6637 | 1557.9322 | 3491.9297 | 1557.9322 | 3491.9297
6638 | 1515.1986 | 3535.8841 | 1515.1986 | 3535.8841
6639 | 1493.7592 | 3592.6023 | 1493.7592 | 3592.6023
6640 | 1488.6445 | 3730.19 | 1488.6445 | 3730.19
6641 | 1489.4549 | 3965.8208 | 1489.4549 | 3965.8208
6642 | 1486.7741 | 4098.8423 | 1486.7741 | 4098.8423
6643 | 1544.7821 | 4216.0298 | 1544.7821 | 4216.0298
6644 | 1649.3041 | 4232.1321 | 1649.3041 | 4232.1321
6645 | 1727.2496 | 4240.2005 | 1727.2496 | 4240.2005
6646 | 1792.3571 | 4206.3096 | 1792.3571 | 4206.3096
6647 | 1901.5619 | 4182.1117 | 1901.5619 | 4182.1117
6648 | 1888.8349 | 4131.262 | 1888.8349 | 4131.262
6649 | 1804.0981 | 4083.7353 | 1804.0981 | 4083.7353
6650 | 1794.4396 | 4041.7226 | 1794.4396 | 4041.7226
6651 | 1808.2786 | 3891.7538 | 1808.2786 | 3891.7538
6652 | 1805.1272 | 3852.6683 | 1805.1272 | 3852.6683
6653 | 1818.9382 | 3797.069 | 1818.9382 | 3797.069
6654 | 1838.1369 | 3652.1234 | 1838.1369 | 3652.1234
6655 | 1824.3014 | 3526.4034 | 1824.3014 | 3526.4034
6656 | 1873.1689 | 3427.5846 | 1873.1689 | 3427.5846
6657 | 1874.8309 | 3286.9912 | 1874.8309 | 3286.9912
6658 | 1797.3299 | 3154.8692 | 1797.3299 | 3154.8692
6659 | 1706.7915 | 3069.171 | 1706.7915 | 3069.171
6660 | 1631.8823 | 3023.2512 | 1631.8823 | 3023.2512
6661 | 1563.6172 | 3031.2156 | 1563.6172 | 3031.2156
6662 | 1527.1512 | 3065.7857 | 1527.1512 | 3065.7857
6663 | 1505.0583 | 3104.508 | 1505.0583 | 3104.508
6664 | 1493.8139 | 3203.8961 | 1493.8139 | 3203.8961
6665 | 1487.9785 | 3401.9897 | 1487.9785 | 3401.9897
6666 | 1470.9984 | 3494.6035 | 1470.9984 | 3494.6035
6667 | 1525.3228 | 3569.0648 | 1525.3228 | 3569.0648
6668 | 1601.6394 | 3559.0015 | 1601.6394 | 3559.0015
6669 | 1696.0472 | 3566.1867 | 1696.0472 | 3566.1867
6670 | 1777.0022 | 3570.0538 | 1777.0022 | 3570.0538
6671 | 1878.7268 | 3603.5969 | 1878.7268 | 3603.5969
6672 | 1857.8094 | 3564.8916 | 1857.8094 | 3564.8916
6673 | 1792.2295 | 3527.3012 | 1792.2295 | 3527.3012
6674 | 1786.2741 | 3527.4627 | 1786.2741 | 3527.4627
6675 | 1795.6348 | 3313.5703 | 1795.6348 | 3313.5703
6676 | 1815.6615 | 3214.3147 | 1815.6615 | 3214.3147
6677 | 1834.5424 | 3122.3927 | 1834.5424 | 3122.3927
6678 | 1831.4149 | 2963.8675 | 1831.4149 | 2963.8675
6679 | 1812.8643 | 2834.0626 | 1812.8643 | 2834.0626
6680 | 1884.7833 | 2746.3945 | 1884.7833 | 2746.3945
6681 | 1855.8784 | 2630.4211 | 1855.8784 | 2630.4211
6682 | 1793.836 | 2547.4286 | 1793.836 | 2547.4286
6683 | 1693.9416 | 2506.4439 | 1693.9416 | 2506.4439
6684 | 1605.2329 | 2493.866 | 1605.2329 | 2493.866
6685 | 1537.9002 | 2520.4886 | 1537.9002 | 2520.4886
6686 | 1500.2577 | 2572.3921 | 1500.2577 | 2572.3921
6687 | 1482.1568 | 2696.5668 | 1482.1568 | 2696.5668
6688 | 1475.0131 | 2924.6854 | 1475.0131 | 2924.6854
6689 | 1470.9892 | 3219.8238 | 1470.9892 | 3219.8238
6690 | 1451.7287 | 3392.9218 | 1451.7287 | 3392.9218
6691 | 1535.0262 | 3524.2409 | 1535.0262 | 3524.2409
6692 | 1658.6737 | 3541.3369 | 1658.6737 | 3541.3369
6693 | 1743.3406 | 3556.0295 | 1743.3406 | 3556.0295
6694 | 1828.4598 | 3562.5463 | 1828.4598 | 3562.5463
6695 | 1945.7856 | 3579.7497 | 1945.7856 | 3579.7497
6696 | 1948.0756 | 3563.898 | 1948.0756 | 3563.898
6697 | 1851.0453 | 3539.8872 | 1851.0453 | 3539.8872
6698 | 1831.3881 | 3498.7577 | 1831.3881 | 3498.7577
6699 | 1844.2549 | 3273.3833 | 1844.2549 | 3273.3833
6700 | 1850.7899 | 3140.2339 | 1850.7899 | 3140.2339
6701 | 1894.5916 | 3004.9233 | 1894.5916 | 3004.9233
6702 | 1902.2026 | 2789.209 | 1902.2026 | 2789.209
6703 | 1851.2846 | 2583.6672 | 1851.2846 | 2583.6672
6704 | 1900.3566 | 2430.7506 | 1900.3566 | 2430.7506
6705 | 1888.8643 | 2273.4863 | 1888.8643 | 2273.4863
6706 | 1806.6354 | 2164.1074 | 1806.6354 | 2164.1074
6707 | 1694.029 | 2098.6131 | 1694.029 | 2098.6131
6708 | 1587.5157 | 2062.9608 | 1587.5157 | 2062.9608
6709 | 1529.8814 | 2062.4241 | 1529.8814 | 2062.4241
6710 | 1499.4372 | 2078.4464 | 1499.4372 | 2078.4464
6711 | 1476.1958 | 2127.2155 | 1476.1958 | 2127.2155
6712 | 1470.4264 | 2399.3852 | 1470.4264 | 2399.3852
6713 | 1473.746 | 2643.2963 | 1473.746 | 2643.2963
6714 | 1471.3636 | 2714.1606 | 1471.3636 | 2714.1606
6715 | 1572.2125 | 2773.2757 | 1572.2125 | 2773.2757
6716 | 1741.2376 | 2764.9789 | 1741.2376 | 2764.9789
6717 | 1846.7504 | 2757.7012 | 1846.7504 | 2757.7012
6718 | 1912.1131 | 2700.9568 | 1912.1131 | 2700.9568
6719 | 2031.1536 | 2716.8353 | 2031.1536 | 2716.8353
6720 | 2000.6195 | 2799.5739 | 2000.6195 | 2799.5739
6721 | 1891.6683 | 2927.1473 | 1891.6683 | 2927.1473
6722 | 1882.8167 | 3018.5021 | 1882.8167 | 3018.5021
6723 | 1891.6721 | 2883.3275 | 1891.6721 | 2883.3275
6724 | 1906.8845 | 2591.5281 | 1906.8845 | 2591.5281
6725 | 1960.4013 | 2420.9987 | 1960.4013 | 2420.9987
6726 | 1974.9961 | 2313.9216 | 1974.9961 | 2313.9216
6727 | 1886.5575 | 2277.1869 | 1886.5575 | 2277.1869
6728 | 1944.7187 | 2264.1516 | 1944.7187 | 2264.1516
6729 | 1927.0786 | 2163.6348 | 1927.0786 | 2163.6348
6730 | 1830.5853 | 2049.5085 | 1830.5853 | 2049.5085
6731 | 1710.2681 | 1995.6066 | 1710.2681 | 1995.6066
6732 | 1604.9313 | 1987.3343 | 1604.9313 | 1987.3343
6733 | 1527.9655 | 2012.5217 | 1527.9655 | 2012.5217
6734 | 1494.3128 | 2066.8541 | 1494.3128 | 2066.8541
6735 | 1476.8246 | 2133.5085 | 1476.8246 | 2133.5085
6736 | 1472.6867 | 2380.5061 | 1472.6867 | 2380.5061
6737 | 1466.9736 | 2738.685 | 1466.9736 | 2738.685
6738 | 1478.0622 | 2924.369 | 1478.0622 | 2924.369
6739 | 1576.1437 | 3025.8791 | 1576.1437 | 3025.8791
6740 | 1734.7266 | 3026.8562 | 1734.7266 | 3026.8562
6741 | 1859.2136 | 3032.6061 | 1859.2136 | 3032.6061
6742 | 1915.5539 | 3022.7832 | 1915.5539 | 3022.7832
6743 | 2038.4625 | 3050.0333 | 2038.4625 | 3050.0333
6744 | 1993.3875 | 3065.9778 | 1993.3875 | 3065.9778
6745 | 1879.4638 | 3107.878 | 1879.4638 | 3107.878
6746 | 1870.2381 | 3095.0118 | 1870.2381 | 3095.0118
6747 | 1875.8605 | 2821.0599 | 1875.8605 | 2821.0599
6748 | 1878.7269 | 2622.6619 | 1878.7269 | 2622.6619
6749 | 1910.019 | 2484.4808 | 1910.019 | 2484.4808
6750 | 1905.8725 | 2318.669 | 1905.8725 | 2318.669
6751 | 1850.042 | 2264.4905 | 1850.042 | 2264.4905
6752 | 1897.0125 | 2242.5125 | 1897.0125 | 2242.5125
6753 | 1886.6747 | 2167.1677 | 1886.6747 | 2167.1677
6754 | 1801.7096 | 2082.0775 | 1801.7096 | 2082.0775
6755 | 1682.6065 | 2033.3646 | 1682.6065 | 2033.3646
6756 | 1572.2256 | 2012.5064 | 1572.2256 | 2012.5064
6757 | 1505.7073 | 2040.3434 | 1505.7073 | 2040.3434
6758 | 1469.2416 | 2128.4592 | 1469.2416 | 2128.4592
6759 | 1455.1056 | 2300.6595 | 1455.1056 | 2300.6595
6760 | 1448.7131 | 2507.3599 | 1448.7131 | 2507.3599
6761 | 1440.894 | 2719.9164 | 1440.894 | 2719.9164
6762 | 1444.054 | 2804.9123 | 1444.054 | 2804.9123
6763 | 1549.2467 | 2876.1719 | 1549.2467 | 2876.1719
6764 | 1697.5375 | 2866.771 | 1697.5375 | 2866.771
6765 | 1801.0582 | 2875.3914 | 1801.0582 | 2875.3914
6766 | 1876.0558 | 2886.766 | 1876.0558 | 2886.766
6767 | 1984.0913 | 2929.4726 | 1984.0913 | 2929.4726
6768 | 1966.0093 | 2949.9436 | 1966.0093 | 2949.9436
6769 | 1858.7178 | 2994.3831 | 1858.7178 | 2994.3831
6770 | 1833.9598 | 3004.9225 | 1833.9598 | 3004.9225
6771 | 1833.7072 | 2778.8857 | 1833.7072 | 2778.8857
6772 | 1855.2543 | 2597.7107 | 1855.2543 | 2597.7107
6773 | 1893.263 | 2476.863 | 1893.263 | 2476.863
6774 | 1879.3773 | 2292.5033 | 1879.3773 | 2292.5033
6775 | 1830.1362 | 2210.6135 | 1830.1362 | 2210.6135
6776 | 1868.6182 | 2171.1918 | 1868.6182 | 2171.1918
6777 | 1875.3886 | 2068.0253 | 1875.3886 | 2068.0253
6778 | 1807.0863 | 1954.6718 | 1807.0863 | 1954.6718
6779 | 1692.2577 | 1883.8781 | 1692.2577 | 1883.8781
6780 | 1581.2005 | 1852.0899 | 1581.2005 | 1852.0899
6781 | 1514.1424 | 1878.271 | 1514.1424 | 1878.271
6782 | 1474.7178 | 1969.4781 | 1474.7178 | 1969.4781
6783 | 1457.0214 | 2068.5912 | 1457.0214 | 2068.5912
6784 | 1447.5208 | 2217.6609 | 1447.5208 | 2217.6609
6785 | 1433.9587 | 2454.727 | 1433.9587 | 2454.727
6786 | 1429.7796 | 2618.5511 | 1429.7796 | 2618.5511
6787 | 1520.5129 | 2817.5476 | 1520.5129 | 2817.5476
6788 | 1649.6275 | 2937.7605 | 1649.6275 | 2937.7605
6789 | 1745.7442 | 3027.638 | 1745.7442 | 3027.638
6790 | 1819.0633 | 3075.7769 | 1819.0633 | 3075.7769
6791 | 1922.2374 | 3127.095 | 1922.2374 | 3127.095
6792 | 1933.2854 | 3128.3558 | 1933.2854 | 3128.3558
6793 | 1826.4994 | 3129.2963 | 1826.4994 | 3129.2963
6794 | 1807.5552 | 3060.2347 | 1807.5552 | 3060.2347
6795 | 1829.4337 | 2705.4673 | 1829.4337 | 2705.4673
6796 | 1836.2808 | 2471.8506 | 1836.2808 | 2471.8506
6797 | 1865.3113 | 2301.9837 | 1865.3113 | 2301.9837
6798 | 1850.9802 | 1998.7194 | 1850.9802 | 1998.7194
6799 | 1814.4089 | 1793.6192 | 1814.4089 | 1793.6192
6800 | 1837.4164 | 1699.5477 | 1837.4164 | 1699.5477
6801 | 1854.0917 | 1592.8482 | 1854.0917 | 1592.8482
6802 | 1798.8819 | 1505.1084 | 1798.8819 | 1505.1084
6803 | 1698.5087 | 1471.0791 | 1698.5087 | 1471.0791
6804 | 1592.1364 | 1495.1552 | 1592.1364 | 1495.1552
6805 | 1527.9548 | 1661.8799 | 1527.9548 | 1661.8799
6806 | 1485.0133 | 1954.5736 | 1485.0133 | 1954.5736
6807 | 1462.0189 | 2166.188 | 1462.0189 | 2166.188
6808 | 1456.1154 | 2322.6547 | 1456.1154 | 2322.6547
6809 | 1443.7208 | 2525.7165 | 1443.7208 | 2525.7165
6810 | 1418.5168 | 2611.2644 | 1418.5168 | 2611.2644
6811 | 1486.8397 | 2681.972 | 1486.8397 | 2681.972
6812 | 1606.2278 | 2671.3567 | 1606.2278 | 2671.3567
6813 | 1704.4487 | 2672.8009 | 1704.4487 | 2672.8009
6814 | 1764.2949 | 2659.8866 | 1764.2949 | 2659.8866
6815 | 1865.1307 | 2679.8501 | 1865.1307 | 2679.8501
6816 | 1851.3145 | 2663.3359 | 1851.3145 | 2663.3359
6817 | 1784.4795 | 2649.3719 | 1784.4795 | 2649.3719
6818 | 1778.2227 | 2568.8283 | 1778.2227 | 2568.8283
6819 | 1789.0616 | 2340.2523 | 1789.0616 | 2340.2523
6820 | 1789.4876 | 2275.6635 | 1789.4876 | 2275.6635
6821 | 1816.5569 | 2227.0196 | 1816.5569 | 2227.0196
6822 | 1813.7735 | 2101.7259 | 1813.7735 | 2101.7259
6823 | 1774.3155 | 2010.0102 | 1774.3155 | 2010.0102
6824 | 1813.7767 | 1948.5078 | 1813.7767 | 1948.5078
6825 | 1824.4067 | 1844.8996 | 1824.4067 | 1844.8996
6826 | 1766.4519 | 1761.9071 | 1766.4519 | 1761.9071
6827 | 1669.6581 | 1740.7951 | 1669.6581 | 1740.7951
6828 | 1568.1773 | 1776.7947 | 1568.1773 | 1776.7947
6829 | 1498.8499 | 1870.8739 | 1498.8499 | 1870.8739
6830 | 1462.8981 | 1954.7944 | 1462.8981 | 1954.7944
6831 | 1431.8357 | 2023.7673 | 1431.8357 | 2023.7673
6832 | 1431.834 | 2147.0026 | 1431.834 | 2147.0026
6833 | 1403.4277 | 2377.0028 | 1403.4277 | 2377.0028
6834 | 1384.7009 | 2495.6719 | 1384.7009 | 2495.6719
6835 | 1449.1457 | 2605.9039 | 1449.1457 | 2605.9039
6836 | 1568.9095 | 2636.4691 | 1568.9095 | 2636.4691
6837 | 1646.8197 | 2680.7499 | 1646.8197 | 2680.7499
6838 | 1710.1239 | 2709.8995 | 1710.1239 | 2709.8995
6839 | 1841.1019 | 2734.2791 | 1841.1019 | 2734.2791
6840 | 1828.7903 | 2726.818 | 1828.7903 | 2726.818
6841 | 1763.4892 | 2728.3105 | 1763.4892 | 2728.3105
6842 | 1757.1654 | 2665.5419 | 1757.1654 | 2665.5419
6843 | 1751.3306 | 2422.5029 | 1751.3306 | 2422.5029
6844 | 1775.305 | 2282.7293 | 1775.305 | 2282.7293
6845 | 1793.5525 | 2176.1236 | 1793.5525 | 2176.1236
6846 | 1780.2888 | 2029.0804 | 1780.2888 | 2029.0804
6847 | 1742.9219 | 1928.0908 | 1742.9219 | 1928.0908
6848 | 1783.2867 | 1879.7263 | 1783.2867 | 1879.7263
6849 | 1786.7506 | 1790.5811 | 1786.7506 | 1790.5811
6850 | 1719.4492 | 1697.1002 | 1719.4492 | 1697.1002
6851 | 1615.6658 | 1674.9946 | 1615.6658 | 1674.9946
6852 | 1519.254 | 1685.2701 | 1519.254 | 1685.2701
6853 | 1458.2394 | 1746.7803 | 1458.2394 | 1746.7803
6854 | 1419.0573 | 1879.6096 | 1419.0573 | 1879.6096
6855 | 1409.2894 | 2004.4467 | 1409.2894 | 2004.4467
6856 | 1411.3876 | 2169.9665 | 1411.3876 | 2169.9665
6857 | 1389.6468 | 2415.7545 | 1389.6468 | 2415.7545
6858 | 1378.3949 | 2548.8864 | 1378.3949 | 2548.8864
6859 | 1451.4034 | 2642.5579 | 1451.4034 | 2642.5579
6860 | 1578.4436 | 2659.4331 | 1578.4436 | 2659.4331
6861 | 1675.6602 | 2672.8009 | 1675.6602 | 2672.8009
6862 | 1746.2938 | 2697.203 | 1746.2938 | 2697.203
6863 | 1867.4609 | 2747.5275 | 1867.4609 | 2747.5275
6864 | 1847.9023 | 2745.2554 | 1847.9023 | 2745.2554
6865 | 1769.5784 | 2766.0685 | 1769.5784 | 2766.0685
6866 | 1759.975 | 2676.1406 | 1759.975 | 2676.1406
6867 | 1760.5646 | 2414.7747 | 1760.5646 | 2414.7747
6868 | 1801.8448 | 2227.4171 | 1801.8448 | 2227.4171
6869 | 1816.3893 | 2074.9939 | 1816.3893 | 2074.9939
6870 | 1805.2674 | 1927.2883 | 1805.2674 | 1927.2883
6871 | 1768.7607 | 1869.7977 | 1768.7607 | 1869.7977
6872 | 1824.9619 | 1818.5627 | 1824.9619 | 1818.5627
6873 | 1840.1612 | 1751.167 | 1840.1612 | 1751.167
6874 | 1782.5718 | 1704.4973 | 1782.5718 | 1704.4973
6875 | 1651.508 | 1686.5869 | 1651.508 | 1686.5869
6876 | 1545.906 | 1695.4273 | 1545.906 | 1695.4273
6877 | 1477.1382 | 1766.1009 | 1477.1382 | 1766.1009
6878 | 1444.6425 | 1939.4483 | 1444.6425 | 1939.4483
6879 | 1430.3936 | 2110.1029 | 1430.3936 | 2110.1029
6880 | 1424.1391 | 2263.6991 | 1424.1391 | 2263.6991
6881 | 1402.0599 | 2479.4574 | 1402.0599 | 2479.4574
6882 | 1409.3238 | 2568.7591 | 1409.3238 | 2568.7591
6883 | 1518.4208 | 2632.1799 | 1518.4208 | 2632.1799
6884 | 1677.7818 | 2610.0827 | 1677.7818 | 2610.0827
6885 | 1776.5092 | 2612.5205 | 1776.5092 | 2612.5205
6886 | 1840.3022 | 2614.29 | 1840.3022 | 2614.29
6887 | 1981.22 | 2638.0072 | 1981.22 | 2638.0072
6888 | 1958.3773 | 2639.5991 | 1958.3773 | 2639.5991
6889 | 1851.1482 | 2650.4759 | 1851.1482 | 2650.4759
6890 | 1836.7894 | 2537.8049 | 1836.7894 | 2537.8049
6891 | 1852.9351 | 2283.6152 | 1852.9351 | 2283.6152
6892 | 1858.2182 | 2124.4106 | 1858.2182 | 2124.4106
6893 | 1908.0242 | 2040.6584 | 1908.0242 | 2040.6584
6894 | 1898.6908 | 1926.8466 | 1898.6908 | 1926.8466
6895 | 1832.4399 | 1844.2944 | 1832.4399 | 1844.2944
6896 | 1857.9174 | 1799.9045 | 1857.9174 | 1799.9045
6897 | 1871.9229 | 1733.0608 | 1871.9229 | 1733.0608
6898 | 1787.255 | 1662.3231 | 1787.255 | 1662.3231
6899 | 1672.6906 | 1648.4977 | 1672.6906 | 1648.4977
6900 | 1570.4275 | 1692.1152 | 1570.4275 | 1692.1152
6901 | 1494.9206 | 1797.1243 | 1494.9206 | 1797.1243
6902 | 1452.2903 | 1977.3167 | 1452.2903 | 1977.3167
6903 | 1434.7937 | 2137.9246 | 1434.7937 | 2137.9246
6904 | 1429.0212 | 2280.4805 | 1429.0212 | 2280.4805
6905 | 1410.3814 | 2484.5359 | 1410.3814 | 2484.5359
6906 | 1415.3247 | 2589.6253 | 1415.3247 | 2589.6253
6907 | 1523.9946 | 2665.301 | 1523.9946 | 2665.301
6908 | 1682.1108 | 2655.4586 | 1682.1108 | 2655.4586
6909 | 1780.1211 | 2659.994 | 1780.1211 | 2659.994
6910 | 1844.9818 | 2651.9376 | 1844.9818 | 2651.9376
6911 | 1962.6958 | 2675.2132 | 1962.6958 | 2675.2132
6912 | 1957.3525 | 2684.975 | 1957.3525 | 2684.975
6913 | 1854.367 | 2705.1257 | 1854.367 | 2705.1257
6914 | 1845.7992 | 2533.2784 | 1845.7992 | 2533.2784
6915 | 1845.1239 | 2241.1098 | 1845.1239 | 2241.1098
6916 | 1866.1352 | 2064.2406 | 1866.1352 | 2064.2406
6917 | 1903.6839 | 1951.6731 | 1903.6839 | 1951.6731
6918 | 1906.1121 | 1807.2796 | 1906.1121 | 1807.2796
6919 | 1816.4991 | 1699.1137 | 1816.4991 | 1699.1137
6920 | 1830.1489 | 1675.1485 | 1830.1489 | 1675.1485
6921 | 1862.0801 | 1596.9332 | 1862.0801 | 1596.9332
6922 | 1795.363 | 1533.0405 | 1795.363 | 1533.0405
6923 | 1683.3154 | 1564.4806 | 1683.3154 | 1564.4806
6924 | 1581.2593 | 1684.3869 | 1581.2593 | 1684.3869
6925 | 1503.5155 | 1805.2942 | 1503.5155 | 1805.2942
6926 | 1466.31 | 1932.7137 | 1466.31 | 1932.7137
6927 | 1447.9968 | 2042.4255 | 1447.9968 | 2042.4255
6928 | 1441.6279 | 2191.4952 | 1441.6279 | 2191.4952
6929 | 1419.0566 | 2446.9987 | 1419.0566 | 2446.9987
6930 | 1424.4681 | 2547.5616 | 1424.4681 | 2547.5616
6931 | 1531.2655 | 2589.5642 | 1531.2655 | 2589.5642
6932 | 1692.1548 | 2554.1081 | 1692.1548 | 2554.1081
6933 | 1785.2404 | 2570.0151 | 1785.2404 | 2570.0151
6934 | 1853.4055 | 2538.9947 | 1853.4055 | 2538.9947
6935 | 1980.7699 | 2560.9454 | 1980.7699 | 2560.9454
6936 | 1965.0336 | 2550.9451 | 1965.0336 | 2550.9451
6937 | 1851.3578 | 2565.2444 | 1851.3578 | 2565.2444
6938 | 1826.3879 | 2505.4567 | 1826.3879 | 2505.4567
6939 | 1859.7478 | 2244.974 | 1859.7478 | 2244.974
6940 | 1863.4908 | 2015.4422 | 1863.4908 | 2015.4422
6941 | 1894.0736 | 1844.4712 | 1894.0736 | 1844.4712
6942 | 1899.9287 | 1720.1711 | 1899.9287 | 1720.1711
6943 | 1813.9509 | 1650.9778 | 1813.9509 | 1650.9778
6944 | 1854.0948 | 1622.2652 | 1854.0948 | 1622.2652
6945 | 1866.484 | 1546.4787 | 1866.484 | 1546.4787
6946 | 1800.509 | 1476.4035 | 1800.509 | 1476.4035
6947 | 1699.3604 | 1441.8222 | 1699.3604 | 1441.8222
6948 | 1590.3328 | 1453.2018 | 1590.3328 | 1453.2018
6949 | 1516.7013 | 1523.4338 | 1516.7013 | 1523.4338
6950 | 1475.845 | 1721.9533 | 1475.845 | 1721.9533
6951 | 1451.0297 | 2009.8565 | 1451.0297 | 2009.8565
6952 | 1445.0494 | 2242.2809 | 1445.0494 | 2242.2809
6953 | 1402.0962 | 2426.022 | 1402.0962 | 2426.022
6954 | 1404.7282 | 2497.2175 | 1404.7282 | 2497.2175
6955 | 1475.906 | 2559.0928 | 1475.906 | 2559.0928
6956 | 1591.076 | 2528.0528 | 1591.076 | 2528.0528
6957 | 1679.2757 | 2516.5798 | 1679.2757 | 2516.5798
6958 | 1734.1765 | 2552.4639 | 1734.1765 | 2552.4639
6959 | 1854.7254 | 2615.0432 | 1854.7254 | 2615.0432
6960 | 1862.7155 | 2633.527 | 1862.7155 | 2633.527
6961 | 1774.1253 | 2500.8791 | 1774.1253 | 2500.8791
6962 | 1754.1158 | 2375.5117 | 1754.1158 | 2375.5117
6963 | 1762.3762 | 2178.2902 | 1762.3762 | 2178.2902
6964 | 1772.1763 | 2105.6419 | 1772.1763 | 2105.6419
6965 | 1823.1635 | 2000.0299 | 1823.1635 | 2000.0299
6966 | 1794.2249 | 1867.6703 | 1794.2249 | 1867.6703
6967 | 1754.5616 | 1819.4536 | 1754.5616 | 1819.4536
6968 | 1770.9465 | 1817.3483 | 1770.9465 | 1817.3483
6969 | 1804.2358 | 1749.8421 | 1804.2358 | 1749.8421
6970 | 1750.9668 | 1643.8857 | 1750.9668 | 1643.8857
6971 | 1645.574 | 1597.8225 | 1645.574 | 1597.8225
6972 | 1554.8979 | 1608.2084 | 1554.8979 | 1608.2084
6973 | 1489.3111 | 1674.4659 | 1489.3111 | 1674.4659
6974 | 1454.098 | 1772.9597 | 1454.098 | 1772.9597
6975 | 1432.9831 | 1874.6121 | 1432.9831 | 1874.6121
6976 | 1430.5209 | 2006.0172 | 1430.5209 | 2006.0172
6977 | 1386.721 | 2216.9177 | 1386.721 | 2216.9177
6978 | 1388.2758 | 2322.0071 | 1388.2758 | 2322.0071
6979 | 1461.8548 | 2402.6509 | 1461.8548 | 2402.6509
6980 | 1566.0494 | 2392.9188 | 1566.0494 | 2392.9188
6981 | 1659.5982 | 2395.3566 | 1659.5982 | 2395.3566
6982 | 1728.332 | 2386.969 | 1728.332 | 2386.969
6983 | 1867.1398 | 2431.8837 | 1867.1398 | 2431.8837
6984 | 1870.7958 | 2433.034 | 1870.7958 | 2433.034
6985 | 1791.7243 | 2437.5074 | 1791.7243 | 2437.5074
6986 | 1755.1515 | 2395.8259 | 1755.1515 | 2395.8259
6987 | 1770.5403 | 2193.8571 | 1770.5403 | 2193.8571
6988 | 1789.9458 | 2048.7841 | 1789.9458 | 2048.7841
6989 | 1818.4172 | 1949.7963 | 1818.4172 | 1949.7963
6990 | 1787.7914 | 1879.0419 | 1787.7914 | 1879.0419
6991 | 1747.7648 | 1884.1501 | 1747.7648 | 1884.1501
6992 | 1780.0003 | 1918.3676 | 1780.0003 | 1918.3676
6993 | 1809.7411 | 1904.0759 | 1809.7411 | 1904.0759
6994 | 1757.1019 | 1892.2938 | 1757.1019 | 1892.2938
6995 | 1667.1326 | 1895.8017 | 1667.1326 | 1895.8017
6996 | 1573.2166 | 1895.0369 | 1573.2166 | 1895.0369
6997 | 1501.6392 | 1926.6277 | 1501.6392 | 1926.6277
6998 | 1461.5033 | 2014.4123 | 1461.5033 | 2014.4123
6999 | 1446.8585 | 2156.362 | 1446.8585 | 2156.362
7000 | 1432.9167 | 2354.4509 | 1432.9167 | 2354.4509
7001 | 1391.9102 | 2604.8758 | 1391.9102 | 2604.8758
7002 | 1395.5258 | 2761.6341 | 1395.5258 | 2761.6341
7003 | 1467.6254 | 2870.6517 | 1467.6254 | 2870.6517
7004 | 1582.013 | 2887.0853 | 1582.013 | 2887.0853
7005 | 1667.7145 | 2906.194 | 1667.7145 | 2906.194
7006 | 1742.2985 | 2903.1057 | 1742.2985 | 2903.1057
7007 | 1841.9946 | 2920.3091 | 1841.9946 | 2920.3091
7008 | 1832.7108 | 2902.5805 | 1832.7108 | 2902.5805
7009 | 1794.7525 | 2877.5761 | 1794.7525 | 2877.5761
7010 | 1758.6008 | 2733.3297 | 1758.6008 | 2733.3297
7011 | 1769.2352 | 2421.0677 | 1769.2352 | 2421.0677
7012 | 1789.6603 | 2292.9968 | 1789.6603 | 2292.9968
7013 | 1818.0447 | 2224.1492 | 1818.0447 | 2224.1492
7014 | 1807.2439 | 2118.9489 | 1807.2439 | 2118.9489
7015 | 1748.6173 | 2042.5793 | 1748.6173 | 2042.5793
7016 | 1778.2853 | 1988.1426 | 1778.2853 | 1988.1426
7017 | 1803.5214 | 1917.1036 | 1803.5214 | 1917.1036
7018 | 1753.2457 | 1841.8393 | 1753.2457 | 1841.8393
7019 | 1645.8033 | 1803.3939 | 1645.8033 | 1803.3939
7020 | 1558.2165 | 1804.3956 | 1558.2165 | 1804.3956
7021 | 1481.799 | 1868.5554 | 1481.799 | 1868.5554
7022 | 1447.4235 | 1977.2063 | 1447.4235 | 1977.2063
7023 | 1431.6751 | 2093.1008 | 1431.6751 | 2093.1008
7024 | 1422.0143 | 2286.9943 | 1422.0143 | 2286.9943
7025 | 1387.5379 | 2583.3471 | 1387.5379 | 2583.3471
7026 | 1390.0037 | 2751.8082 | 1390.0037 | 2751.8082
7027 | 1469.2309 | 2860.605 | 1469.2309 | 2860.605
7028 | 1596.255 | 2855.0682 | 1596.255 | 2855.0682
7029 | 1672.7657 | 2867.2216 | 1672.7657 | 2867.2216
7030 | 1754.5661 | 2858.8339 | 1754.5661 | 2858.8339
7031 | 1866.2969 | 2860.36 | 1866.2969 | 2860.36
7032 | 1846.8229 | 2808.8478 | 1846.8229 | 2808.8478
7033 | 1784.1427 | 2743.5462 | 1784.1427 | 2743.5462
7034 | 1754.0008 | 2567.0619 | 1754.0008 | 2567.0619
7035 | 1756.8716 | 2275.6662 | 1756.8716 | 2275.6662
7036 | 1773.2646 | 2117.2343 | 1773.2646 | 2117.2343
7037 | 1814.189 | 2021.0066 | 1814.189 | 2021.0066
7038 | 1801.1788 | 1936.3413 | 1801.1788 | 1936.3413
7039 | 1744.6914 | 1914.5111 | 1744.6914 | 1914.5111
7040 | 1757.0795 | 1874.979 | 1757.0795 | 1874.979
7041 | 1817.3397 | 1707.7784 | 1817.3397 | 1707.7784
7042 | 1757.0305 | 1542.4248 | 1757.0305 | 1542.4248
7043 | 1639.2888 | 1478.5866 | 1639.2888 | 1478.5866
7044 | 1538.2566 | 1508.6244 | 1538.2566 | 1508.6244
7045 | 1474.9006 | 1631.8502 | 1474.9006 | 1631.8502
7046 | 1439.9882 | 1793.1636 | 1439.9882 | 1793.1636
7047 | 1425.8545 | 2017.3639 | 1425.8545 | 2017.3639
7048 | 1412.8283 | 2291.4104 | 1412.8283 | 2291.4104
7049 | 1389.3279 | 2546.1411 | 1389.3279 | 2546.1411
7050 | 1397.2396 | 2628.2666 | 1397.2396 | 2628.2666
7051 | 1512.2338 | 2664.8594 | 1512.2338 | 2664.8594
7052 | 1656.8438 | 2605.7769 | 1656.8438 | 2605.7769
7053 | 1785.4927 | 2593.9727 | 1785.4927 | 2593.9727
7054 | 1847.4141 | 2611.1986 | 1847.4141 | 2611.1986
7055 | 1989.8574 | 2496.3594 | 1989.8574 | 2496.3594
7056 | 1962.9498 | 2462.1806 | 1962.9498 | 2462.1806
7057 | 1852.3128 | 2449.6518 | 1852.3128 | 2449.6518
7058 | 1829.6663 | 2322.6284 | 1829.6663 | 2322.6284
7059 | 1838.2988 | 2086.876 | 1838.2988 | 2086.876
7060 | 1856.8626 | 2089.523 | 1856.8626 | 2089.523
7061 | 1897.969 | 2081.2869 | 1897.969 | 2081.2869
7062 | 1899.5138 | 1991.2119 | 1899.5138 | 1991.2119
7063 | 1817.8062 | 1906.01 | 1817.8062 | 1906.01
7064 | 1806.2092 | 1732.8896 | 1806.2092 | 1732.8896
7065 | 1830.7922 | 1370.0538 | 1830.7922 | 1370.0538
7066 | 1786.3664 | 1111.1884 | 1786.3664 | 1111.1884
7067 | 1631.8907 | 1190.7644 | 1631.8907 | 1190.7644
7068 | 1534.854 | 1389.6093 | 1534.854 | 1389.6093
7069 | 1451.3529 | 1519.1281 | 1451.3529 | 1519.1281
7070 | 1411.0196 | 1659.3544 | 1411.0196 | 1659.3544
7071 | 1393.3305 | 1843.5887 | 1393.3305 | 1843.5887
7072 | 1386.1392 | 2104.6076 | 1386.1392 | 2104.6076
7073 | 1349.4491 | 2403.2789 | 1349.4491 | 2403.2789
7074 | 1366.4975 | 2553.8546 | 1366.4975 | 2553.8546
7075 | 1475.5444 | 2664.3074 | 1475.5444 | 2664.3074
7076 | 1648.3833 | 2675.4416 | 1648.3833 | 2675.4416
7077 | 1740.9272 | 2683.2892 | 1740.9272 | 2683.2892
7078 | 1805.4972 | 2704.6001 | 1805.4972 | 2704.6001
7079 | 1929.3618 | 2746.3131 | 1929.3618 | 2746.3131
7080 | 1915.4708 | 2774.4019 | 1915.4708 | 2774.4019
7081 | 1800.7195 | 2784.6163 | 1800.7195 | 2784.6163
7082 | 1782.1068 | 2624.2509 | 1782.1068 | 2624.2509
7083 | 1798.6919 | 2347.5389 | 1798.6919 | 2347.5389
7084 | 1818.2074 | 2235.3662 | 1818.2074 | 2235.3662
7085 | 1854.6411 | 2138.8072 | 1854.6411 | 2138.8072
7086 | 1841.0504 | 1981.7172 | 1841.0504 | 1981.7172
7087 | 1771.8791 | 1857.1013 | 1771.8791 | 1857.1013
7088 | 1777.2403 | 1817.7899 | 1777.2403 | 1817.7899
7089 | 1823.2207 | 1846.5557 | 1823.2207 | 1846.5557
7090 | 1767.3829 | 1791.3849 | 1767.3829 | 1791.3849
7091 | 1641.2074 | 1728.4299 | 1641.2074 | 1728.4299
7092 | 1530.5464 | 1728.3275 | 1530.5464 | 1728.3275
7093 | 1442.0005 | 1798.67 | 1442.0005 | 1798.67
7094 | 1403.2515 | 1907.1001 | 1403.2515 | 1907.1001
7095 | 1390.4749 | 2087.0286 | 1390.4749 | 2087.0286
7096 | 1382.7542 | 2324.8627 | 1382.7542 | 2324.8627
7097 | 1353.6743 | 2580.5871 | 1353.6743 | 2580.5871
7098 | 1381.3302 | 2719.7912 | 1381.3302 | 2719.7912
7099 | 1498.7866 | 2823.8406 | 1498.7866 | 2823.8406
7100 | 1650.1185 | 2838.0661 | 1650.1185 | 2838.0661
7101 | 1740.2248 | 2867.7736 | 1740.2248 | 2867.7736
7102 | 1827.0914 | 2881.2458 | 1827.0914 | 2881.2458
7103 | 1942.29 | 2904.963 | 1942.29 | 2904.963
7104 | 1925.433 | 2883.1495 | 1925.433 | 2883.1495
7105 | 1803.0186 | 2845.8903 | 1803.0186 | 2845.8903
7106 | 1790.9957 | 2724.387 | 1790.9957 | 2724.387
7107 | 1796.0615 | 2503.3184 | 1796.0615 | 2503.3184
7108 | 1782.9616 | 2450.6531 | 1782.9616 | 2450.6531
7109 | 1833.1963 | 2431.7079 | 1833.1963 | 2431.7079
7110 | 1809.421 | 2346.8219 | 1809.421 | 2346.8219
7111 | 1734.3954 | 2269.4586 | 1734.3954 | 2269.4586
7112 | 1728.6382 | 2220.6526 | 1728.6382 | 2220.6526
7113 | 1783.4644 | 2123.6687 | 1783.4644 | 2123.6687
7114 | 1734.0286 | 2020.0307 | 1734.0286 | 2020.0307
7115 | 1610.3891 | 1966.2392 | 1610.3891 | 1966.2392
7116 | 1512.494 | 1954.9861 | 1512.494 | 1954.9861
7117 | 1442.5657 | 1995.9612 | 1442.5657 | 1995.9612
7118 | 1405.8344 | 2085.0706 | 1405.8344 | 2085.0706
7119 | 1390.9341 | 2298.4515 | 1390.9341 | 2298.4515
7120 | 1371.3668 | 2558.8079 | 1371.3668 | 2558.8079
7121 | 1330.7834 | 2751.823 | 1330.7834 | 2751.823
7122 | 1354.6051 | 2821.8041 | 1354.6051 | 2821.8041
7123 | 1449.3627 | 2889.9723 | 1449.3627 | 2889.9723
7124 | 1579.1076 | 2889.4037 | 1579.1076 | 2889.4037
7125 | 1661.7702 | 2896.8097 | 1661.7702 | 2896.8097
7126 | 1743.7966 | 2889.8573 | 1743.7966 | 2889.8573
7127 | 1863.8216 | 2913.4641 | 1863.8216 | 2913.4641
7128 | 1866.1175 | 2901.0348 | 1866.1175 | 2901.0348
7129 | 1785.5633 | 2839.9285 | 1785.5633 | 2839.9285
7130 | 1746.3022 | 2686.2978 | 1746.3022 | 2686.2978
7131 | 1749.1376 | 2392.5836 | 1749.1376 | 2392.5836
7132 | 1753.9625 | 2270.5849 | 1753.9625 | 2270.5849
7133 | 1790.8273 | 2203.0621 | 1790.8273 | 2203.0621
7134 | 1783.7409 | 2114.9743 | 1783.7409 | 2114.9743
7135 | 1717.4116 | 2045.4498 | 1717.4116 | 2045.4498
7136 | 1720.2697 | 1973.0173 | 1720.2697 | 1973.0173
7137 | 1764.5142 | 1857.4856 | 1764.5142 | 1857.4856
7138 | 1704.9298 | 1739.716 | 1704.9298 | 1739.716
7139 | 1598.6462 | 1673.0073 | 1598.6462 | 1673.0073
7140 | 1503.8951 | 1666.6119 | 1503.8951 | 1666.6119
7141 | 1428.3869 | 1727.1284 | 1428.3869 | 1727.1284
7142 | 1393.618 | 1860.5098 | 1393.618 | 1860.5098
7143 | 1376.5655 | 2091.8863 | 1376.5655 | 2091.8863
7144 | 1357.0756 | 2302.4508 | 1357.0756 | 2302.4508
7145 | 1316.6002 | 2535.1008 | 1316.6002 | 2535.1008
7146 | 1333.6624 | 2651.6722 | 1333.6624 | 2651.6722
7147 | 1402.6127 | 2748.7661 | 1402.6127 | 2748.7661
7148 | 1515.1081 | 2753.7177 | 1515.1081 | 2753.7177
7149 | 1592.0756 | 2772.4953 | 1592.0756 | 2772.4953
7150 | 1656.2166 | 2764.218 | 1656.2166 | 2764.218
7151 | 1794.7137 | 2779.3237 | 1794.7137 | 2779.3237
7152 | 1792.8841 | 2773.7395 | 1792.8841 | 2773.7395
7153 | 1727.6861 | 2735.4867 | 1727.6861 | 2735.4867
7154 | 1703.3053 | 2552.4886 | 1703.3053 | 2552.4886
7155 | 1700.9729 | 2213.6193 | 1700.9729 | 2213.6193
7156 | 1713.2989 | 2053.9731 | 1713.2989 | 2053.9731
7157 | 1733.5389 | 1958.7389 | 1733.5389 | 1958.7389
7158 | 1708.9705 | 1837.1989 | 1708.9705 | 1837.1989
7159 | 1659.1981 | 1791.6319 | 1659.1981 | 1791.6319
7160 | 1666.5274 | 1780.9151 | 1666.5274 | 1780.9151
7161 | 1715.3637 | 1752.3814 | 1715.3637 | 1752.3814
7162 | 1688.7711 | 1695.665 | 1688.7711 | 1695.665
7163 | 1586.4276 | 1685.4829 | 1586.4276 | 1685.4829
7164 | 1490.8723 | 1697.3041 | 1490.8723 | 1697.3041
7165 | 1420.6288 | 1757.4894 | 1420.6288 | 1757.4894
7166 | 1381.5863 | 1884.2465 | 1381.5863 | 1884.2465
7167 | 1357.0195 | 2163.3175 | 1357.0195 | 2163.3175
7168 | 1346.688 | 2457.0158 | 1346.688 | 2457.0158
7169 | 1306.6831 | 2677.411 | 1306.6831 | 2677.411
7170 | 1314.7167 | 2748.1649 | 1314.7167 | 2748.1649
7171 | 1392.6925 | 2775.5942 | 1392.6925 | 2775.5942
7172 | 1508.3546 | 2708.7835 | 1508.3546 | 2708.7835
7173 | 1601.3194 | 2707.6884 | 1601.3194 | 2707.6884
7174 | 1661.4907 | 2710.2307 | 1661.4907 | 2710.2307
7175 | 1779.1209 | 2714.4064 | 1779.1209 | 2714.4064
7176 | 1782.7661 | 2730.3509 | 1782.7661 | 2730.3509
7177 | 1709.9181 | 2722.0175 | 1709.9181 | 2722.0175
7178 | 1701.1946 | 2615.4187 | 1701.1946 | 2615.4187
7179 | 1698.6522 | 2325.5686 | 1698.6522 | 2325.5686
7180 | 1704.5298 | 2171.4425 | 1704.5298 | 2171.4425
7181 | 1730.4187 | 2077.202 | 1730.4187 | 2077.202
7182 | 1723.2933 | 1937.7766 | 1723.2933 | 1937.7766
7183 | 1654.0828 | 1834.1373 | 1654.0828 | 1834.1373
7184 | 1659.0588 | 1779.8111 | 1659.0588 | 1779.8111
7185 | 1717.643 | 1675.3197 | 1717.643 | 1675.3197
7186 | 1679.1406 | 1583.9366 | 1679.1406 | 1583.9366
7187 | 1568.5716 | 1540.8542 | 1568.5716 | 1540.8542
7188 | 1468.8618 | 1534.238 | 1468.8618 | 1534.238
7189 | 1409.1025 | 1613.8544 | 1409.1025 | 1613.8544
7190 | 1368.4357 | 1768.2124 | 1368.4357 | 1768.2124
7191 | 1355.3478 | 2042.8672 | 1355.3478 | 2042.8672
7192 | 1338.3137 | 2274.2979 | 1338.3137 | 2274.2979
7193 | 1301.083 | 2541.0626 | 1301.083 | 2541.0626
7194 | 1319.8486 | 2698.7041 | 1319.8486 | 2698.7041
7195 | 1415.506 | 2820.5285 | 1415.506 | 2820.5285
7196 | 1535.4875 | 2837.0725 | 1535.4875 | 2837.0725
7197 | 1632.0608 | 2837.9646 | 1632.0608 | 2837.9646
7198 | 1700.9359 | 2827.1481 | 1700.9359 | 2827.1481
7199 | 1839.085 | 2843.689 | 1839.085 | 2843.689
7200 | 1820.8925 | 2836.6695 | 1820.8925 | 2836.6695
7201 | 1732.9811 | 2734.2723 | 1732.9811 | 2734.2723
7202 | 1716.7073 | 2521.2444 | 1716.7073 | 2521.2444
7203 | 1724.1692 | 2177.5174 | 1724.1692 | 2177.5174
7204 | 1716.5937 | 1983.7564 | 1716.5937 | 1983.7564
7205 | 1750.4719 | 1858.2717 | 1750.4719 | 1858.2717
7206 | 1739.0698 | 1721.496 | 1739.0698 | 1721.496
7207 | 1689.0051 | 1672.5065 | 1689.0051 | 1672.5065
7208 | 1673.3128 | 1648.3204 | 1673.3128 | 1648.3204
7209 | 1722.3879 | 1555.9734 | 1722.3879 | 1555.9734
7210 | 1700.6761 | 1460.395 | 1700.6761 | 1460.395
7211 | 1567.7806 | 1421.0663 | 1567.7806 | 1421.0663
7212 | 1462.4095 | 1432.3355 | 1462.4095 | 1432.3355
7213 | 1392.0653 | 1511.6207 | 1392.0653 | 1511.6207
7214 | 1359.1834 | 1665.9786 | 1359.1834 | 1665.9786
7215 | 1341.5131 | 1981.1516 | 1341.5131 | 1981.1516
7216 | 1328.8362 | 2339.5464 | 1328.8362 | 2339.5464
7217 | 1298.3658 | 2613.4873 | 1298.3658 | 2613.4873
7218 | 1324.2076 | 2750.925 | 1324.2076 | 2750.925
7219 | 1447.7034 | 2862.3714 | 1447.7034 | 2862.3714
7220 | 1613.2324 | 2872.7328 | 1613.2324 | 2872.7328
7221 | 1720.3344 | 2879.0347 | 1720.3344 | 2879.0347
7222 | 1787.1298 | 2875.6152 | 1787.1298 | 2875.6152
7223 | 1930.0016 | 2895.6891 | 1930.0016 | 2895.6891
7224 | 1905.2499 | 2873.1027 | 1905.2499 | 2873.1027
7225 | 1811.1062 | 2741.3381 | 1811.1062 | 2741.3381
7226 | 1791.4673 | 2542.0003 | 1791.4673 | 2542.0003
7227 | 1788.4516 | 2193.9675 | 1788.4516 | 2193.9675
7228 | 1801.974 | 1976.4698 | 1801.974 | 1976.4698
7229 | 1831.7785 | 1823.605 | 1831.7785 | 1823.605
7230 | 1810.4227 | 1642.7782 | 1810.4227 | 1642.7782
7231 | 1708.0213 | 1519.4871 | 1708.0213 | 1519.4871
7232 | 1689.6823 | 1450.9188 | 1689.6823 | 1450.9188
7233 | 1738.8232 | 1354.7077 | 1738.8232 | 1354.7077
7234 | 1698.3803 | 1276.6834 | 1698.3803 | 1276.6834
7235 | 1574.1777 | 1256.565 | 1574.1777 | 1256.565
7236 | 1461.2265 | 1281.193 | 1461.2265 | 1281.193
7237 | 1383.8406 | 1367.2128 | 1383.8406 | 1367.2128
7238 | 1350.7028 | 1511.9656 | 1350.7028 | 1511.9656
7239 | 1335.3069 | 1854.077 | 1335.3069 | 1854.077
7240 | 1316.8275 | 2281.3637 | 1316.8275 | 2281.3637
7241 | 1283.4492 | 2578.931 | 1283.4492 | 2578.931
7242 | 1318.8101 | 2730.9419 | 1318.8101 | 2730.9419
7243 | 1410.3895 | 2846.3629 | 1410.3895 | 2846.3629
7244 | 1572.6927 | 2853.8538 | 1572.6927 | 2853.8538
7245 | 1668.2818 | 2843.264 | 1668.2818 | 2843.264
7246 | 1756.2583 | 2815.7765 | 1756.2583 | 2815.7765
7247 | 1877.4257 | 2794.5594 | 1877.4257 | 2794.5594
7248 | 1885.7706 | 2736.4231 | 1885.7706 | 2736.4231
7249 | 1765.5153 | 2602.1192 | 1765.5153 | 2602.1192
7250 | 1742.3839 | 2465.7114 | 1742.3839 | 2465.7114
7251 | 1747.4383 | 2197.8316 | 1747.4383 | 2197.8316
7252 | 1755.6484 | 2058.8308 | 1755.6484 | 2058.8308
7253 | 1792.7608 | 1924.4034 | 1792.7608 | 1924.4034
7254 | 1775.7834 | 1723.8145 | 1775.7834 | 1723.8145
7255 | 1715.925 | 1574.0265 | 1715.925 | 1574.0265
7256 | 1680.9162 | 1495.301 | 1680.9162 | 1495.301
7257 | 1728.0035 | 1428.5677 | 1728.0035 | 1428.5677
7258 | 1703.5302 | 1404.0891 | 1703.5302 | 1404.0891
7259 | 1584.0542 | 1399.096 | 1584.0542 | 1399.096
7260 | 1462.8492 | 653.1723 | 1462.8492 | 653.1723
7261 | 1388.7052 | 678.8085 | 1388.7052 | 678.8085
7262 | 1351.5939 | 746.003 | 1351.5939 | 746.003
7263 | 1342.5142 | 846.1466 | 1342.5142 | 846.1466
7264 | 1319.4949 | 979.2235 | 1319.4949 | 979.2235
7265 | 1275.6845 | 1180.3463 | 1275.6845 | 1180.3463
7266 | 1319.7674 | 1262.5947 | 1319.7674 | 1262.5947
7267 | 1433.0645 | 1340.3084 | 1433.0645 | 1340.3084
7268 | 1589.7724 | 1322.6839 | 1589.7724 | 1322.6839
7269 | 1690.8439 | 1315.3363 | 1690.8439 | 1315.3363
7270 | 1768.5269 | 1292.6797 | 1768.5269 | 1292.6797
7271 | 1911.4263 | 1277.7772 | 1911.4263 | 1277.7772
7272 | 1907.4462 | 1250.3419 | 1907.4462 | 1250.3419
7273 | 1797.1878 | 1212.2751 | 1797.1878 | 1212.2751
7274 | 1777.0598 | 1196.0457 | 1777.0598 | 1196.0457
7275 | 1775.196 | 1068.6001 | 1775.196 | 1068.6001
7276 | 1768.5701 | 1045.8326 | 1768.5701 | 1045.8326
7277 | 1781.1267 | 1036.5036 | 1781.1267 | 1036.5036
7278 | 1771.4073 | 967.4091 | 1771.4073 | 967.4091
7279 | 1695.3263 | 929.1455 | 1695.3263 | 929.1455
7280 | 1657.8544 | 903.2071 | 1657.8544 | 903.2071
7281 | 1697.8843 | 810.1249 | 1697.8843 | 810.1249
7282 | 1676.5924 | 674.4061 | 1676.5924 | 674.4061
7283 | 1589.5337 | 603.2403 | 1589.5337 | 603.2403
7284 | 1484.6655 | 579.1074 | 1484.6655 | 579.1074
7285 | 1406.6945 | 606.428 | 1406.6945 | 606.428
7286 | 1358.3136 | 658.8 | 1358.3136 | 658.8
7287 | 1337.5481 | 793.4012 | 1337.5481 | 793.4012
7288 | 1313.8176 | 1020.9 | 1313.8176 | 1020.9
7289 | 1285.0742 | 1262.063 | 1285.0742 | 1262.063
7290 | 1311.1969 | 1373.9566 | 1311.1969 | 1373.9566
7291 | 1404.6688 | 1484.2511 | 1404.6688 | 1484.2511
7292 | 1534.4604 | 1469.466 | 1534.4604 | 1469.466
7293 | 1636.4224 | 1448.114 | 1636.4224 | 1448.114
7294 | 1699.8711 | 1422.9549 | 1699.8711 | 1422.9549
7295 | 1820.8125 | 1415.2711 | 1820.8125 | 1415.2711
7296 | 1826.336 | 1410.9841 | 1826.336 | 1410.9841
7297 | 1742.3413 | 1326.9576 | 1742.3413 | 1326.9576
7298 | 1713.6486 | 1238.5885 | 1713.6486 | 1238.5885
7299 | 1706.8183 | 1030.6293 | 1706.8183 | 1030.6293
7300 | 1699.7508 | 987.4566 | 1699.7508 | 987.4566
7301 | 1728.8768 | 995.6933 | 1728.8768 | 995.6933
7302 | 1706.1792 | 942.3358 | 1706.1792 | 942.3358
7303 | 1645.7721 | 912.8792 | 1645.7721 | 912.8792
7304 | 1621.3714 | 892.042 | 1621.3714 | 892.042
7305 | 1670.9529 | 842.3689 | 1670.9529 | 842.3689
7306 | 1651.7696 | 776.4798 | 1651.7696 | 776.4798
7307 | 1569.8251 | 751.7549 | 1569.8251 | 751.7549
7308 | 1472.5445 | 761.3098 | 1472.5445 | 761.3098
7309 | 1392.5483 | 820.8262 | 1392.5483 | 820.8262
7310 | 1358.6557 | 899.7152 | 1358.6557 | 899.7152
7311 | 1334.2781 | 995.7199 | 1334.2781 | 995.7199
7312 | 1303.8025 | 1141.3576 | 1303.8025 | 1141.3576
7313 | 1271.3759 | 1376.6975 | 1271.3759 | 1376.6975
7314 | 1282.66 | 1475.6454 | 1282.66 | 1475.6454
7315 | 1351.5545 | 1564.5722 | 1351.5545 | 1564.5722
7316 | 1458.9663 | 1549.8352 | 1458.9663 | 1549.8352
7317 | 1543.9087 | 1538.8782 | 1543.9087 | 1538.8782
7318 | 1620.7823 | 1524.4511 | 1620.7823 | 1524.4511
7319 | 1738.4545 | 1525.4299 | 1738.4545 | 1525.4299
7320 | 1750.3924 | 1521.2391 | 1750.3924 | 1521.2391
7321 | 1684.374 | 1503.4331 | 1684.374 | 1503.4331
7322 | 1654.2701 | 1511.9883 | 1654.2701 | 1511.9883
7323 | 1634.6852 | 1411.1559 | 1634.6852 | 1411.1559
7324 | 1646.6162 | 1427.0811 | 1646.6162 | 1427.0811
7325 | 1675.1782 | 1441.9591 | 1675.1782 | 1441.9591
7326 | 1659.8782 | 1365.8865 | 1659.8782 | 1365.8865
7327 | 1614.0137 | 1306.159 | 1614.0137 | 1306.159
7328 | 1600.2381 | 1265.8792 | 1600.2381 | 1265.8792
7329 | 1654.562 | 1198.3516 | 1654.562 | 1198.3516
7330 | 1632.6448 | 1109.0256 | 1632.6448 | 1109.0256
7331 | 1541.1882 | 1056.0511 | 1541.1882 | 1056.0511
7332 | 1457.0419 | 1031.7739 | 1457.0419 | 1031.7739
7333 | 1389.4404 | 1035.2725 | 1389.4404 | 1035.2725
7334 | 1348.1114 | 1056.1705 | 1348.1114 | 1056.1705
7335 | 1331.5208 | 1089.3236 | 1331.5208 | 1089.3236
7336 | 1306.301 | 1189.8679 | 1306.301 | 1189.8679
7337 | 1269.009 | 1384.7344 | 1269.009 | 1384.7344
7338 | 1281.5946 | 1454.1334 | 1281.5946 | 1454.1334
7339 | 1355.0038 | 1525.7351 | 1355.0038 | 1525.7351
7340 | 1471.237 | 1498.0524 | 1471.237 | 1498.0524
7341 | 1559.4751 | 1477.9998 | 1559.4751 | 1477.9998
7342 | 1635.2612 | 1456.402 | 1635.2612 | 1456.402
7343 | 1762.5454 | 1454.6857 | 1762.5454 | 1454.6857
7344 | 1755.503 | 1446.5487 | 1755.503 | 1446.5487
7345 | 1678.68 | 1411.0325 | 1678.68 | 1411.0325
7346 | 1663.7567 | 1393.6482 | 1663.7567 | 1393.6482
7347 | 1655.3197 | 1279.6776 | 1655.3197 | 1279.6776
7348 | 1678.8845 | 1285.5928 | 1678.8845 | 1285.5928
7349 | 1706.1564 | 1294.407 | 1706.1564 | 1294.407
7350 | 1663.8416 | 1220.5481 | 1663.8416 | 1220.5481
7351 | 1612.5952 | 1169.5795 | 1612.5952 | 1169.5795
7352 | 1593.5079 | 1144.026 | 1593.5079 | 1144.026
7353 | 1647.4626 | 1079.3378 | 1647.4626 | 1079.3378
7354 | 1638.6575 | 992.418 | 1638.6575 | 992.418
7355 | 1539.9753 | 941.4648 | 1539.9753 | 941.4648
7356 | 1448.7898 | 920.7489 | 1448.7898 | 920.7489
7357 | 1376.0118 | 932.8137 | 1376.0118 | 932.8137
7358 | 1337.766 | 955.0593 | 1337.766 | 955.0593
7359 | 1316.9156 | 992.8324 | 1316.9156 | 992.8324
7360 | 1290.9873 | 1094.291 | 1290.9873 | 1094.291
7361 | 1258.281 | 1297.0983 | 1258.281 | 1297.0983
7362 | 1288.3176 | 1375.7373 | 1288.3176 | 1375.7373
7363 | 1381.6923 | 1461.2472 | 1381.6923 | 1461.2472
7364 | 1532.3984 | 1448.9165 | 1532.3984 | 1448.9165
7365 | 1612.2432 | 1438.8258 | 1612.2432 | 1438.8258
7366 | 1707.5545 | 1422.618 | 1707.5545 | 1422.618
7367 | 1855.533 | 1425.2812 | 1855.533 | 1425.2812
7368 | 1839.2259 | 1421.1867 | 1839.2259 | 1421.1867
7369 | 1739.4141 | 1384.3711 | 1739.4141 | 1384.3711
7370 | 1719.5131 | 1341.0954 | 1719.5131 | 1341.0954
7371 | 1716.3953 | 1207.1047 | 1716.3953 | 1207.1047
7372 | 1739.0206 | 1199.4004 | 1739.0206 | 1199.4004
7373 | 1755.286 | 1204.6052 | 1755.286 | 1204.6052
7374 | 1735.8256 | 1129.11 | 1735.8256 | 1129.11
7375 | 1670.7376 | 1066.6395 | 1670.7376 | 1066.6395
7376 | 1645.9506 | 1003.2595 | 1645.9506 | 1003.2595
7377 | 1695.2057 | 898.9161 | 1695.2057 | 898.9161
7378 | 1677.8402 | 783.6024 | 1677.8402 | 783.6024
7379 | 1553.9221 | 716.8641 | 1553.9221 | 716.8641
7380 | 1466.974 | 701.0569 | 1466.974 | 701.0569
7381 | 1386.0203 | 733.0457 | 1386.0203 | 733.0457
7382 | 1345.9993 | 802.7427 | 1345.9993 | 802.7427
7383 | 1330.9232 | 895.2825 | 1330.9232 | 895.2825
7384 | 1305.2243 | 1028.2631 | 1305.2243 | 1028.2631
7385 | 1270.1014 | 1229.2897 | 1270.1014 | 1229.2897
7386 | 1311.7381 | 1301.8168 | 1311.7381 | 1301.8168
7387 | 1416.9013 | 1377.2205 | 1416.9013 | 1377.2205
7388 | 1594.6503 | 1342.9927 | 1594.6503 | 1342.9927
7389 | 1704.8036 | 1315.4325 | 1704.8036 | 1315.4325
7390 | 1757.702 | 1275.884 | 1757.702 | 1275.884
7391 | 1900.0024 | 1257.9014 | 1900.0024 | 1257.9014
7392 | 1871.9578 | 1234.4606 | 1871.9578 | 1234.4606
7393 | 1770.6288 | 1176.6624 | 1770.6288 | 1176.6624
7394 | 1749.2976 | 1127.2747 | 1749.2976 | 1127.2747
7395 | 1760.5185 | 986.4502 | 1760.5185 | 986.4502
7396 | 1768.3196 | 961.4208 | 1768.3196 | 961.4208
7397 | 1807.472 | 946.6536 | 1807.472 | 946.6536
7398 | 1776.9323 | 860.9559 | 1776.9323 | 860.9559
7399 | 1687.0552 | 807.5811 | 1687.0552 | 807.5811
7400 | 1668.433 | 775.9638 | 1668.433 | 775.9638
7401 | 1702.4313 | 716.0881 | 1702.4313 | 716.0881
7402 | 1674.0079 | 627.0027 | 1674.0079 | 627.0027
7403 | 1554.872 | 579.6589 | 1554.872 | 579.6589
7404 | 1468.4126 | 572.4661 | 1468.4126 | 572.4661
7405 | 1405.8031 | 600.268 | 1405.8031 | 600.268
7406 | 1366.5007 | 664.8156 | 1366.5007 | 664.8156
7407 | 1336.1706 | 812.4107 | 1336.1706 | 812.4107
7408 | 1308.3737 | 999.1473 | 1308.3737 | 999.1473
7409 | 1275.7908 | 1249.5986 | 1275.7908 | 1249.5986
7410 | 1323.0528 | 1331.2695 | 1323.0528 | 1331.2695
7411 | 1426.7756 | 1404.9407 | 1426.7756 | 1404.9407
7412 | 1601.9761 | 1375.5254 | 1601.9761 | 1375.5254
7413 | 1714.3655 | 1357.7347 | 1714.3655 | 1357.7347
7414 | 1796.4929 | 1328.6774 | 1796.4929 | 1328.6774
7415 | 1924.5237 | 1310.2617 | 1924.5237 | 1310.2617
7416 | 1908.8802 | 1272.3833 | 1908.8802 | 1272.3833
7417 | 1786.7885 | 1161.0217 | 1786.7885 | 1161.0217
7418 | 1775.2025 | 1062.4018 | 1775.2025 | 1062.4018
7419 | 1765.1302 | 896.5522 | 1765.1302 | 896.5522
7420 | 1765.4671 | 864.7371 | 1765.4671 | 864.7371
7421 | 1796.6916 | 863.1081 | 1796.6916 | 863.1081
7422 | 1777.4975 | 798.2487 | 1777.4975 | 798.2487
7423 | 1689.4957 | 743.7669 | 1689.4957 | 743.7669
7424 | 1656.3263 | 705.9415 | 1656.3263 | 705.9415
7425 | 1693.0815 | 630.0882 | 1693.0815 | 630.0882
7426 | 1676.1495 | 532.244 | 1676.1495 | 532.244
7427 | 1569.0946 | 477.4889 | 1569.0946 | 477.4889
7428 | 1457.8111 | 455.0404 | 1457.8111 | 455.0404
7429 | 1391.4389 | 465.9503 | 1391.4389 | 465.9503
7430 | 1362.6917 | 498.9278 | 1362.6917 | 498.9278
7431 | 1338.2793 | 621.209 | 1338.2793 | 621.209
7432 | 1310.3839 | 846.7346 | 1310.3839 | 846.7346
7433 | 1285.8315 | 1101.469 | 1285.8315 | 1101.469
7434 | 1330.2035 | 1201.8125 | 1330.2035 | 1201.8125
7435 | 1430.8971 | 1306.7651 | 1430.8971 | 1306.7651
7436 | 1598.3401 | 1295.1562 | 1598.3401 | 1295.1562
7437 | 1711.9488 | 1278.4723 | 1711.9488 | 1278.4723
7438 | 1795.315 | 1240.945 | 1795.315 | 1240.945
7439 | 1903.3416 | 1227.8231 | 1903.3416 | 1227.8231
7440 | 1870.3049 | 1203.3716 | 1870.3049 | 1203.3716
7441 | 1751.0743 | 1140.9534 | 1751.0743 | 1140.9534
7442 | 1742.9389 | 1079.9194 | 1742.9389 | 1079.9194
7443 | 1759.9582 | 908.1504 | 1759.9582 | 908.1504
7444 | 1763.695 | 863.5821 | 1763.695 | 863.5821
7445 | 1768.0451 | 844.3874 | 1768.0451 | 844.3874
7446 | 1773.5441 | 770.7691 | 1773.5441 | 770.7691
7447 | 1681.1859 | 724.9981 | 1681.1859 | 724.9981
7448 | 1648.3507 | 698.0971 | 1648.3507 | 698.0971
7449 | 1681.0985 | 609.7794 | 1681.0985 | 609.7794
7450 | 1663.8708 | 482.7712 | 1663.8708 | 482.7712
7451 | 1571.7616 | 418.9686 | 1571.7616 | 418.9686
7452 | 1472.747 | 395.0763 | 1472.747 | 395.0763
7453 | 1403.9266 | 426.1026 | 1403.9266 | 426.1026
7454 | 1366.304 | 489.6877 | 1366.304 | 489.6877
7455 | 1341.7877 | 572.7468 | 1341.7877 | 572.7468
7456 | 1304.444 | 703.7543 | 1304.444 | 703.7543
7457 | 1282.1896 | 926.8223 | 1282.1896 | 926.8223
7458 | 1303.4203 | 1033.374 | 1303.4203 | 1033.374
7459 | 1390.6287 | 1142.2728 | 1390.6287 | 1142.2728
7460 | 1526.322 | 1137.9309 | 1526.322 | 1137.9309
7461 | 1635.8434 | 1133.3746 | 1635.8434 | 1133.3746
7462 | 1723.1269 | 1119.6212 | 1723.1269 | 1119.6212
7463 | 1845.4144 | 1127.0488 | 1845.4144 | 1127.0488
7464 | 1828.8018 | 1126.7562 | 1828.8018 | 1126.7562
7465 | 1731.0774 | 1066.5517 | 1731.0774 | 1066.5517
7466 | 1717.237 | 1012.0146 | 1717.237 | 1012.0146
7467 | 1721.3648 | 832.0643 | 1721.3648 | 832.0643
7468 | 1727.0034 | 783.8866 | 1727.0034 | 783.8866
7469 | 1744.6417 | 761.9488 | 1744.6417 | 761.9488
7470 | 1717.9677 | 672.5454 | 1717.9677 | 672.5454
7471 | 1650.2019 | 603.6742 | 1650.2019 | 603.6742
7472 | 1609.3425 | 562.6244 | 1609.3425 | 562.6244
7473 | 1644.0612 | 486.3861 | 1644.0612 | 486.3861
7474 | 1662.5008 | 395.5682 | 1662.5008 | 395.5682
7475 | 1583.1974 | 343.6044 | 1583.1974 | 343.6044
7476 | 1489.2962 | 318.5571 | 1489.2962 | 318.5571
7477 | 1409.5671 | 332.2101 | 1409.5671 | 332.2101
7478 | 1368.8101 | 376.3045 | 1368.8101 | 376.3045
7479 | 1339.4983 | 489.1532 | 1339.4983 | 489.1532
7480 | 1297.5532 | 633.732 | 1297.5532 | 633.732
7481 | 1267.0392 | 842.3624 | 1267.0392 | 842.3624
7482 | 1288.7541 | 930.7227 | 1288.7541 | 930.7227
7483 | 1358.6868 | 1029.7078 | 1358.6868 | 1029.7078
7484 | 1468.978 | 1037.6378 | 1468.978 | 1037.6378
7485 | 1563.5491 | 1075.2392 | 1563.5491 | 1075.2392
7486 | 1641.768 | 1118.4181 | 1641.768 | 1118.4181
7487 | 1758.8868 | 1151.9295 | 1758.8868 | 1151.9295
7488 | 1757.9334 | 1162.9945 | 1757.9334 | 1162.9945
7489 | 1695.3372 | 1118.9602 | 1695.3372 | 1118.9602
7490 | 1680.1652 | 1005.614 | 1680.1652 | 1005.614
7491 | 1682.3674 | 809.1567 | 1682.3674 | 809.1567
7492 | 1696.1282 | 735.232 | 1696.1282 | 735.232
7493 | 1713.8172 | 683.1196 | 1713.8172 | 683.1196
7494 | 1694.8111 | 573.1667 | 1694.8111 | 573.1667
7495 | 1639.5192 | 491.6867 | 1639.5192 | 491.6867
7496 | 1616.1388 | 435.333 | 1616.1388 | 435.333
7497 | 1643.4 | 339.2671 | 1643.4 | 339.2671
7498 | 1655.8614 | 228.3328 | 1655.8614 | 228.3328
7499 | 1580.3208 | 172.7596 | 1580.3208 | 172.7596
7500 | 1482.5087 | 165.6631 | 1482.5087 | 165.6631
7501 | 1413.5493 | 238.5102 | 1413.5493 | 238.5102
7502 | 1377.3807 | 337.9968 | 1377.3807 | 337.9968
7503 | 1361.9559 | 428.9484 | 1361.9559 | 428.9484
7504 | 1303.025 | 563.7097 | 1303.025 | 563.7097
7505 | 1277.8257 | 771.0407 | 1277.8257 | 771.0407
7506 | 1302.1339 | 854.5404 | 1302.1339 | 854.5404
7507 | 1367.5477 | 948.9054 | 1367.5477 | 948.9054
7508 | 1481.0511 | 953.8517 | 1481.0511 | 953.8517
7509 | 1568.9177 | 960.3642 | 1568.9177 | 960.3642
7510 | 1648.7156 | 966.8234 | 1648.7156 | 966.8234
7511 | 1774.7564 | 994.3192 | 1774.7564 | 994.3192
7512 | 1773.4833 | 998.3579 | 1773.4833 | 998.3579
7513 | 1698.2579 | 938.7309 | 1698.2579 | 938.7309
7514 | 1680.3299 | 891.7014 | 1680.3299 | 891.7014
7515 | 1660.9897 | 744.8613 | 1660.9897 | 744.8613
7516 | 1666.7456 | 740.8626 | 1666.7456 | 740.8626
7517 | 1691.9233 | 785.1452 | 1691.9233 | 785.1452
7518 | 1658.1172 | 755.5134 | 1658.1172 | 755.5134
7519 | 1585.34 | 739.6281 | 1585.34 | 739.6281
7520 | 1571.9562 | 741.2173 | 1571.9562 | 741.2173
7521 | 1606.4962 | 688.4161 | 1606.4962 | 688.4161
7522 | 1625.6871 | 597.8387 | 1625.6871 | 597.8387
7523 | 1557.5447 | 553.4787 | 1557.5447 | 553.4787
7524 | 1460.285 | 553.0717 | 1460.285 | 553.0717
7525 | 1391.7986 | 574.2803 | 1391.7986 | 574.2803
7526 | 1352.1723 | 615.006 | 1352.1723 | 615.006
7527 | 1319.9207 | 677.0824 | 1319.9207 | 677.0824
7528 | 1276.4224 | 802.4112 | 1276.4224 | 802.4112
7529 | 1251.0204 | 1016.4797 | 1251.0204 | 1016.4797
7530 | 1286.4817 | 1093.7712 | 1286.4817 | 1093.7712
7531 | 1380.6258 | 1171.0036 | 1380.6258 | 1171.0036
7532 | 1505.6423 | 1161.5604 | 1505.6423 | 1161.5604
7533 | 1602.8088 | 1162.2016 | 1602.8088 | 1162.2016
7534 | 1682.3176 | 1156.2445 | 1682.3176 | 1156.2445
7535 | 1805.0095 | 1156.1646 | 1805.0095 | 1156.1646
7536 | 1780.3647 | 1148.0275 | 1780.3647 | 1148.0275
7537 | 1685.6105 | 1108.4207 | 1685.6105 | 1108.4207
7538 | 1694.9183 | 1063.7012 | 1694.9183 | 1063.7012
7539 | 1698.2976 | 907.4285 | 1698.2976 | 907.4285
7540 | 1687.9293 | 879.5116 | 1687.9293 | 879.5116
7541 | 1712.6131 | 871.1932 | 1712.6131 | 871.1932
7542 | 1692.1601 | 789.8268 | 1692.1601 | 789.8268
7543 | 1614.6091 | 740.9757 | 1614.6091 | 740.9757
7544 | 1590.411 | 720.1385 | 1590.411 | 720.1385
7545 | 1611.8938 | 654.2952 | 1611.8938 | 654.2952
7546 | 1631.2197 | 563.2848 | 1631.2197 | 563.2848
7547 | 1549.1985 | 513.3904 | 1549.1985 | 513.3904
7548 | 1444.1721 | 499.8932 | 1444.1721 | 499.8932
7549 | 1372.8126 | 516.8187 | 1372.8126 | 516.8187
7550 | 1331.8534 | 553.8869 | 1331.8534 | 553.8869
7551 | 1315.4298 | 632.2778 | 1315.4298 | 632.2778
7552 | 1259.769 | 806.7906 | 1259.769 | 806.7906
7553 | 1249.612 | 1037.0292 | 1249.612 | 1037.0292
7554 | 1283.9873 | 1115.5238 | 1283.9873 | 1115.5238
7555 | 1399.8475 | 1202.6219 | 1399.8475 | 1202.6219
7556 | 1564.1604 | 1178.308 | 1564.1604 | 1178.308
7557 | 1683.3577 | 1163.0679 | 1683.3577 | 1163.0679
7558 | 1772.6338 | 1151.2876 | 1772.6338 | 1151.2876
7559 | 1899.6959 | 1152.4108 | 1899.6959 | 1152.4108
7560 | 1867.2048 | 1148.0757 | 1867.2048 | 1148.0757
7561 | 1755.4593 | 1062.4129 | 1755.4593 | 1062.4129
7562 | 1737.5337 | 994.497 | 1737.5337 | 994.497
7563 | 1753.4212 | 826.2412 | 1753.4212 | 826.2412
7564 | 1757.6 | 799.1905 | 1757.6 | 799.1905
7565 | 1786.8524 | 802.0372 | 1786.8524 | 802.0372
7566 | 1751.9411 | 726.4939 | 1751.9411 | 726.4939
7567 | 1658.738 | 664.3121 | 1658.738 | 664.3121
7568 | 1623.6566 | 616.0916 | 1623.6566 | 616.0916
7569 | 1654.4124 | 527.1964 | 1654.4124 | 527.1964
7570 | 1652.8448 | 428.3415 | 1652.8448 | 428.3415
7571 | 1563.0531 | 379.4096 | 1563.0531 | 379.4096
7572 | 1450.1244 | 375.73 | 1450.1244 | 375.73
7573 | 1379.2898 | 409.7881 | 1379.2898 | 409.7881
7574 | 1349.1358 | 466.4432 | 1349.1358 | 466.4432
7575 | 1316.2135 | 560.0898 | 1316.2135 | 560.0898
7576 | 1272.7274 | 741.3402 | 1272.7274 | 741.3402
7577 | 1248.3747 | 989.0002 | 1248.3747 | 989.0002
7578 | 1298.3379 | 1085.9268 | 1298.3379 | 1085.9268
7579 | 1403.5615 | 1204.4507 | 1403.5615 | 1204.4507
7580 | 1565.1285 | 1224.0752 | 1565.1285 | 1224.0752
7581 | 1678.0003 | 1238.8171 | 1678.0003 | 1238.8171
7582 | 1760.2835 | 1240.6563 | 1760.2835 | 1240.6563
7583 | 1876.4619 | 1236.3413 | 1876.4619 | 1236.3413
7584 | 1863.3261 | 1183.6884 | 1863.3261 | 1183.6884
7585 | 1736.4365 | 1079.5455 | 1736.4365 | 1079.5455
7586 | 1731.1943 | 1012.4478 | 1731.1943 | 1012.4478
7587 | 1740.3807 | 811.1298 | 1740.3807 | 811.1298
7588 | 1747.2709 | 746.7821 | 1747.2709 | 746.7821
7589 | 1781.9374 | 727.5392 | 1781.9374 | 727.5392
7590 | 1765.7067 | 643.2853 | 1765.7067 | 643.2853
7591 | 1674.627 | 583.5097 | 1674.627 | 583.5097
7592 | 1632.1545 | 553.1437 | 1632.1545 | 553.1437
7593 | 1661.3522 | 490.5249 | 1661.3522 | 490.5249
7594 | 1663.6376 | 404.4713 | 1663.6376 | 404.4713
7595 | 1569.0531 | 363.8651 | 1569.0531 | 363.8651
7596 | 1478.5105 | 356.3836 | 1478.5105 | 356.3836
7597 | 1391.5623 | 380.9129 | 1391.5623 | 380.9129
7598 | 1364.1092 | 433.1405 | 1364.1092 | 433.1405
7599 | 1335.2553 | 524.9103 | 1335.2553 | 524.9103
7600 | 1289.8363 | 710.6844 | 1289.8363 | 710.6844
7601 | 1265.712 | 945.4468 | 1265.712 | 945.4468
7602 | 1308.7635 | 1028.2727 | 1308.7635 | 1028.2727
7603 | 1412.4171 | 1134.3322 | 1412.4171 | 1134.3322
7604 | 1561.0955 | 1134.9953 | 1561.0955 | 1134.9953
7605 | 1691.1475 | 1167.6879 | 1691.1475 | 1167.6879
7606 | 1771.7523 | 1129.2462 | 1771.7523 | 1129.2462
7607 | 1891.3695 | 1119.9262 | 1891.3695 | 1119.9262
7608 | 1863.0899 | 1114.0511 | 1863.0899 | 1114.0511
7609 | 1752.0509 | 1059.5735 | 1752.0509 | 1059.5735
7610 | 1719.5106 | 1030.591 | 1719.5106 | 1030.591
7611 | 1734.5807 | 887.3121 | 1734.5807 | 887.3121
7612 | 1735.2773 | 876.4797 | 1735.2773 | 876.4797
7613 | 1744.6014 | 892.6089 | 1744.6014 | 892.6089
7614 | 1723.7023 | 827.172 | 1723.7023 | 827.172
7615 | 1645.7604 | 774.6634 | 1645.7604 | 774.6634
7616 | 1596.1694 | 742.5167 | 1596.1694 | 742.5167
7617 | 1611.8658 | 679.7054 | 1611.8658 | 679.7054
7618 | 1632.2775 | 593.0262 | 1632.2775 | 593.0262
7619 | 1555.7421 | 539.5705 | 1555.7421 | 539.5705
7620 | 1467.4359 | 510.2883 | 1467.4359 | 510.2883
7621 | 1394.1637 | 516.3375 | 1394.1637 | 516.3375
7622 | 1342.6 | 537.428 | 1342.6 | 537.428
7623 | 1329.6423 | 597.5313 | 1329.6423 | 597.5313
7624 | 1274.1775 | 740.4739 | 1274.1775 | 740.4739
7625 | 1258.0311 | 981.3482 | 1258.0311 | 981.3482
7626 | 1294.6085 | 1074.6655 | 1294.6085 | 1074.6655
7627 | 1378.4788 | 1163.5923 | 1378.4788 | 1163.5923
7628 | 1505.3111 | 1149.0478 | 1505.3111 | 1149.0478
7629 | 1609.797 | 1145.4059 | 1609.797 | 1145.4059
7630 | 1691.2101 | 1139.3526 | 1691.2101 | 1139.3526
7631 | 1797.7726 | 1140.3795 | 1797.7726 | 1140.3795
7632 | 1797.263 | 1130.7987 | 1797.263 | 1130.7987
7633 | 1708.2924 | 1074.5405 | 1708.2924 | 1074.5405
7634 | 1675.7689 | 1016.5865 | 1675.7689 | 1016.5865
7635 | 1672.6609 | 832.6418 | 1672.6609 | 832.6418
7636 | 1677.8496 | 778.8816 | 1677.8496 | 778.8816
7637 | 1685.1285 | 755.9331 | 1685.1285 | 755.9331
7638 | 1658.4313 | 672.5454 | 1658.4313 | 672.5454
7639 | 1595.7539 | 632.405 | 1595.7539 | 632.405
7640 | 1557.1507 | 612.9153 | 1557.1507 | 612.9153
7641 | 1588.22 | 550.9221 | 1588.22 | 550.9221
7642 | 1603.5132 | 462.9917 | 1603.5132 | 462.9917
7643 | 1527.2264 | 416.5142 | 1527.2264 | 416.5142
7644 | 1441.8387 | 402.1508 | 1441.8387 | 402.1508
7645 | 1361.6435 | 420.2313 | 1361.6435 | 420.2313
7646 | 1317.9886 | 459.2244 | 1317.9886 | 459.2244
7647 | 1293.3167 | 529.1934 | 1293.3167 | 529.1934
7648 | 1242.5998 | 674.3979 | 1242.5998 | 674.3979
7649 | 1222.1645 | 914.6466 | 1222.1645 | 914.6466
7650 | 1244.7742 | 1010.2257 | 1244.7742 | 1010.2257
7651 | 1314.6797 | 1106.5639 | 1314.6797 | 1106.5639
7652 | 1413.7093 | 1101.3557 | 1413.7093 | 1101.3557
7653 | 1509.0473 | 1104.0663 | 1509.0473 | 1104.0663
7654 | 1591.8151 | 1105.5205 | 1591.8151 | 1105.5205
7655 | 1704.0028 | 1121.0812 | 1704.0028 | 1121.0812
7656 | 1709.2583 | 1113.2811 | 1709.2583 | 1113.2811
7657 | 1636.2683 | 1050.5741 | 1636.2683 | 1050.5741
7658 | 1628.2561 | 1018.2709 | 1628.2561 | 1018.2709
7659 | 1620.3877 | 856.2232 | 1620.3877 | 856.2232
7660 | 1635.8784 | 795.1961 | 1635.8784 | 795.1961
7661 | 1636.6568 | 727.2505 | 1636.6568 | 727.2505
7662 | 1606.0986 | 595.9781 | 1606.0986 | 595.9781
7663 | 1567.4603 | 499.1461 | 1567.4603 | 499.1461
7664 | 1541.5437 | 440.2899 | 1541.5437 | 440.2899
7665 | 1552.6174 | 370.3079 | 1552.6174 | 370.3079
7666 | 1575.0153 | 302.1088 | 1575.0153 | 302.1088
7667 | 1515.9473 | 286.7203 | 1515.9473 | 286.7203
7668 | 1440.0704 | 311.0015 | 1440.0704 | 311.0015
7669 | 1372.1638 | 355.7915 | 1372.1638 | 355.7915
7670 | 1323.5147 | 406.3347 | 1323.5147 | 406.3347
7671 | 1300.2991 | 468.8443 | 1300.2991 | 468.8443
7672 | 1248.5384 | 582.6711 | 1248.5384 | 582.6711
7673 | 1220.6333 | 791.8309 | 1220.6333 | 791.8309
7674 | 1241.5738 | 873.2611 | 1241.5738 | 873.2611
7675 | 1288.2236 | 965.6049 | 1288.2236 | 965.6049
7676 | 1374.974 | 957.4129 | 1374.974 | 957.4129
7677 | 1466.9134 | 956.9473 | 1466.9134 | 956.9473
7678 | 1565.7353 | 954.3108 | 1565.7353 | 954.3108
7679 | 1676.8877 | 966.1659 | 1676.8877 | 966.1659
7680 | 1686.6061 | 951.3395 | 1686.6061 | 951.3395
7681 | 1635.568 | 890.365 | 1635.568 | 890.365
7682 | 1618.56 | 859.9387 | 1618.56 | 859.9387
7683 | 1601.9389 | 723.9268 | 1601.9389 | 723.9268
7684 | 1610.2801 | 708.9075 | 1610.2801 | 708.9075
7685 | 1640.6755 | 714.3048 | 1640.6755 | 714.3048
7686 | 1605.4306 | 623.6501 | 1605.4306 | 623.6501
7687 | 1557.3119 | 539.812 | 1557.3119 | 539.812
7688 | 1531.743 | 471.0901 | 1531.743 | 471.0901
7689 | 1560.1021 | 384.0718 | 1560.1021 | 384.0718
7690 | 1581.1636 | 275.8806 | 1581.1636 | 275.8806
7691 | 1517.2242 | 216.1686 | 1517.2242 | 216.1686
7692 | 1423.2729 | 204.4039 | 1423.2729 | 204.4039
7693 | 1353.4696 | 228.2595 | 1353.4696 | 228.2595
7694 | 1314.5264 | 257.4832 | 1314.5264 | 257.4832
7695 | 1281.2108 | 363.7387 | 1281.2108 | 363.7387
7696 | 1232.1924 | 536.7596 | 1232.1924 | 536.7596
7697 | 1220.7942 | 792.3121 | 1220.7942 | 792.3121
7698 | 1244.5864 | 898.6232 | 1244.5864 | 898.6232
7699 | 1311.7226 | 996.0201 | 1311.7226 | 996.0201
7700 | 1429.2707 | 991.8225 | 1429.2707 | 991.8225
7701 | 1508.5581 | 996.3619 | 1508.5581 | 996.3619
7702 | 1604.6486 | 1011.7243 | 1604.6486 | 1011.7243
7703 | 1726.9875 | 1014.4837 | 1726.9875 | 1014.4837
7704 | 1726.2734 | 957.1626 | 1726.2734 | 957.1626
7705 | 1646.1395 | 868.2755 | 1646.1395 | 868.2755
7706 | 1618.5479 | 846.608 | 1618.5479 | 846.608
7707 | 1649.1165 | 721.1837 | 1649.1165 | 721.1837
7708 | 1653.3865 | 703.2287 | 1653.3865 | 703.2287
7709 | 1671.9456 | 681.8202 | 1671.9456 | 681.8202
7710 | 1638.4856 | 525.7633 | 1638.4856 | 525.7633
7711 | 1581.779 | 422.1937 | 1581.779 | 422.1937
7712 | 1555.724 | 362.5676 | 1555.724 | 362.5676
7713 | 1565.5503 | 281.3243 | 1565.5503 | 281.3243
7714 | 1598.6033 | 191.3726 | 1598.6033 | 191.3726
7715 | 1525.6338 | 148.3119 | 1525.6338 | 148.3119
7716 | 1430.8747 | 144.7286 | 1430.8747 | 144.7286
7717 | 1353.0436 | 174.1667 | 1353.0436 | 174.1667
7718 | 1316.3934 | 217.9723 | 1316.3934 | 217.9723
7719 | 1276.3832 | 309.2127 | 1276.3832 | 309.2127
7720 | 1229.865 | 495.035 | 1229.865 | 495.035
7721 | 1218.4448 | 754.2931 | 1218.4448 | 754.2931
7722 | 1243.238 | 859.4011 | 1243.238 | 859.4011
7723 | 1341.6141 | 967.3374 | 1341.6141 | 967.3374
7724 | 1493.4534 | 967.0861 | 1493.4534 | 967.0861
7725 | 1591.3072 | 954.541 | 1591.3072 | 954.541
7726 | 1686.541 | 934.2426 | 1686.541 | 934.2426
7727 | 1823.7333 | 938.0607 | 1823.7333 | 938.0607
7728 | 1808.9771 | 925.2556 | 1808.9771 | 925.2556
7729 | 1707.7684 | 819.5727 | 1707.7684 | 819.5727
7730 | 1686.8852 | 721.2416 | 1686.8852 | 721.2416
7731 | 1698.2433 | 532.4844 | 1698.2433 | 532.4844
7732 | 1713.2386 | 471.0242 | 1713.2386 | 471.0242
7733 | 1727.2492 | 460.7807 | 1727.2492 | 460.7807
7734 | 1709.176 | 383.9862 | 1709.176 | 383.9862
7735 | 1623.5018 | 323.4888 | 1623.5018 | 323.4888
7736 | 1597.9418 | 288.0215 | 1597.9418 | 288.0215
7737 | 1606.4231 | 225.6433 | 1606.4231 | 225.6433
7738 | 1613.3735 | 143.8729 | 1613.3735 | 143.8729
7739 | 1525.4816 | 106.3948 | 1525.4816 | 106.3948
7740 | 1428.2039 | 83.4651 | 1428.2039 | 83.4651
7741 | 1347.6415 | 105.2994 | 1347.6415 | 105.2994
7742 | 1312.6392 | 151.2226 | 1312.6392 | 151.2226
7743 | 1280.9313 | 238.7092 | 1280.9313 | 238.7092
7744 | 1237.2037 | 381.1705 | 1237.2037 | 381.1705
7745 | 1218.2487 | 631.3811 | 1218.2487 | 631.3811
7746 | 1258.5303 | 730.3772 | 1258.5303 | 730.3772
7747 | 1360.9636 | 827.8703 | 1360.9636 | 827.8703
7748 | 1542.6391 | 831.5172 | 1542.6391 | 831.5172
7749 | 1659.8298 | 847.3179 | 1659.8298 | 847.3179
7750 | 1749.9773 | 882.556 | 1749.9773 | 882.556
7751 | 1891.318 | 925.0669 | 1891.318 | 925.0669
7752 | 1869.7618 | 893.8779 | 1869.7618 | 893.8779
7753 | 1754.9057 | 803.7876 | 1754.9057 | 803.7876
7754 | 1715.5197 | 733.4173 | 1715.5197 | 733.4173
7755 | 1721.2309 | 526.3725 | 1721.2309 | 526.3725
7756 | 1735.5424 | 450.5709 | 1735.5424 | 450.5709
7757 | 1741.3939 | 412.2704 | 1741.3939 | 412.2704
7758 | 1712.3716 | 315.7445 | 1712.3716 | 315.7445
7759 | 1624.5531 | 286.9617 | 1624.5531 | 286.9617
7760 | 1569.0752 | 278.0596 | 1569.0752 | 278.0596
7761 | 1591.9869 | 225.6433 | 1591.9869 | 225.6433
7762 | 1607.3733 | 143.8729 | 1607.3733 | 143.8729
7763 | 1522.5252 | 92.1016 | 1522.5252 | 92.1016
7764 | 1420.6577 | 73.84 | 1420.6577 | 73.84
7765 | 1344.6813 | 117.1864 | 1344.6813 | 117.1864
7766 | 1307.447 | 186.0171 | 1307.447 | 186.0171
7767 | 1276.0806 | 274.755 | 1276.0806 | 274.755
7768 | 1232.4402 | 426.1195 | 1232.4402 | 426.1195
7769 | 1216.3062 | 730.5192 | 1216.3062 | 730.5192
7770 | 1249.1963 | 849.4391 | 1249.1963 | 849.4391
7771 | 1350.8508 | 928.7409 | 1350.8508 | 928.7409
7772 | 1518.5781 | 891.1444 | 1518.5781 | 891.1444
7773 | 1656.4806 | 876.1449 | 1656.4806 | 876.1449
7774 | 1748.3311 | 862.2471 | 1748.3311 | 862.2471
7775 | 1873.0699 | 862.2634 | 1873.0699 | 862.2634
7776 | 1860.583 | 846.667 | 1860.583 | 846.667
7777 | 1747.7176 | 804.0283 | 1747.7176 | 804.0283
7778 | 1733.0727 | 782.6495 | 1733.0727 | 782.6495
7779 | 1725.4521 | 632.2 | 1725.4521 | 632.2
7780 | 1709.7322 | 580.3648 | 1709.7322 | 580.3648
7781 | 1729.6344 | 536.3374 | 1729.6344 | 536.3374
7782 | 1714.589 | 412.717 | 1714.589 | 412.717
7783 | 1618.5532 | 326.1357 | 1618.5532 | 326.1357
7784 | 1561.1093 | 278.1077 | 1561.1093 | 278.1077
7785 | 1560.3172 | 225.6433 | 1560.3172 | 225.6433
7786 | 1574.4461 | 143.8729 | 1574.4461 | 143.8729
7787 | 1514.4517 | 92.1016 | 1514.4517 | 92.1016
7788 | 1421.2521 | 81.5882 | 1421.2521 | 81.5882
7789 | 1342.0931 | 97.5031 | 1342.0931 | 97.5031
7790 | 1303.3937 | 143.4744 | 1303.3937 | 143.4744
7791 | 1269.5923 | 238.3242 | 1269.5923 | 238.3242
7792 | 1217.5176 | 343.9215 | 1217.5176 | 343.9215
7793 | 1202.4514 | 559.3376 | 1202.4514 | 559.3376
7794 | 1232.807 | 651.9329 | 1232.807 | 651.9329
7795 | 1313.7302 | 759.9655 | 1313.7302 | 759.9655
7796 | 1458.8386 | 781.13 | 1458.8386 | 781.13
7797 | 1567.5832 | 815.8439 | 1567.5832 | 815.8439
7798 | 1665.0156 | 841.8901 | 1665.0156 | 841.8901
7799 | 1786.5264 | 878.9148 | 1786.5264 | 878.9148
7800 | 1779.7518 | 885.8891 | 1779.7518 | 885.8891
7801 | 1705.5383 | 797.4351 | 1705.5383 | 797.4351
7802 | 1685.3119 | 705.8897 | 1685.3119 | 705.8897
7803 | 1682.9023 | 512.2237 | 1682.9023 | 512.2237
7804 | 1687.643 | 436.1333 | 1687.643 | 436.1333
7805 | 1696.714 | 396.2928 | 1696.714 | 396.2928
7806 | 1666.8321 | 307.3707 | 1666.8321 | 307.3707
7807 | 1597.471 | 286.9617 | 1597.471 | 286.9617
7808 | 1551.5073 | 278.0596 | 1551.5073 | 278.0596
7809 | 1553.1986 | 225.6433 | 1553.1986 | 225.6433
7810 | 1571.7776 | 163.3155 | 1571.7776 | 163.3155
7811 | 1512.7814 | 169.4389 | 1512.7814 | 169.4389
7812 | 1429.5971 | 187.6082 | 1429.5971 | 187.6082
7813 | 1358.2766 | 225.5164 | 1358.2766 | 225.5164
7814 | 1312.3604 | 272.017 | 1312.3604 | 272.017
7815 | 1274.549 | 344.1035 | 1274.549 | 344.1035
7816 | 1225.6861 | 491.6662 | 1225.6861 | 491.6662
7817 | 1208.4591 | 719.2098 | 1208.4591 | 719.2098
7818 | 1227.071 | 803.8645 | 1227.071 | 803.8645
7819 | 1290.1488 | 890.0001 | 1290.1488 | 890.0001
7820 | 1398.7509 | 878.3431 | 1398.7509 | 878.3431
7821 | 1508.6268 | 877.733 | 1508.6268 | 877.733
7822 | 1604.1851 | 881.4491 | 1604.1851 | 881.4491
7823 | 1721.9281 | 905.5281 | 1721.9281 | 905.5281
7824 | 1733.0543 | 908.3155 | 1733.0543 | 908.3155
7825 | 1656.1991 | 853.5011 | 1656.1991 | 853.5011
7826 | 1649.4926 | 808.204 | 1649.4926 | 808.204
7827 | 1646.1177 | 637.4457 | 1646.1177 | 637.4457
7828 | 1658.7477 | 598.9412 | 1658.7477 | 598.9412
7829 | 1661.4615 | 584.0296 | 1661.4615 | 584.0296
7830 | 1630.5534 | 493.375 | 1630.5534 | 493.375
7831 | 1560.9234 | 416.13 | 1560.9234 | 416.13
7832 | 1534.7021 | 362.1826 | 1534.7021 | 362.1826
7833 | 1543.8901 | 286.9549 | 1543.8901 | 286.9549
7834 | 1563.9484 | 187.0413 | 1563.9484 | 187.0413
7835 | 1504.6161 | 139.12 | 1504.6161 | 139.12
7836 | 1417.6093 | 127.4035 | 1417.6093 | 127.4035
7837 | 1344.5637 | 148.6603 | 1344.5637 | 148.6603
7838 | 1301.0513 | 171.3389 | 1301.0513 | 171.3389
7839 | 1263.7631 | 240.3454 | 1263.7631 | 240.3454
7840 | 1224.2501 | 391.1325 | 1224.2501 | 391.1325
7841 | 1206.0661 | 658.1869 | 1206.0661 | 658.1869
7842 | 1227.8033 | 786.5875 | 1227.8033 | 786.5875
7843 | 1294.9266 | 906.122 | 1294.9266 | 906.122
7844 | 1410.1129 | 906.6408 | 1410.1129 | 906.6408
7845 | 1506.0373 | 897.32 | 1506.0373 | 897.32
7846 | 1594.1739 | 890.2561 | 1594.1739 | 890.2561
7847 | 1718.0917 | 920.4469 | 1718.0917 | 920.4469
7848 | 1718.6612 | 931.4637 | 1718.6612 | 931.4637
7849 | 1650.2628 | 806.4345 | 1650.2628 | 806.4345
7850 | 1626.9603 | 706.0341 | 1626.9603 | 706.0341
7851 | 1630.9282 | 508.6624 | 1630.9282 | 508.6624
7852 | 1654.3855 | 444.6996 | 1654.3855 | 444.6996
7853 | 1668.8004 | 401.8273 | 1668.8004 | 401.8273
7854 | 1635.7892 | 307.3707 | 1635.7892 | 307.3707
7855 | 1592.5611 | 286.9617 | 1592.5611 | 286.9617
7856 | 1547.6614 | 278.0596 | 1547.6614 | 278.0596
7857 | 1550.8494 | 225.6433 | 1550.8494 | 225.6433
7858 | 1577.0505 | 143.8729 | 1577.0505 | 143.8729
7859 | 1508.5574 | 92.1016 | 1508.5574 | 92.1016
7860 | 1419.5852 | 64.1187 | 1419.5852 | 64.1187
7861 | 1341.9271 | 58.8585 | 1341.9271 | 58.8585
7862 | 1302.1176 | 60.6026 | 1302.1176 | 60.6026
7863 | 1265.7441 | 125.6629 | 1265.7441 | 125.6629
7864 | 1224.4554 | 303.2557 | 1224.4554 | 303.2557
7865 | 1223.5971 | 581.0902 | 1223.5971 | 581.0902
7866 | 1247.4111 | 723.8321 | 1247.4111 | 723.8321
7867 | 1332.1075 | 837.736 | 1332.1075 | 837.736
7868 | 1478.1503 | 835.3672 | 1478.1503 | 835.3672
7869 | 1575.5569 | 831.3403 | 1575.5569 | 831.3403
7870 | 1670.8845 | 818.9825 | 1670.8845 | 818.9825
7871 | 1805.0161 | 836.4201 | 1805.0161 | 836.4201
7872 | 1785.14 | 815.2412 | 1785.14 | 815.2412
7873 | 1687.5883 | 714.7077 | 1687.5883 | 714.7077
7874 | 1656.9315 | 641.9793 | 1656.9315 | 641.9793
7875 | 1674.0994 | 427.5231 | 1674.0994 | 427.5231
7876 | 1683.169 | 353.1653 | 1683.169 | 353.1653
7877 | 1715.6068 | 335.0294 | 1715.6068 | 335.0294
7878 | 1674.434 | 307.3707 | 1674.434 | 307.3707
7879 | 1602.1698 | 286.9617 | 1602.1698 | 286.9617
7880 | 1553.7172 | 278.0596 | 1553.7172 | 278.0596
7881 | 1569.7098 | 225.6433 | 1569.7098 | 225.6433
7882 | 1595.3168 | 143.8729 | 1595.3168 | 143.8729
7883 | 1530.2225 | 92.1016 | 1530.2225 | 92.1016
7884 | 1419.9183 | 64.1187 | 1419.9183 | 64.1187
7885 | 1343.0038 | 58.8585 | 1343.0038 | 58.8585
7886 | 1300.1289 | 60.6026 | 1300.1289 | 60.6026
7887 | 1262.5133 | 69.9819 | 1262.5133 | 69.9819
7888 | 1216.9326 | 188.6694 | 1216.9326 | 188.6694
7889 | 1215.7404 | 463.3276 | 1215.7404 | 463.3276
7890 | 1244.5891 | 598.8508 | 1244.5891 | 598.8508
7891 | 1351.4138 | 714.054 | 1351.4138 | 714.054
7892 | 1517.8542 | 713.3215 | 1517.8542 | 713.3215
7893 | 1632.9495 | 726.8603 | 1632.9495 | 726.8603
7894 | 1726.2921 | 732.8382 | 1726.2921 | 732.8382
7895 | 1864.1248 | 753.2115 | 1864.1248 | 753.2115
7896 | 1832.8372 | 738.6257 | 1832.8372 | 738.6257
7897 | 1718.0681 | 664.0318 | 1718.0681 | 664.0318
7898 | 1693.9626 | 596.934 | 1693.9626 | 596.934
7899 | 1709.9394 | 391.6217 | 1709.9394 | 391.6217
7900 | 1714.6393 | 309.0826 | 1714.6393 | 309.0826
7901 | 1739.2846 | 335.0294 | 1739.2846 | 335.0294
7902 | 1697.7599 | 307.3707 | 1697.7599 | 307.3707
7903 | 1609.2145 | 286.9617 | 1609.2145 | 286.9617
7904 | 1560.7921 | 278.0596 | 1560.7921 | 278.0596
7905 | 1570.359 | 225.6433 | 1570.359 | 225.6433
7906 | 1585.8355 | 143.8729 | 1585.8355 | 143.8729
7907 | 1520.7885 | 92.1016 | 1520.7885 | 92.1016
7908 | 1412.3442 | 64.1187 | 1412.3442 | 64.1187
7909 | 1333.1794 | 58.8585 | 1333.1794 | 58.8585
7910 | 1295.8377 | 60.6026 | 1295.8377 | 60.6026
7911 | 1254.2712 | 79.1257 | 1254.2712 | 79.1257
7912 | 1216.2033 | 299.0688 | 1216.2033 | 299.0688
7913 | 1204.4852 | 589.4159 | 1204.4852 | 589.4159
7914 | 1239.1144 | 684.0806 | 1239.1144 | 684.0806
7915 | 1346.0589 | 769.5425 | 1346.0589 | 769.5425
7916 | 1521.4862 | 763.8049 | 1521.4862 | 763.8049
7917 | 1645.3051 | 765.7936 | 1645.3051 | 765.7936
7918 | 1741.3063 | 770.5685 | 1741.3063 | 770.5685
7919 | 1881.7453 | 801.0962 | 1881.7453 | 801.0962
7920 | 1841.8109 | 775.8266 | 1841.8109 | 775.8266
7921 | 1728.4933 | 671.395 | 1728.4933 | 671.395
7922 | 1728.3009 | 586.2983 | 1728.3009 | 586.2983
7923 | 1733.6198 | 378.1947 | 1733.6198 | 378.1947
7924 | 1736.8428 | 309.1307 | 1736.8428 | 309.1307
7925 | 1759.3701 | 335.0294 | 1759.3701 | 335.0294
7926 | 1726.8323 | 307.3707 | 1726.8323 | 307.3707
7927 | 1640.1557 | 286.9617 | 1640.1557 | 286.9617
7928 | 1589.3778 | 278.0596 | 1589.3778 | 278.0596
7929 | 1593.6549 | 225.6433 | 1593.6549 | 225.6433
7930 | 1616.2207 | 143.8729 | 1616.2207 | 143.8729
7931 | 1531.5418 | 92.1016 | 1531.5418 | 92.1016
7932 | 1434.1882 | 64.1187 | 1434.1882 | 64.1187
7933 | 1354.8019 | 58.8585 | 1354.8019 | 58.8585
7934 | 1305.9687 | 81.5853 | 1305.9687 | 81.5853
7935 | 1272.0789 | 168.9756 | 1272.0789 | 168.9756
7936 | 1224.2974 | 335.4034 | 1224.2974 | 335.4034
7937 | 1220.4467 | 594.9984 | 1220.4467 | 594.9984
7938 | 1254.9687 | 690.8663 | 1254.9687 | 690.8663
7939 | 1354.0191 | 801.1127 | 1354.0191 | 801.1127
7940 | 1527.8349 | 808.802 | 1527.8349 | 808.802
7941 | 1648.4526 | 806.4114 | 1648.4526 | 806.4114
7942 | 1722.1457 | 813.5444 | 1722.1457 | 813.5444
7943 | 1864.0277 | 831.5114 | 1864.0277 | 831.5114
7944 | 1843.5121 | 805.9049 | 1843.5121 | 805.9049
7945 | 1726.0817 | 736.2679 | 1726.0817 | 736.2679
7946 | 1703.531 | 669.2663 | 1703.531 | 669.2663
7947 | 1712.1233 | 533.6394 | 1712.1233 | 533.6394
7948 | 1705.6379 | 538.8808 | 1705.6379 | 538.8808
7949 | 1724.3844 | 549.1869 | 1724.3844 | 549.1869
7950 | 1689.5777 | 476.5793 | 1689.5777 | 476.5793
7951 | 1608.8415 | 417.285 | 1608.8415 | 417.285
7952 | 1556.8247 | 375.2245 | 1556.8247 | 375.2245
7953 | 1569.7878 | 301.2963 | 1569.7878 | 301.2963
7954 | 1586.8378 | 212.8846 | 1586.8378 | 212.8846
7955 | 1532.3818 | 164.4339 | 1532.3818 | 164.4339
7956 | 1433.0053 | 149.3967 | 1433.0053 | 149.3967
7957 | 1351.8764 | 167.1404 | 1351.8764 | 167.1404
7958 | 1301.3955 | 204.3048 | 1301.3955 | 204.3048
7959 | 1259.7652 | 273.215 | 1259.7652 | 273.215
7960 | 1209.5961 | 470.5392 | 1209.5961 | 470.5392
7961 | 1199.3607 | 750.5875 | 1199.3607 | 750.5875
7962 | 1225.5646 | 848.236 | 1225.5646 | 848.236
7963 | 1304.5604 | 941.7348 | 1304.5604 | 941.7348
7964 | 1451.3436 | 926.8534 | 1451.3436 | 926.8534
7965 | 1571.6355 | 906.8007 | 1571.6355 | 906.8007
7966 | 1668.2202 | 893.3361 | 1668.2202 | 893.3361
7967 | 1799.5702 | 899.5124 | 1799.5702 | 899.5124
7968 | 1766.3569 | 868.4677 | 1766.3569 | 868.4677
7969 | 1680.5795 | 797.8201 | 1680.5795 | 797.8201
7970 | 1664.9565 | 736.8342 | 1664.9565 | 736.8342
7971 | 1671.7049 | 564.4396 | 1671.7049 | 564.4396
7972 | 1673.7836 | 493.8837 | 1673.7836 | 493.8837
7973 | 1690.7338 | 453.1769 | 1690.7338 | 453.1769
7974 | 1663.7499 | 348.4697 | 1663.7499 | 348.4697
7975 | 1600.1538 | 286.9617 | 1600.1538 | 286.9617
7976 | 1551.4002 | 278.0596 | 1551.4002 | 278.0596
7977 | 1530.755 | 225.6433 | 1530.755 | 225.6433
7978 | 1552.8783 | 143.8729 | 1552.8783 | 143.8729
7979 | 1510.1242 | 92.1016 | 1510.1242 | 92.1016
7980 | 1419.4087 | 64.1187 | 1419.4087 | 64.1187
7981 | 1341.5655 | 85.9049 | 1341.5655 | 85.9049
7982 | 1295.3602 | 167.6814 | 1295.3602 | 167.6814
7983 | 1255.8321 | 251.318 | 1255.8321 | 251.318
7984 | 1202.9037 | 392.4318 | 1202.9037 | 392.4318
7985 | 1192.6554 | 631.8624 | 1192.6554 | 631.8624
7986 | 1213.5534 | 727.7784 | 1213.5534 | 727.7784
7987 | 1269.8535 | 792.8351 | 1269.8535 | 792.8351
7988 | 1380.6402 | 777.8575 | 1380.6402 | 777.8575
7989 | 1482.6871 | 791.7331 | 1482.6871 | 791.7331
7990 | 1580.5845 | 796.3155 | 1580.5845 | 796.3155
7991 | 1720.0134 | 807.1118 | 1720.0134 | 807.1118
7992 | 1723.4572 | 787.4729 | 1723.4572 | 787.4729
7993 | 1656.0838 | 710.4727 | 1656.0838 | 710.4727
7994 | 1638.5617 | 669.0738 | 1638.5617 | 669.0738
7995 | 1635.2717 | 492.1554 | 1635.2717 | 492.1554
7996 | 1648.5333 | 430.9358 | 1648.5333 | 430.9358
7997 | 1659.4575 | 424.4943 | 1659.4575 | 424.4943
7998 | 1613.9324 | 358.6242 | 1613.9324 | 358.6242
7999 | 1561.9293 | 311.4575 | 1561.9293 | 311.4575
8000 | 1526.6066 | 278.0596 | 1526.6066 | 278.0596
8001 | 1525.8046 | 225.6433 | 1525.8046 | 225.6433
8002 | 1542.8132 | 143.8729 | 1542.8132 | 143.8729
8003 | 1494.5196 | 92.1016 | 1494.5196 | 92.1016
8004 | 1415.6853 | 75.5154 | 1415.6853 | 75.5154
8005 | 1326.352 | 51.5676 | 1326.352 | 51.5676
8006 | 1281.7374 | 89.4737 | 1281.7374 | 89.4737
8007 | 1243.304 | 123.244 | 1243.304 | 123.244
8008 | 1192.5857 | 171.7884 | 1192.5857 | 171.7884
8009 | 1179.3669 | 360.8599 | 1179.3669 | 360.8599
8010 | 1197.0878 | 439.7973 | 1197.0878 | 439.7973
8011 | 1259.0951 | 487.3531 | 1259.0951 | 487.3531
8012 | 1370.0891 | 454.2645 | 1370.0891 | 454.2645
8013 | 1474.394 | 436.1808 | 1474.394 | 436.1808
8014 | 1566.7982 | 423.0848 | 1566.7982 | 423.0848
8015 | 1692.8797 | 413.9372 | 1692.8797 | 413.9372
8016 | 1692.4677 | 394.1756 | 1692.4677 | 394.1756
8017 | 1628.1597 | 371.6368 | 1628.1597 | 371.6368
8018 | 1617.9878 | 356.0383 | 1617.9878 | 356.0383
8019 | 1610.544 | 274.6822 | 1610.544 | 274.6822
8020 | 1626.9641 | 329.9101 | 1626.9641 | 329.9101
8021 | 1641.3864 | 369.245 | 1641.3864 | 369.245
8022 | 1603.859 | 333.5494 | 1603.859 | 333.5494
8023 | 1548.3726 | 317.2238 | 1548.3726 | 317.2238
8024 | 1504.8 | 311.9004 | 1504.8 | 311.9004
8025 | 1510.4985 | 261.7036 | 1510.4985 | 261.7036
8026 | 1527.8145 | 179.7207 | 1527.8145 | 179.7207
8027 | 1491.6574 | 147.4351 | 1491.6574 | 147.4351
8028 | 1402.1703 | 136.7564 | 1402.1703 | 136.7564
8029 | 1332.2817 | 111.3018 | 1332.2817 | 111.3018
8030 | 1287.3919 | 139.4905 | 1287.3919 | 139.4905
8031 | 1247.1551 | 170.1187 | 1247.1551 | 170.1187
8032 | 1194.834 | 218.7487 | 1194.834 | 218.7487
8033 | 1185.014 | 402.0326 | 1185.014 | 402.0326
8034 | 1211.5682 | 479.9768 | 1211.5682 | 479.9768
8035 | 1280.5922 | 527.4641 | 1280.5922 | 527.4641
8036 | 1423.1522 | 491.8585 | 1423.1522 | 491.8585
8037 | 1517.6699 | 471.035 | 1517.6699 | 471.035
8038 | 1616.7709 | 455.6359 | 1616.7709 | 455.6359
8039 | 1748.5506 | 444.0654 | 1748.5506 | 444.0654
8040 | 1753.0132 | 421.3072 | 1753.0132 | 421.3072
8041 | 1658.7097 | 395.8489 | 1658.7097 | 395.8489
8042 | 1626.6044 | 379.7196 | 1626.6044 | 379.7196
8043 | 1633.3337 | 297.1221 | 1633.3337 | 297.1221
8044 | 1630.4027 | 350.7233 | 1630.4027 | 350.7233
8045 | 1647.9737 | 388.1233 | 1647.9737 | 388.1233
8046 | 1616.6727 | 346.7 | 1616.6727 | 346.7
8047 | 1541.53 | 324.3128 | 1541.53 | 324.3128
8048 | 1509.9497 | 315.7788 | 1509.9497 | 315.7788
8049 | 1513.1477 | 259.5289 | 1513.1477 | 259.5289
8050 | 1536.7036 | 169.6694 | 1536.7036 | 169.6694
8051 | 1499.0292 | 132.8719 | 1499.0292 | 132.8719
8052 | 1401.167 | 118.974 | 1401.167 | 118.974
8053 | 1318.2502 | 89.8208 | 1318.2502 | 89.8208
8054 | 1268.1907 | 113.2321 | 1268.1907 | 113.2321
8055 | 1222.8969 | 137.4734 | 1222.8969 | 137.4734
8056 | 1178.1101 | 186.2575 | 1178.1101 | 186.2575
8057 | 1180.3219 | 369.5671 | 1180.3219 | 369.5671
8058 | 1205.7259 | 448.6842 | 1205.7259 | 448.6842
8059 | 1302.6189 | 497.7468 | 1302.6189 | 497.7468
8060 | 1473.9199 | 463.2028 | 1473.9199 | 463.2028
8061 | 1613.0021 | 444.5969 | 1613.0021 | 444.5969
8062 | 1693.7519 | 432.5368 | 1693.7519 | 432.5368
8063 | 1830.5788 | 425.4354 | 1830.5788 | 425.4354
8064 | 1820.8182 | 407.6001 | 1820.8182 | 407.6001
8065 | 1694.4236 | 388.3661 | 1694.4236 | 388.3661
8066 | 1668.9868 | 384.9165 | 1668.9868 | 384.9165
8067 | 1693.8795 | 315.1443 | 1693.8795 | 315.1443
8068 | 1689.425 | 376.682 | 1689.425 | 376.682
8069 | 1712.1616 | 419.2447 | 1712.1616 | 419.2447
8070 | 1685.4123 | 380.835 | 1685.4123 | 380.835
8071 | 1602.3104 | 356.5814 | 1602.3104 | 356.5814
8072 | 1565.4166 | 340.2306 | 1565.4166 | 340.2306
8073 | 1553.5571 | 274.6658 | 1553.5571 | 274.6658
8074 | 1560.2032 | 177.7943 | 1560.2032 | 177.7943
8075 | 1486.6714 | 135.4061 | 1486.6714 | 135.4061
8076 | 1384.2098 | 118.8627 | 1384.2098 | 118.8627
8077 | 1308.6709 | 89.5297 | 1308.6709 | 89.5297
8078 | 1267.8707 | 112.9153 | 1267.8707 | 112.9153
8079 | 1230.0097 | 140.684 | 1230.0097 | 140.684
8080 | 1187.8477 | 194.742 | 1187.8477 | 194.742
8081 | 1188.5263 | 382.7091 | 1188.5263 | 382.7091
8082 | 1213.0739 | 462.8879 | 1213.0739 | 462.8879
8083 | 1314.8533 | 510.3837 | 1314.8533 | 510.3837
8084 | 1497.5978 | 475.3004 | 1497.5978 | 475.3004
8085 | 1625.3908 | 456.2406 | 1625.3908 | 456.2406
8086 | 1715.8801 | 442.1514 | 1715.8801 | 442.1514
8087 | 1866.62 | 432.5501 | 1866.62 | 432.5501
8088 | 1836.6189 | 412.9426 | 1836.6189 | 412.9426
8089 | 1732.1946 | 395.1212 | 1732.1946 | 395.1212
8090 | 1712.3393 | 390.5843 | 1712.3393 | 390.5843
8091 | 1726.076 | 319.5021 | 1726.076 | 319.5021
8092 | 1735.6794 | 379.6529 | 1735.6794 | 379.6529
8093 | 1752.2104 | 419.9296 | 1752.2104 | 419.9296
8094 | 1720.623 | 381.5627 | 1720.623 | 381.5627
8095 | 1625.2953 | 361.0763 | 1625.2953 | 361.0763
8096 | 1570.0865 | 352.508 | 1570.0865 | 352.508
8097 | 1558.4601 | 295.0938 | 1558.4601 | 295.0938
8098 | 1568.3156 | 206.0561 | 1568.3156 | 206.0561
8099 | 1501.6368 | 167.6148 | 1501.6368 | 167.6148
8100 | 1404.8259 | 152.4926 | 1404.8259 | 152.4926
8101 | 1326.6969 | 122.3463 | 1326.6969 | 122.3463
8102 | 1278.7785 | 143.1977 | 1278.7785 | 143.1977
8103 | 1230.4895 | 167.1222 | 1230.4895 | 167.1222
8104 | 1189.8975 | 211.8567 | 1189.8975 | 211.8567
8105 | 1193.0434 | 391.4933 | 1193.0434 | 391.4933
8106 | 1230.3113 | 468.607 | 1230.3113 | 468.607
8107 | 1329.3836 | 516.8135 | 1329.3836 | 516.8135
8108 | 1504.456 | 481.5161 | 1504.456 | 481.5161
8109 | 1619.9624 | 461.7115 | 1619.9624 | 461.7115
8110 | 1713.7331 | 447.1428 | 1713.7331 | 447.1428
8111 | 1841.1229 | 437.0535 | 1841.1229 | 437.0535
8112 | 1823.3906 | 417.2405 | 1823.3906 | 417.2405
8113 | 1719.1044 | 396.4911 | 1719.1044 | 396.4911
8114 | 1686.4478 | 382.2624 | 1686.4478 | 382.2624
8115 | 1706.0133 | 306.2659 | 1706.0133 | 306.2659
8116 | 1711.0198 | 367.0503 | 1711.0198 | 367.0503
8117 | 1721.52 | 407.0016 | 1721.52 | 407.0016
8118 | 1695.3449 | 369.7478 | 1695.3449 | 369.7478
8119 | 1605.9883 | 348.5592 | 1605.9883 | 348.5592
8120 | 1548.2491 | 338.0988 | 1548.2491 | 338.0988
8121 | 1542.9587 | 280.7873 | 1542.9587 | 280.7873
8122 | 1571.4304 | 190.748 | 1571.4304 | 190.748
8123 | 1513.8698 | 152.0584 | 1513.8698 | 152.0584
8124 | 1419.8968 | 136.5852 | 1419.8968 | 136.5852
8125 | 1340.4134 | 106.7471 | 1340.4134 | 106.7471
8126 | 1282.2348 | 129.7817 | 1282.2348 | 129.7817
8127 | 1234.7415 | 157.6102 | 1234.7415 | 157.6102
8128 | 1186.2064 | 209.1426 | 1186.2064 | 209.1426
8129 | 1187.6142 | 395.8854 | 1187.6142 | 395.8854
8130 | 1215.5289 | 476.5351 | 1215.5289 | 476.5351
8131 | 1292.6538 | 528.2518 | 1292.6538 | 528.2518
8132 | 1423.6102 | 497.355 | 1423.6102 | 497.355
8133 | 1560.6967 | 481.2833 | 1560.6967 | 481.2833
8134 | 1650.8826 | 470.9954 | 1650.8826 | 470.9954
8135 | 1775.3439 | 462.5242 | 1775.3439 | 462.5242
8136 | 1759.6688 | 439.629 | 1759.6688 | 439.629
8137 | 1676.3641 | 417.1502 | 1676.3641 | 417.1502
8138 | 1656.5214 | 406.5516 | 1656.5214 | 406.5516
8139 | 1654.4229 | 327.9524 | 1654.4229 | 327.9524
8140 | 1651.0585 | 380.081 | 1651.0585 | 380.081
8141 | 1655.5461 | 415.3063 | 1655.5461 | 415.3063
8142 | 1622.4092 | 371.6399 | 1622.4092 | 371.6399
8143 | 1555.1786 | 344.4154 | 1555.1786 | 344.4154
8144 | 1515.6103 | 328.4756 | 1515.6103 | 328.4756
8145 | 1497.3474 | 267.0374 | 1497.3474 | 267.0374
8146 | 1521.9183 | 176.1933 | 1521.9183 | 176.1933
8147 | 1487.6769 | 138.0944 | 1487.6769 | 138.0944
8148 | 1412.8776 | 124.4192 | 1412.8776 | 124.4192
8149 | 1327.4825 | 98.6136 | 1327.4825 | 98.6136
8150 | 1271.5284 | 125.1413 | 1271.5284 | 125.1413
8151 | 1211.0059 | 155.2729 | 1211.0059 | 155.2729
8152 | 1174.3614 | 209.1426 | 1174.3614 | 209.1426
8153 | 1170.8265 | 399.5926 | 1170.8265 | 399.5926
8154 | 1186.5789 | 480.0624 | 1186.5789 | 480.0624
8155 | 1241.5084 | 530.4435 | 1241.5084 | 530.4435
8156 | 1349.7358 | 497.6632 | 1349.7358 | 497.6632
8157 | 1460.5184 | 479.9819 | 1460.5184 | 479.9819
8158 | 1567.4177 | 468.9406 | 1567.4177 | 468.9406
8159 | 1682.4147 | 460.8804 | 1682.4147 | 460.8804
8160 | 1696.575 | 432.8825 | 1696.575 | 432.8825
8161 | 1618.4737 | 405.4636 | 1618.4737 | 405.4636
8162 | 1607.6244 | 387.2881 | 1607.6244 | 387.2881
8163 | 1606.1991 | 302.1478 | 1606.1991 | 302.1478
8164 | 1606.4179 | 353.1891 | 1606.4179 | 353.1891
8165 | 1601.4076 | 389.4247 | 1601.4076 | 389.4247
8166 | 1566.9546 | 347.6846 | 1566.9546 | 347.6846
8167 | 1516.4586 | 324.5354 | 1516.4586 | 324.5354
8168 | 1472.6833 | 317.5852 | 1472.6833 | 317.5852
8169 | 1459.8171 | 267.0203 | 1459.8171 | 267.0203
8170 | 1486.2168 | 182.8028 | 1486.2168 | 182.8028
8171 | 1465.5267 | 147.7434 | 1465.5267 | 147.7434
8172 | 1391.6874 | 134.5732 | 1391.6874 | 134.5732
8173 | 1314.2582 | 103.7163 | 1314.2582 | 103.7163
8174 | 1264.7546 | 124.8844 | 1264.7546 | 124.8844
8175 | 1215.0953 | 152.85 | 1215.0953 | 152.85
8176 | 1176.1612 | 199.1941 | 1176.1612 | 199.1941
8177 | 1172.0958 | 382.144 | 1172.0958 | 382.144
8178 | 1189.9177 | 460.3708 | 1189.9177 | 460.3708
8179 | 1251.3343 | 507.3529 | 1251.3343 | 507.3529
8180 | 1360.0728 | 471.3877 | 1360.0728 | 471.3877
8181 | 1458.5507 | 452.1139 | 1458.5507 | 452.1139
8182 | 1535.8039 | 439.797 | 1535.8039 | 439.797
8183 | 1669.3798 | 431.086 | 1669.3798 | 431.086
8184 | 1683.2763 | 412.1891 | 1683.2763 | 412.1891
8185 | 1609.4186 | 388.1264 | 1609.4186 | 388.1264
8186 | 1563.7235 | 376.4919 | 1563.7235 | 376.4919
8187 | 1553.5021 | 302.1135 | 1553.5021 | 302.1135
8188 | 1546.1321 | 356.802 | 1546.1321 | 356.802
8189 | 1546.6593 | 395.2209 | 1546.6593 | 395.2209
8190 | 1510.245 | 353.8489 | 1510.245 | 353.8489
8191 | 1468.8066 | 327.9172 | 1468.8066 | 327.9172
8192 | 1450.3083 | 314.212 | 1450.3083 | 314.212
8193 | 1458.5881 | 255.9588 | 1458.5881 | 255.9588
8194 | 1473.0681 | 166.5444 | 1473.0681 | 166.5444
8195 | 1428.7177 | 127.812 | 1428.7177 | 127.812
8196 | 1350.7566 | 111.3627 | 1350.7566 | 111.3627
8197 | 1274.1369 | 81.713 | 1274.1369 | 81.713
8198 | 1226.9666 | 104.1997 | 1226.9666 | 104.1997
8199 | 1177.1241 | 130.0162 | 1177.1241 | 130.0162
8200 | 1137.3203 | 183.8432 | 1137.3203 | 183.8432
8201 | 1137.2611 | 374.2588 | 1137.2611 | 374.2588
8202 | 1166.6339 | 457.0832 | 1166.6339 | 457.0832
8203 | 1244.0144 | 505.6235 | 1244.0144 | 505.6235
8204 | 1381.4143 | 469.273 | 1381.4143 | 469.273
8205 | 1492.2747 | 449.3657 | 1492.2747 | 449.3657
8206 | 1575.6954 | 436.0813 | 1575.6954 | 436.0813
8207 | 1722.2874 | 426.0433 | 1722.2874 | 426.0433
8208 | 1712.7947 | 403.9101 | 1712.7947 | 403.9101
8209 | 1613.9397 | 382.0905 | 1613.9397 | 382.0905
8210 | 1579.1475 | 372.8276 | 1579.1475 | 372.8276
8211 | 1597.8241 | 295.9149 | 1597.8241 | 295.9149
8212 | 1604.0874 | 350.3209 | 1604.0874 | 350.3209
8213 | 1640.876 | 385.0326 | 1640.876 | 385.0326
8214 | 1605.34 | 341.3147 | 1605.34 | 341.3147
8215 | 1532.5451 | 314.5868 | 1532.5451 | 314.5868
8216 | 1492.1133 | 302.7223 | 1492.1133 | 302.7223
8217 | 1475.9116 | 244.4605 | 1475.9116 | 244.4605
8218 | 1497.7698 | 156.5787 | 1497.7698 | 156.5787
8219 | 1457.6459 | 120.6459 | 1457.6459 | 120.6459
8220 | 1364.6402 | 108.3833 | 1364.6402 | 108.3833
8221 | 1279.8317 | 81.2421 | 1279.8317 | 81.2421
8222 | 1222.3342 | 104.4051 | 1222.3342 | 104.4051
8223 | 1176.0342 | 132.3536 | 1176.0342 | 132.3536
8224 | 1131.2357 | 182.0709 | 1131.2357 | 182.0709
8225 | 1142.8911 | 363.026 | 1142.8911 | 363.026
8226 | 1176.2811 | 442.3829 | 1176.2811 | 442.3829
8227 | 1273.4711 | 494.3479 | 1273.4711 | 494.3479
8228 | 1439.9957 | 464.8809 | 1439.9957 | 464.8809
8229 | 1575.8182 | 451.9427 | 1575.8182 | 451.9427
8230 | 1652.8773 | 445.4391 | 1652.8773 | 445.4391
8231 | 1779.2144 | 439.1596 | 1779.2144 | 439.1596
8232 | 1776.1912 | 412.6429 | 1776.1912 | 412.6429
8233 | 1672.1924 | 380.0871 | 1672.1924 | 380.0871
8234 | 1648.3308 | 361.5862 | 1648.3308 | 361.5862
8235 | 1651.9357 | 272.4733 | 1651.9357 | 272.4733
8236 | 1646.8964 | 323.3348 | 1646.8964 | 323.3348
8237 | 1660.5653 | 359.5362 | 1660.5653 | 359.5362
8238 | 1625.6502 | 319.2002 | 1625.6502 | 319.2002
8239 | 1532.2701 | 298.0116 | 1532.2701 | 298.0116
8240 | 1472.7717 | 289.9741 | 1472.7717 | 289.9741
8241 | 1457.1319 | 234.4606 | 1457.1319 | 234.4606
8242 | 1481.8215 | 145.8168 | 1481.8215 | 145.8168
8243 | 1444.0906 | 108.6768 | 1444.0906 | 108.6768
8244 | 1369.2708 | 94.9588 | 1369.2708 | 94.9588
8245 | 1289.6625 | 67.7319 | 1289.6625 | 67.7319
8246 | 1235.6956 | 91.5799 | 1235.6956 | 91.5799
8247 | 1180.8257 | 122.0882 | 1180.8257 | 122.0882
8248 | 1136.0727 | 178.9374 | 1136.0727 | 178.9374
8249 | 1146.2725 | 371.8958 | 1146.2725 | 371.8958
8250 | 1187.8327 | 455.1397 | 1187.8327 | 455.1397
8251 | 1287.3677 | 506.5225 | 1287.3677 | 506.5225
8252 | 1463.1023 | 473.4767 | 1463.1023 | 473.4767
8253 | 1578.8671 | 454.1858 | 1578.8671 | 454.1858
8254 | 1670.6713 | 441.0812 | 1670.6713 | 441.0812
8255 | 1801.0406 | 430.4525 | 1801.0406 | 430.4525
8256 | 1801.9696 | 404.7406 | 1801.9696 | 404.7406
8257 | 1678.195 | 372.2532 | 1678.195 | 372.2532
8258 | 1663.9053 | 353.778 | 1663.9053 | 353.778
8259 | 1676.8049 | 270.0761 | 1676.8049 | 270.0761
8260 | 1666.8155 | 322.941 | 1666.8155 | 322.941
8261 | 1682.4555 | 362.567 | 1682.4555 | 362.567
8262 | 1654.0465 | 324.8166 | 1654.0465 | 324.8166
8263 | 1561.4459 | 303.6195 | 1561.4459 | 303.6195
8264 | 1514.1327 | 295.3508 | 1514.1327 | 295.3508
8265 | 1508.4999 | 238.9298 | 1508.4999 | 238.9298
8266 | 1525.2883 | 151.9126 | 1525.2883 | 151.9126
8267 | 1471.2613 | 114.9696 | 1471.2613 | 114.9696
8268 | 1377.6241 | 101.7823 | 1377.6241 | 101.7823
8269 | 1293.9859 | 74.2644 | 1293.9859 | 74.2644
8270 | 1237.5404 | 98.6774 | 1237.5404 | 98.6774
8271 | 1187.7801 | 125.9495 | 1187.7801 | 125.9495
8272 | 1150.8186 | 174.6737 | 1150.8186 | 174.6737
8273 | 1156.1065 | 365.6116 | 1156.1065 | 365.6116
8274 | 1185.0175 | 450.4907 | 1185.0175 | 450.4907
8275 | 1277.5559 | 500.6663 | 1277.5559 | 500.6663
8276 | 1448.5067 | 466.499 | 1448.5067 | 466.499
8277 | 1585.7107 | 449.6225 | 1585.7107 | 449.6225
8278 | 1661.6908 | 438.6669 | 1661.6908 | 438.6669
8279 | 1805.9115 | 426.1631 | 1805.9115 | 426.1631
8280 | 1819.9479 | 396.2218 | 1819.9479 | 396.2218
8281 | 1698.7576 | 370.0015 | 1698.7576 | 370.0015
8282 | 1674.2259 | 356.4835 | 1674.2259 | 356.4835
8283 | 1668.3467 | 272.3791 | 1668.3467 | 272.3791
8284 | 1681.2556 | 318.5746 | 1681.2556 | 318.5746
8285 | 1697.853 | 349.8273 | 1697.853 | 349.8273
8286 | 1650.1022 | 306.2722 | 1650.1022 | 306.2722
8287 | 1562.0999 | 284.7069 | 1562.0999 | 284.7069
8288 | 1505.2504 | 275.5992 | 1505.2504 | 275.5992
8289 | 1485.5302 | 219.495 | 1485.5302 | 219.495
8290 | 1515.6697 | 130.5943 | 1515.6697 | 130.5943
8291 | 1484.2359 | 93.0691 | 1484.2359 | 93.0691
8292 | 1393.647 | 79.7962 | 1393.647 | 79.7962
8293 | 1310.0518 | 53.6909 | 1310.0518 | 53.6909
8294 | 1248.365 | 79.1399 | 1248.365 | 79.1399
8295 | 1199.3955 | 110.0421 | 1199.3955 | 110.0421
8296 | 1161.0645 | 163.2782 | 1161.0645 | 163.2782
8297 | 1159.6637 | 353.4456 | 1159.6637 | 353.4456
8298 | 1190.7288 | 436.1586 | 1190.7288 | 436.1586
8299 | 1260.8926 | 486.0688 | 1260.8926 | 486.0688
8300 | 1401.6197 | 454.0248 | 1401.6197 | 454.0248
8301 | 1526.8705 | 438.5096 | 1526.8705 | 438.5096
8302 | 1622.2286 | 428.744 | 1622.2286 | 428.744
8303 | 1740.697 | 419.2625 | 1740.697 | 419.2625
8304 | 1733.7971 | 393.8331 | 1733.7971 | 393.8331
8305 | 1657.3243 | 366.5769 | 1657.3243 | 366.5769
8306 | 1642.7045 | 345.8928 | 1642.7045 | 345.8928
8307 | 1650.1789 | 259.7765 | 1650.1789 | 259.7765
8308 | 1634.5256 | 313.2749 | 1634.5256 | 313.2749
8309 | 1655.4618 | 352.6355 | 1655.4618 | 352.6355
8310 | 1625.4341 | 316.1608 | 1625.4341 | 316.1608
8311 | 1544.5749 | 296.2308 | 1544.5749 | 296.2308
8312 | 1500.2466 | 288.9039 | 1500.2466 | 288.9039
8313 | 1490.4195 | 233.0308 | 1490.4195 | 233.0308
8314 | 1509.3141 | 145.2346 | 1509.3141 | 145.2346
8315 | 1472.8378 | 107.9919 | 1472.8378 | 107.9919
8316 | 1397.1261 | 93.0923 | 1397.1261 | 93.0923
8317 | 1316.4702 | 62.6635 | 1316.4702 | 62.6635
8318 | 1257.7025 | 83.0697 | 1257.7025 | 83.0697
8319 | 1202.235 | 110.5986 | 1202.235 | 110.5986
8320 | 1166.9144 | 168.4323 | 1166.9144 | 168.4323
8321 | 1161.0414 | 364.8496 | 1161.0414 | 364.8496
8322 | 1184.8399 | 446.7151 | 1184.8399 | 446.7151
8323 | 1243.2033 | 490.9147 | 1243.2033 | 490.9147
8324 | 1340.6467 | 455.8998 | 1340.6467 | 455.8998
8325 | 1430.061 | 438.8435 | 1430.061 | 438.8435
8326 | 1530.2444 | 427.768 | 1530.2444 | 427.768
8327 | 1660.0579 | 419.331 | 1660.0579 | 419.331
8328 | 1672.2996 | 391.0677 | 1672.2996 | 391.0677
8329 | 1609.9924 | 358.5889 | 1609.9924 | 358.5889
8330 | 1595.7327 | 335.2593 | 1595.7327 | 335.2593
8331 | 1592.7557 | 245.8554 | 1592.7557 | 245.8554
8332 | 1614.2445 | 295.1244 | 1614.2445 | 295.1244
8333 | 1607.9685 | 330.5723 | 1607.9685 | 330.5723
8334 | 1566.3768 | 289.8339 | 1566.3768 | 289.8339
8335 | 1512.4774 | 275.1436 | 1512.4774 | 275.1436
8336 | 1470.925 | 270.8647 | 1470.925 | 270.8647
8337 | 1465.37 | 217.3631 | 1465.37 | 217.3631
8338 | 1475.1556 | 130.2261 | 1475.1556 | 130.2261
8339 | 1457.0852 | 91.9989 | 1457.0852 | 91.9989
8340 | 1388.4495 | 75.0274 | 1388.4495 | 75.0274
8341 | 1300.6678 | 42.2612 | 1300.6678 | 42.2612
8342 | 1252.7211 | 64.5338 | 1252.7211 | 64.5338
8343 | 1200.8924 | 91.4463 | 1200.8924 | 91.4463
8344 | 1156.5227 | 143.9975 | 1156.5227 | 143.9975
8345 | 1156.904 | 328.1718 | 1156.904 | 328.1718
8346 | 1171.2837 | 408.7701 | 1171.2837 | 408.7701
8347 | 1229.3262 | 461.206 | 1229.3262 | 461.206
8348 | 1346.3664 | 432.7921 | 1346.3664 | 432.7921
8349 | 1442.9235 | 419.4601 | 1442.9235 | 419.4601
8350 | 1538.4833 | 411.8348 | 1538.4833 | 411.8348
8351 | 1663.1749 | 407.593 | 1663.1749 | 407.593
8352 | 1676.4564 | 381.5815 | 1676.4564 | 381.5815
8353 | 1606.2171 | 342.3133 | 1606.2171 | 342.3133
8354 | 1591.4497 | 321.6464 | 1591.4497 | 321.6464
8355 | 1588.5219 | 232.3281 | 1588.5219 | 232.3281
8356 | 1604.8947 | 280.6211 | 1604.8947 | 280.6211
8357 | 1604.1721 | 321.8481 | 1604.1721 | 321.8481
8358 | 1574.6583 | 289.8339 | 1574.6583 | 289.8339
8359 | 1509.5988 | 275.1436 | 1509.5988 | 275.1436
8360 | 1477.4105 | 270.8647 | 1477.4105 | 270.8647
8361 | 1472.5171 | 217.3631 | 1472.5171 | 217.3631
8362 | 1476.3686 | 130.2261 | 1476.3686 | 130.2261
8363 | 1450.4145 | 91.9989 | 1450.4145 | 91.9989
8364 | 1394.0638 | 75.0274 | 1394.0638 | 75.0274
8365 | 1305.2624 | 42.2612 | 1305.2624 | 42.2612
8366 | 1254.8626 | 60.1503 | 1254.8626 | 60.1503
8367 | 1214.8749 | 79.5971 | 1214.8749 | 79.5971
8368 | 1157.6104 | 136.9942 | 1157.6104 | 136.9942
8369 | 1156.5811 | 329.1478 | 1156.5811 | 329.1478
8370 | 1190.9307 | 410.1057 | 1190.9307 | 410.1057
8371 | 1254.5663 | 458.8858 | 1254.5663 | 458.8858
8372 | 1396.1055 | 423.2202 | 1396.1055 | 423.2202
8373 | 1500.7772 | 400.3249 | 1500.7772 | 400.3249
8374 | 1590.305 | 384.6775 | 1590.305 | 384.6775
8375 | 1704.1282 | 378.1069 | 1704.1282 | 378.1069
8376 | 1729.4435 | 355.9395 | 1729.4435 | 355.9395
8377 | 1638.8737 | 337.8784 | 1638.8737 | 337.8784
8378 | 1623.0258 | 332.7165 | 1623.0258 | 332.7165
8379 | 1633.411 | 261.6943 | 1633.411 | 261.6943
8380 | 1638.4374 | 324.0882 | 1638.4374 | 324.0882
8381 | 1668.5851 | 364.0224 | 1668.5851 | 364.0224
8382 | 1626.0688 | 318.558 | 1626.0688 | 318.558
8383 | 1557.5772 | 294.9637 | 1557.5772 | 294.9637
8384 | 1519.5272 | 283.2619 | 1519.5272 | 283.2619
8385 | 1496.5159 | 219.8974 | 1496.5159 | 219.8974
8386 | 1502.6436 | 130.2261 | 1502.6436 | 130.2261
8387 | 1477.1783 | 91.9989 | 1477.1783 | 91.9989
8388 | 1396.3924 | 75.0274 | 1396.3924 | 75.0274
8389 | 1300.3112 | 42.2612 | 1300.3112 | 42.2612
8390 | 1247.8115 | 65.9208 | 1247.8115 | 65.9208
8391 | 1200.0898 | 98.6552 | 1200.0898 | 98.6552
8392 | 1158.5351 | 153.6036 | 1158.5351 | 153.6036
8393 | 1166.1001 | 343.7368 | 1166.1001 | 343.7368
8394 | 1201.9013 | 426.1245 | 1201.9013 | 426.1245
8395 | 1292.9127 | 480.5809 | 1292.9127 | 480.5809
8396 | 1461.1822 | 455.1036 | 1461.1822 | 455.1036
8397 | 1571.4021 | 441.001 | 1571.4021 | 441.001
8398 | 1653.971 | 430.5162 | 1653.971 | 430.5162
8399 | 1780.3456 | 419.2197 | 1780.3456 | 419.2197
8400 | 1779.9111 | 388.0027 | 1779.9111 | 388.0027
8401 | 1675.012 | 354.1711 | 1675.012 | 354.1711
8402 | 1652.4585 | 334.5573 | 1652.4585 | 334.5573
8403 | 1671.8661 | 245.0763 | 1671.8661 | 245.0763
8404 | 1672.01 | 298.335 | 1672.01 | 298.335
8405 | 1682.7276 | 337.3445 | 1682.7276 | 337.3445
8406 | 1651.5714 | 301.7859 | 1651.5714 | 301.7859
8407 | 1574.4461 | 286.4021 | 1574.4461 | 286.4021
8408 | 1507.0366 | 285.3851 | 1507.0366 | 285.3851
8409 | 1495.1072 | 234.8973 | 1495.1072 | 234.8973
8410 | 1502.2767 | 146.5103 | 1502.2767 | 146.5103
8411 | 1453.2275 | 104.7813 | 1453.2275 | 104.7813
8412 | 1381.4316 | 90.1557 | 1381.4316 | 90.1557
8413 | 1285.6915 | 62.7491 | 1285.6915 | 62.7491
8414 | 1240.6298 | 90.6124 | 1240.6298 | 90.6124
8415 | 1192.3676 | 120.4701 | 1192.3676 | 120.4701
8416 | 1154.2833 | 170.4357 | 1154.2833 | 170.4357
8417 | 1165.5682 | 355.4918 | 1165.5682 | 355.4918
8418 | 1204.4623 | 433.9583 | 1204.4623 | 433.9583
8419 | 1299.4271 | 482.9182 | 1299.4271 | 482.9182
8420 | 1452.7048 | 449.119 | 1452.7048 | 449.119
8421 | 1576.3706 | 430.2391 | 1576.3706 | 430.2391
8422 | 1654.8335 | 417.0489 | 1654.8335 | 417.0489
8423 | 1766.2148 | 407.4732 | 1766.2148 | 407.4732
8424 | 1766.2778 | 387.7201 | 1766.2778 | 387.7201
8425 | 1677.616 | 368.5289 | 1677.616 | 368.5289
8426 | 1653.0677 | 361.4492 | 1653.0677 | 361.4492
8427 | 1661.059 | 290.4184 | 1661.059 | 290.4184
8428 | 1680.4852 | 353.463 | 1680.4852 | 353.463
8429 | 1687.0037 | 397.8065 | 1687.0037 | 397.8065
8430 | 1647.6345 | 365.056 | 1647.6345 | 365.056
8431 | 1555.8707 | 350.8452 | 1555.8707 | 350.8452
8432 | 1518.6914 | 347.2511 | 1518.6914 | 347.2511
8433 | 1510.7244 | 294.7085 | 1510.7244 | 294.7085
8434 | 1522.8167 | 209.3866 | 1522.8167 | 209.3866
8435 | 1460.6643 | 173.2141 | 1460.6643 | 173.2141
8436 | 1380.6329 | 158.6655 | 1380.6329 | 158.6655
8437 | 1294.3975 | 129.2383 | 1294.3975 | 129.2383
8438 | 1245.8371 | 151.237 | 1245.8371 | 151.237
8439 | 1196.1984 | 174.9389 | 1196.1984 | 174.9389
8440 | 1156.3511 | 218.372 | 1156.3511 | 218.372
8441 | 1167.7016 | 399.1131 | 1167.7016 | 399.1131
8442 | 1206.4646 | 476.1498 | 1206.4646 | 476.1498
8443 | 1290.4266 | 523.3203 | 1290.4266 | 523.3203
8444 | 1447.3301 | 487.6033 | 1447.3301 | 487.6033
8445 | 1568.868 | 467.0025 | 1568.868 | 467.0025
8446 | 1644.665 | 451.8859 | 1644.665 | 451.8859
8447 | 1757.8303 | 440.812 | 1757.8303 | 440.812
8448 | 1755.3402 | 419.9973 | 1755.3402 | 419.9973
8449 | 1659.2686 | 399.051 | 1659.2686 | 399.051
8450 | 1641.0697 | 390.0278 | 1641.0697 | 390.0278
8451 | 1660.7174 | 312.5672 | 1660.7174 | 312.5672
8452 | 1655.9413 | 365.3123 | 1655.9413 | 365.3123
8453 | 1655.5506 | 402.1557 | 1655.5506 | 402.1557
8454 | 1626.6663 | 367.0166 | 1626.6663 | 367.0166
8455 | 1543.5525 | 351.3589 | 1543.5525 | 351.3589
8456 | 1492.792 | 346.335 | 1492.792 | 346.335
8457 | 1493.8958 | 292.1914 | 1493.8958 | 292.1914
8458 | 1512.3927 | 201.6811 | 1512.3927 | 201.6811
8459 | 1465.1736 | 158.2142 | 1465.1736 | 158.2142
8460 | 1379.8183 | 138.9139 | 1379.8183 | 138.9139
8461 | 1281.9605 | 108.3566 | 1281.9605 | 108.3566
8462 | 1230.3399 | 131.6995 | 1230.3399 | 131.6995
8463 | 1190.436 | 156.3003 | 1190.436 | 156.3003
8464 | 1155.7718 | 206.7283 | 1155.7718 | 206.7283
8465 | 1155.7991 | 395.8683 | 1155.7991 | 395.8683
8466 | 1187.4222 | 481.5179 | 1187.4222 | 481.5179
8467 | 1250.9093 | 538.2431 | 1250.9093 | 538.2431
8468 | 1392.7949 | 505.3515 | 1392.7949 | 505.3515
8469 | 1510.3673 | 485.4613 | 1510.3673 | 485.4613
8470 | 1602.0526 | 468.9406 | 1602.0526 | 468.9406
8471 | 1726.4057 | 454.8359 | 1726.4057 | 454.8359
8472 | 1730.2369 | 421.136 | 1730.2369 | 421.136
8473 | 1653.6586 | 383.7001 | 1653.6586 | 383.7001
8474 | 1645.2378 | 357.1256 | 1645.2378 | 357.1256
8475 | 1654.449 | 262.9785 | 1654.449 | 262.9785
8476 | 1640.0884 | 309.1911 | 1640.0884 | 309.1911
8477 | 1634.5769 | 343.4832 | 1634.5769 | 343.4832
8478 | 1622.3997 | 302.0856 | 1622.3997 | 302.0856
8479 | 1560.5195 | 280.2891 | 1560.5195 | 280.2891
8480 | 1499.7234 | 271.3013 | 1499.7234 | 271.3013
8481 | 1482.1676 | 217.3631 | 1482.1676 | 217.3631
8482 | 1494.7781 | 130.2261 | 1494.7781 | 130.2261
8483 | 1456.1678 | 91.9989 | 1456.1678 | 91.9989
8484 | 1391.5825 | 75.0274 | 1391.5825 | 75.0274
8485 | 1296.7276 | 44.9153 | 1296.7276 | 44.9153
8486 | 1241.1894 | 67.9413 | 1241.1894 | 67.9413
8487 | 1183.8062 | 88.0388 | 1183.8062 | 88.0388
8488 | 1147.0546 | 139.5798 | 1147.0546 | 139.5798
8489 | 1142.8839 | 332.9834 | 1142.8839 | 332.9834
8490 | 1167.9031 | 428.8556 | 1167.9031 | 428.8556
8491 | 1224.3323 | 489.1339 | 1224.3323 | 489.1339
8492 | 1329.334 | 459.5128 | 1329.334 | 459.5128
8493 | 1424.9619 | 440.0079 | 1424.9619 | 440.0079
8494 | 1516.4769 | 425.2851 | 1516.4769 | 425.2851
8495 | 1642.8259 | 411.8653 | 1642.8259 | 411.8653
8496 | 1658.1172 | 384.6808 | 1658.1172 | 384.6808
8497 | 1573.1769 | 360.892 | 1573.1769 | 360.892
8498 | 1541.3539 | 353.3157 | 1541.3539 | 353.3157
8499 | 1543.2899 | 277.8757 | 1543.2899 | 277.8757
8500 | 1554.9974 | 334.3707 | 1554.9974 | 334.3707
8501 | 1569.5001 | 375.7775 | 1569.5001 | 375.7775
8502 | 1535.966 | 339.2771 | 1535.966 | 339.2771
8503 | 1475.073 | 321.9412 | 1475.073 | 321.9412
8504 | 1422.0191 | 315.5305 | 1422.0191 | 315.5305
8505 | 1417.7769 | 260.1368 | 1417.7769 | 260.1368
8506 | 1444.1484 | 170.0033 | 1444.1484 | 170.0033
8507 | 1426.6672 | 129.8325 | 1426.6672 | 129.8325
8508 | 1358.1665 | 113.8542 | 1358.1665 | 113.8542
8509 | 1275.1307 | 85.4287 | 1275.1307 | 85.4287
8510 | 1227.1926 | 109.5164 | 1227.1926 | 109.5164
8511 | 1175.1736 | 134.3912 | 1175.1736 | 134.3912
8512 | 1130.7083 | 182.1651 | 1130.7083 | 182.1651
8513 | 1134.0222 | 372.0499 | 1134.0222 | 372.0499
8514 | 1157.3051 | 453.0935 | 1157.3051 | 453.0935
8515 | 1212.6443 | 499.0739 | 1212.6443 | 499.0739
8516 | 1312.1593 | 461.4563 | 1312.1593 | 461.4563
8517 | 1399.7182 | 440.2904 | 1399.7182 | 440.2904
8518 | 1489.0855 | 426.8262 | 1489.0855 | 426.8262
8519 | 1616.3309 | 417.1991 | 1616.3309 | 417.1991
8520 | 1639.2132 | 394.1071 | 1639.2132 | 394.1071
8521 | 1567.815 | 372.6385 | 1567.815 | 372.6385
8522 | 1541.1592 | 363.3756 | 1541.1592 | 363.3756
8523 | 1546.154 | 287.3705 | 1546.154 | 287.3705
8524 | 1564.3772 | 338.6943 | 1564.3772 | 338.6943
8525 | 1559.0856 | 369.1851 | 1559.0856 | 369.1851
8526 | 1533.2401 | 328.0871 | 1533.2401 | 328.0871
8527 | 1482.7656 | 304.2016 | 1482.7656 | 304.2016
8528 | 1452.4186 | 292.2858 | 1452.4186 | 292.2858
8529 | 1455.217 | 236.1644 | 1455.217 | 236.1644
8530 | 1459.3212 | 148.3082 | 1459.3212 | 148.3082
8531 | 1432.1869 | 110.783 | 1432.1869 | 110.783
8532 | 1357.6876 | 96.5512 | 1357.6876 | 96.5512
8533 | 1275.2206 | 67.2439 | 1275.2206 | 67.2439
8534 | 1222.4537 | 90.9292 | 1222.4537 | 90.9292
8535 | 1178.375 | 116.1893 | 1178.375 | 116.1893
8536 | 1134.3796 | 172.3278 | 1134.3796 | 172.3278
8537 | 1135.6353 | 364.5757 | 1135.6353 | 364.5757
8538 | 1161.4058 | 444.0695 | 1161.4058 | 444.0695
8539 | 1218.8813 | 493.6458 | 1218.8813 | 493.6458
8540 | 1339.0482 | 459.9409 | 1339.0482 | 459.9409
8541 | 1446.8903 | 440.2476 | 1446.8903 | 440.2476
8542 | 1534.4577 | 426.946 | 1534.4577 | 426.946
8543 | 1664.0718 | 417.0622 | 1664.0718 | 417.0622
8544 | 1665.6389 | 396.1704 | 1665.6389 | 396.1704
8545 | 1594.6188 | 375.5323 | 1594.6188 | 375.5323
8546 | 1578.6552 | 366.5348 | 1578.6552 | 366.5348
8547 | 1570.9904 | 290.2729 | 1570.9904 | 290.2729
8548 | 1573.2696 | 347.3757 | 1573.2696 | 347.3757
8549 | 1588.6392 | 386.5394 | 1588.6392 | 386.5394
8550 | 1557.5258 | 346.837 | 1557.5258 | 346.837
8551 | 1498.5008 | 322.3094 | 1498.5008 | 322.3094
8552 | 1450.3225 | 311.5236 | 1450.3225 | 311.5236
8553 | 1446.56 | 249.1694 | 1446.56 | 249.1694
8554 | 1461.4617 | 154.2756 | 1461.4617 | 154.2756
8555 | 1431.9203 | 113.7539 | 1431.9203 | 113.7539
8556 | 1371.5216 | 97.9211 | 1371.5216 | 97.9211
8557 | 1282.5534 | 68.9648 | 1282.5534 | 68.9648
8558 | 1230.1098 | 93.1124 | 1230.1098 | 93.1124
8559 | 1176.8826 | 117.816 | 1176.8826 | 117.816
8560 | 1145.3794 | 169.2371 | 1145.3794 | 169.2371
8561 | 1151.3707 | 353.6254 | 1151.3707 | 353.6254
8562 | 1169.4996 | 433.3162 | 1169.4996 | 433.3162
8563 | 1234.1626 | 483.1579 | 1234.1626 | 483.1579
8564 | 1331.9759 | 449.744 | 1331.9759 | 449.744
8565 | 1444.5478 | 428.9292 | 1444.5478 | 428.9292
8566 | 1527.8314 | 412.8965 | 1527.8314 | 412.8965
8567 | 1648.6242 | 402.2421 | 1648.6242 | 402.2421
8568 | 1645.8601 | 381.8126 | 1645.8601 | 381.8126
8569 | 1581.1395 | 350.678 | 1581.1395 | 350.678
8570 | 1564.4656 | 321.5522 | 1564.4656 | 321.5522
8571 | 1556.0239 | 248.6464 | 1556.0239 | 248.6464
8572 | 1560.012 | 308.7202 | 1560.012 | 308.7202
8573 | 1554.9322 | 347.0619 | 1554.9322 | 347.0619
8574 | 1523.7289 | 305.5787 | 1523.7289 | 305.5787
8575 | 1469.4522 | 281.4878 | 1469.4522 | 281.4878
8576 | 1448.9434 | 270.8647 | 1448.9434 | 270.8647
8577 | 1450.7603 | 217.3631 | 1450.7603 | 217.3631
8578 | 1465.8127 | 130.2261 | 1465.8127 | 130.2261
8579 | 1435.3301 | 91.9989 | 1435.3301 | 91.9989
8580 | 1364.4704 | 75.0274 | 1364.4704 | 75.0274
8581 | 1272.8597 | 42.2612 | 1272.8597 | 42.2612
8582 | 1225.0521 | 61.6486 | 1225.0521 | 61.6486
8583 | 1175.7769 | 84.2631 | 1175.7769 | 84.2631
8584 | 1140.0113 | 134.9394 | 1140.0113 | 134.9394
8585 | 1145.1456 | 320.3893 | 1145.1456 | 320.3893
8586 | 1170.8092 | 407.7941 | 1170.8092 | 407.7941
8587 | 1239.4451 | 467.0707 | 1239.4451 | 467.0707
8588 | 1384.3437 | 442.1071 | 1384.3437 | 442.1071
8589 | 1489.1407 | 428.972 | 1489.1407 | 428.972
8590 | 1574.7447 | 419.6259 | 1574.7447 | 419.6259
8591 | 1697.9269 | 412.1136 | 1697.9269 | 412.1136
8592 | 1720.1445 | 383.0797 | 1720.1445 | 383.0797
8593 | 1613.7135 | 345.2328 | 1613.7135 | 345.2328
8594 | 1596.96 | 324.0008 | 1596.96 | 324.0008
8595 | 1622.692 | 232.5078 | 1622.692 | 232.5078
8596 | 1619.6703 | 280.1159 | 1619.6703 | 280.1159
8597 | 1607.4108 | 321.8481 | 1607.4108 | 321.8481
8598 | 1586.8569 | 289.8339 | 1586.8569 | 289.8339
8599 | 1502.2262 | 275.1436 | 1502.2262 | 275.1436
8600 | 1446.6311 | 270.8647 | 1446.6311 | 270.8647
8601 | 1432.2286 | 217.3631 | 1432.2286 | 217.3631
8602 | 1451.637 | 130.2261 | 1451.637 | 130.2261
8603 | 1428.8299 | 91.9989 | 1428.8299 | 91.9989
8604 | 1355.5453 | 75.0274 | 1355.5453 | 75.0274
8605 | 1266.0979 | 42.2612 | 1266.0979 | 42.2612
8606 | 1210.8832 | 60.1503 | 1210.8832 | 60.1503
8607 | 1151.9384 | 83.8607 | 1151.9384 | 83.8607
8608 | 1116.3969 | 140.1962 | 1116.3969 | 140.1962
8609 | 1127.4894 | 329.6958 | 1127.4894 | 329.6958
8610 | 1154.8684 | 411.8523 | 1154.8684 | 411.8523
8611 | 1232.7323 | 463.0296 | 1232.7323 | 463.0296
8612 | 1374.3761 | 430.3007 | 1374.3761 | 430.3007
8613 | 1476.3492 | 412.3711 | 1476.3492 | 412.3711
8614 | 1548.9791 | 400.5764 | 1548.9791 | 400.5764
8615 | 1690.1508 | 390.2986 | 1690.1508 | 390.2986
8616 | 1698.3379 | 363.722 | 1698.3379 | 363.722
8617 | 1606.4704 | 336.4829 | 1606.4704 | 336.4829
8618 | 1578.9684 | 324.3176 | 1578.9684 | 324.3176
8619 | 1592.4487 | 238.2869 | 1592.4487 | 238.2869
8620 | 1592.8226 | 284.3025 | 1592.8226 | 284.3025
8621 | 1589.2066 | 321.8481 | 1589.2066 | 321.8481
8622 | 1579.2793 | 289.8339 | 1579.2793 | 289.8339
8623 | 1496.632 | 275.1436 | 1496.632 | 275.1436
8624 | 1454.9402 | 270.8647 | 1454.9402 | 270.8647
8625 | 1442.0519 | 217.3631 | 1442.0519 | 217.3631
8626 | 1461.2444 | 130.2261 | 1461.2444 | 130.2261
8627 | 1428.4441 | 91.9989 | 1428.4441 | 91.9989
8628 | 1356.851 | 78.2037 | 1356.851 | 78.2037
8629 | 1259.4892 | 58.357 | 1259.4892 | 58.357
8630 | 1204.6657 | 87.7614 | 1204.6657 | 87.7614
8631 | 1147.927 | 118.3896 | 1147.927 | 118.3896
8632 | 1108.1478 | 168.8347 | 1108.1478 | 168.8347
8633 | 1104.3468 | 355.86 | 1104.3468 | 355.86
8634 | 1138.0466 | 438.1792 | 1138.0466 | 438.1792
8635 | 1204.0124 | 490.2555 | 1204.0124 | 490.2555
8636 | 1330.586 | 460.4374 | 1330.586 | 460.4374
8637 | 1447.672 | 450.1533 | 1447.672 | 450.1533
8638 | 1540.6758 | 446.3466 | 1540.6758 | 446.3466
8639 | 1670.7148 | 444.5791 | 1670.7148 | 444.5791
8640 | 1693.7266 | 426.6154 | 1693.7266 | 426.6154
8641 | 1608.0575 | 408.1348 | 1608.0575 | 408.1348
8642 | 1578.6903 | 399.8993 | 1578.6903 | 399.8993
8643 | 1576.9475 | 322.5415 | 1576.9475 | 322.5415
8644 | 1574.9866 | 376.6392 | 1574.9866 | 376.6392
8645 | 1590.198 | 414.3132 | 1590.198 | 414.3132
8646 | 1561.729 | 374.996 | 1561.729 | 374.996
8647 | 1497.0437 | 354.1499 | 1497.0437 | 354.1499
8648 | 1450.9047 | 342.1827 | 1450.9047 | 342.1827
8649 | 1429.6185 | 280.95 | 1429.6185 | 280.95
8650 | 1455.0911 | 184.3611 | 1455.0911 | 184.3611
8651 | 1434.7229 | 138.5996 | 1434.7229 | 138.5996
8652 | 1353.2787 | 115.3781 | 1353.2787 | 115.3781
8653 | 1269.2012 | 80.6428 | 1269.2012 | 80.6428
8654 | 1215.9218 | 100.8949 | 1215.9218 | 100.8949
8655 | 1159.5575 | 126.3776 | 1159.5575 | 126.3776
8656 | 1114.2298 | 180.7524 | 1114.2298 | 180.7524
8657 | 1113.2375 | 377.2297 | 1113.2375 | 377.2297
8658 | 1137.1301 | 459.4975 | 1137.1301 | 459.4975
8659 | 1191.9827 | 507.9608 | 1191.9827 | 507.9608
8660 | 1300.9137 | 473.0315 | 1300.9137 | 473.0315
8661 | 1409.0496 | 452.4307 | 1409.0496 | 452.4307
8662 | 1488.2964 | 437.9049 | 1488.2964 | 437.9049
8663 | 1605.3409 | 427.2419 | 1605.3409 | 427.2419
8664 | 1628.3556 | 403.0111 | 1628.3556 | 403.0111
8665 | 1574.9666 | 372.647 | 1574.9666 | 372.647
8666 | 1540.1395 | 351.3294 | 1540.1395 | 351.3294
8667 | 1525.9162 | 264.297 | 1525.9162 | 264.297
8668 | 1525.4192 | 313.0866 | 1525.4192 | 313.0866
8669 | 1532.5821 | 344.9558 | 1532.5821 | 344.9558
8670 | 1507.6914 | 300.3047 | 1507.6914 | 300.3047
8671 | 1445.7479 | 275.1436 | 1445.7479 | 275.1436
8672 | 1404.1268 | 270.8647 | 1404.1268 | 270.8647
8673 | 1408.1088 | 217.3631 | 1408.1088 | 217.3631
8674 | 1447.1592 | 130.2261 | 1447.1592 | 130.2261
8675 | 1422.0419 | 91.9989 | 1422.0419 | 91.9989
8676 | 1346.024 | 75.0274 | 1346.024 | 75.0274
8677 | 1262.665 | 42.2612 | 1262.665 | 42.2612
8678 | 1213.2393 | 68.104 | 1213.2393 | 68.104
8679 | 1161.9346 | 101.9342 | 1161.9346 | 101.9342
8680 | 1110.5846 | 152.4821 | 1110.5846 | 152.4821
8681 | 1106.5586 | 340.2265 | 1106.5586 | 340.2265
8682 | 1126.7251 | 422.52 | 1126.7251 | 422.52
8683 | 1183.2461 | 472.9011 | 1183.2461 | 472.9011
8684 | 1280.8022 | 442.9975 | 1280.8022 | 442.9975
8685 | 1375.2723 | 426.0525 | 1375.2723 | 426.0525
8686 | 1466.9682 | 413.804 | 1466.9682 | 413.804
8687 | 1586.6643 | 402.8927 | 1586.6643 | 402.8927
8688 | 1609.5788 | 373.7048 | 1609.5788 | 373.7048
8689 | 1549.4929 | 344.1712 | 1549.4929 | 344.1712
8690 | 1528.7449 | 329.3261 | 1528.7449 | 329.3261
8691 | 1541.684 | 243.7578 | 1541.684 | 243.7578
8692 | 1548.2781 | 288.4806 | 1548.2781 | 288.4806
8693 | 1553.2733 | 321.8481 | 1553.2733 | 321.8481
8694 | 1523.1597 | 289.8339 | 1523.1597 | 289.8339
8695 | 1463.0897 | 275.1436 | 1463.0897 | 275.1436
8696 | 1435.2378 | 270.8647 | 1435.2378 | 270.8647
8697 | 1430.7885 | 217.3631 | 1430.7885 | 217.3631
8698 | 1436.6885 | 130.2261 | 1436.6885 | 130.2261
8699 | 1414.5955 | 91.9989 | 1414.5955 | 91.9989
8700 | 1344.6296 | 75.0274 | 1344.6296 | 75.0274
8701 | 1255.2348 | 42.2612 | 1255.2348 | 42.2612
8702 | 1201.5003 | 60.1503 | 1201.5003 | 60.1503
8703 | 1151.6751 | 79.5971 | 1151.6751 | 79.5971
8704 | 1106.4667 | 130.8812 | 1106.4667 | 130.8812
8705 | 1104.6835 | 319.5503 | 1104.6835 | 319.5503
8706 | 1129.5407 | 395.4397 | 1129.5407 | 395.4397
8707 | 1192.9671 | 443.0897 | 1192.9671 | 443.0897
8708 | 1308.6442 | 409.145 | 1308.6442 | 409.145
8709 | 1408.1082 | 388.313 | 1408.1082 | 388.313
8710 | 1502.0811 | 372.2546 | 1502.0811 | 372.2546
8711 | 1637.9857 | 359.8194 | 1637.9857 | 359.8194
8712 | 1663.2056 | 339.2273 | 1663.2056 | 339.2273
8713 | 1589.1102 | 317.305 | 1589.1102 | 317.305
8714 | 1563.7865 | 302.1431 | 1563.7865 | 302.1431
8715 | 1572.4922 | 213.0302 | 1572.4922 | 213.0302
8716 | 1574.5123 | 275.4755 | 1574.5123 | 275.4755
8717 | 1564.0873 | 321.8481 | 1564.0873 | 321.8481
8718 | 1548.9934 | 289.8339 | 1548.9934 | 289.8339
8719 | 1500.6109 | 275.1436 | 1500.6109 | 275.1436
8720 | 1462.0203 | 270.8647 | 1462.0203 | 270.8647
8721 | 1459.6887 | 217.3631 | 1459.6887 | 217.3631
8722 | 1462.4543 | 130.2261 | 1462.4543 | 130.2261
8723 | 1431.5556 | 91.9989 | 1431.5556 | 91.9989
8724 | 1357.5072 | 78.4445 | 1357.5072 | 78.4445
8725 | 1290.9866 | 55.5955 | 1290.9866 | 55.5955
8726 | 1237.7723 | 62.11 | 1237.7723 | 62.11
8727 | 1185.7043 | 83.1542 | 1185.7043 | 83.1542
8728 | 1138.6589 | 136.3068 | 1138.6589 | 136.3068
8729 | 1134.0848 | 319.2702 | 1134.0848 | 319.2702
8730 | 1155.6502 | 396.0745 | 1155.6502 | 396.0745
8731 | 1206.6062 | 447.3382 | 1206.6062 | 447.3382
8732 | 1304.6857 | 427.5956 | 1304.6857 | 427.5956
8733 | 1380.5302 | 417.0352 | 1380.5302 | 417.0352
8734 | 1453.5203 | 377.7002 | 1453.5203 | 377.7002
8735 | 1588.6556 | 390.2317 | 1588.6556 | 390.2317
8736 | 1592.664 | 364.8719 | 1592.664 | 364.8719
8737 | 1510.6853 | 344.3533 | 1510.6853 | 344.3533
8738 | 1486.3567 | 332.2572 | 1486.3567 | 332.2572
8739 | 1470.8867 | 263.509 | 1470.8867 | 263.509
8740 | 1478.1157 | 292.8272 | 1478.1157 | 292.8272
8741 | 1499.8439 | 334.0618 | 1499.8439 | 334.0618
8742 | 1468.1418 | 293.714 | 1468.1418 | 293.714
8743 | 1440.1556 | 276.024 | 1440.1556 | 276.024
8744 | 1409.2041 | 257.9161 | 1409.2041 | 257.9161
8745 | 1415.2914 | 220.7718 | 1415.2914 | 220.7718
8746 | 1446.7277 | 133.1247 | 1446.7277 | 133.1247
8747 | 1412.8265 | 97.23 | 1412.8265 | 97.23
8748 | 1353.7305 | 78.4445 | 1353.7305 | 78.4445
8749 | 1278.9969 | 55.5955 | 1278.9969 | 55.5955
8750 | 1215.6836 | 62.11 | 1215.6836 | 62.11
8751 | 1174.3682 | 83.1542 | 1174.3682 | 83.1542
8752 | 1132.96 | 129.807 | 1132.96 | 129.807
8753 | 1132.1339 | 309.2597 | 1132.1339 | 309.2597
8754 | 1155.6369 | 384.0478 | 1155.6369 | 384.0478
8755 | 1219.7273 | 435.9134 | 1219.7273 | 435.9134
8756 | 1348.9339 | 417.244 | 1348.9339 | 417.244
8757 | 1469.6572 | 407.6365 | 1469.6572 | 407.6365
8758 | 1574.2375 | 365.9042 | 1574.2375 | 365.9042
8759 | 1725.5579 | 377.4527 | 1725.5579 | 377.4527