## Summary Scalars
Parameter | Value
Total Cost ($) | 5833464.531
Capital Cost (CAPEX) | 109543.7137
Operating Cost (OPEX) | 5723920.8173
Annual Fuel Consumption Genset (L) | 1239896.5789
Annual Fuel Consumption Diesel Furnace (L) | 1411370.7574

## Generator Summary
Size | Built | Capacity (kW) | Capital Cost ($) | Operating Cost ($)
100 kW | 3 | 300 | 19157.1635 | 44700
500 kW | 1 | 500 | 31928.6058 | 74500
1000 kW | 0 | 0 | 0 | 0
2000 kW | 0 | 0 | 0 | 0
Total | 4 | 800 | 51085.7693 | 119200

## Diesel Furnace Summary
Size | Built | Capacity (MW) | Capital Cost ($) | Operating Cost ($)
17.58 kW | 259 | 4553.22 | 58457.9445 | 72851.52
Total | 259 | 4553.22 | 58457.9445 | 72851.52

## Time Series
Time | Electric Load (kW) | Thermal Load (kW) | Diesel Generation (kW) | Thermal Generation (kW)
0 | 554.9257 | 65.1332 | 554.9257 | 65.1332
1 | 526.8076 | 48.5069 | 526.8076 | 48.5069
2 | 524.3376 | 52.052 | 524.3376 | 52.052
3 | 527.959 | 57.8145 | 527.959 | 57.8145
4 | 522.3573 | 70.7997 | 522.3573 | 70.7997
5 | 532.6311 | 80.853 | 532.6311 | 80.853
6 | 527.9963 | 76.2765 | 527.9963 | 76.2765
7 | 496.4784 | 70.6509 | 496.4784 | 70.6509
8 | 474.9852 | 57.7331 | 474.9852 | 57.7331
9 | 469.7482 | 51.9525 | 469.7482 | 51.9525
10 | 474.5885 | 30.4971 | 474.5885 | 30.4971
11 | 459.7632 | 16.0628 | 459.7632 | 16.0628
12 | 434.1194 | 14.3204 | 434.1194 | 14.3204
13 | 407.5333 | 14.9585 | 407.5333 | 14.9585
14 | 388.7277 | 29.1425 | 388.7277 | 29.1425
15 | 374.1029 | 43.2751 | 374.1029 | 43.2751
16 | 359.1196 | 62.39 | 359.1196 | 62.39
17 | 358.1666 | 123.5018 | 358.1666 | 123.5018
18 | 368.3194 | 135.9071 | 368.3194 | 135.9071
19 | 390.5275 | 138.8171 | 390.5275 | 138.8171
20 | 434.0832 | 130.8011 | 434.0832 | 130.8011
21 | 473.8873 | 124.2151 | 473.8873 | 124.2151
22 | 505.5989 | 107.2931 | 505.5989 | 107.2931
23 | 550.7779 | 93.4453 | 550.7779 | 93.4453
24 | 559.2037 | 75.5946 | 559.2037 | 75.5946
25 | 531.2406 | 54.301 | 531.2406 | 54.301
26 | 520.7325 | 52.052 | 520.7325 | 52.052
27 | 521.7012 | 57.8145 | 521.7012 | 57.8145
28 | 521.6172 | 70.7997 | 521.6172 | 70.7997
29 | 523.8559 | 80.853 | 523.8559 | 80.853
30 | 517.4305 | 76.2765 | 517.4305 | 76.2765
31 | 492.2504 | 70.6509 | 492.2504 | 70.6509
32 | 472.1093 | 57.7331 | 472.1093 | 57.7331
33 | 465.7058 | 51.9525 | 465.7058 | 51.9525
34 | 470.5186 | 30.4971 | 470.5186 | 30.4971
35 | 459.6407 | 16.0628 | 459.6407 | 16.0628
36 | 429.8456 | 14.3204 | 429.8456 | 14.3204
37 | 402.856 | 10.2789 | 402.856 | 10.2789
38 | 389.3925 | 19.6971 | 389.3925 | 19.6971
39 | 375.5831 | 26.8103 | 375.5831 | 26.8103
40 | 361.3658 | 44.4166 | 361.3658 | 44.4166
41 | 359.8263 | 102.8007 | 359.8263 | 102.8007
42 | 366.6134 | 114.1038 | 366.6134 | 114.1038
43 | 384.8439 | 120.031 | 384.8439 | 120.031
44 | 425.2862 | 115.617 | 425.2862 | 115.617
45 | 466.5183 | 115.0775 | 466.5183 | 115.0775
46 | 495.7678 | 101.3328 | 495.7678 | 101.3328
47 | 538.0317 | 89.9233 | 538.0317 | 89.9233
48 | 541.5004 | 75.3052 | 541.5004 | 75.3052
49 | 520.805 | 50.7666 | 520.805 | 50.7666
50 | 513.2663 | 52.052 | 513.2663 | 52.052
51 | 516.6813 | 57.8145 | 516.6813 | 57.8145
52 | 514.5718 | 70.7997 | 514.5718 | 70.7997
53 | 521.8388 | 80.853 | 521.8388 | 80.853
54 | 513.8166 | 76.2765 | 513.8166 | 76.2765
55 | 487.1642 | 70.6509 | 487.1642 | 70.6509
56 | 465.5415 | 57.7331 | 465.5415 | 57.7331
57 | 458.4719 | 51.9525 | 458.4719 | 51.9525
58 | 467.2727 | 30.4971 | 467.2727 | 30.4971
59 | 455.4134 | 16.0628 | 455.4134 | 16.0628
60 | 427.5841 | 14.3204 | 427.5841 | 14.3204
61 | 404.7126 | 11.2395 | 404.7126 | 11.2395
62 | 388.5592 | 21.0271 | 388.5592 | 21.0271
63 | 373.7006 | 28.2819 | 373.7006 | 28.2819
64 | 361.2441 | 46.4239 | 361.2441 | 46.4239
65 | 357.3245 | 107.0863 | 357.3245 | 107.0863
66 | 363.9739 | 121.5665 | 363.9739 | 121.5665
67 | 379.3288 | 128.1526 | 379.3288 | 128.1526
68 | 413.446 | 120.9801 | 413.446 | 120.9801
69 | 445.5294 | 119.5232 | 445.5294 | 119.5232
70 | 477.2006 | 106.8128 | 477.2006 | 106.8128
71 | 513.3796 | 98.365 | 513.3796 | 98.365
72 | 525.5162 | 89.4056 | 525.5162 | 89.4056
73 | 506.4586 | 76.7816 | 506.4586 | 76.7816
74 | 498.618 | 73.2457 | 498.618 | 73.2457
75 | 501.3003 | 72.4137 | 501.3003 | 72.4137
76 | 497.6528 | 79.728 | 497.6528 | 79.728
77 | 499.184 | 86.0191 | 499.184 | 86.0191
78 | 484.4574 | 78.7702 | 484.4574 | 78.7702
79 | 470.0664 | 72.0425 | 470.0664 | 72.0425
80 | 457.5362 | 59.5556 | 457.5362 | 59.5556
81 | 455.9503 | 57.4818 | 455.9503 | 57.4818
82 | 459.0265 | 39.5177 | 459.0265 | 39.5177
83 | 452.9987 | 29.2889 | 452.9987 | 29.2889
84 | 425.9787 | 32.965 | 425.9787 | 32.965
85 | 399.3168 | 36.7064 | 399.3168 | 36.7064
86 | 385.9417 | 51.6046 | 385.9417 | 51.6046
87 | 374.7419 | 63.3975 | 374.7419 | 63.3975
88 | 359.0336 | 81.6995 | 359.0336 | 81.6995
89 | 355.7462 | 139.4926 | 355.7462 | 139.4926
90 | 361.6127 | 148.7329 | 361.6127 | 148.7329
91 | 380.3732 | 150.4238 | 380.3732 | 150.4238
92 | 409.984 | 143.9718 | 409.984 | 143.9718
93 | 447.147 | 141.4681 | 447.147 | 141.4681
94 | 474.2957 | 123.1484 | 474.2957 | 123.1484
95 | 508.6352 | 107.1947 | 508.6352 | 107.1947
96 | 522.549 | 91.6469 | 522.549 | 91.6469
97 | 497.6332 | 68.4383 | 497.6332 | 68.4383
98 | 491.7518 | 55.0568 | 491.7518 | 55.0568
99 | 490.864 | 57.8145 | 490.864 | 57.8145
100 | 498.4472 | 70.7997 | 498.4472 | 70.7997
101 | 508.8111 | 80.853 | 508.8111 | 80.853
102 | 495.8915 | 76.2765 | 495.8915 | 76.2765
103 | 481.1484 | 70.6509 | 481.1484 | 70.6509
104 | 467.9587 | 57.7331 | 467.9587 | 57.7331
105 | 459.7999 | 51.9525 | 459.7999 | 51.9525
106 | 460.872 | 30.4971 | 460.872 | 30.4971
107 | 447.2257 | 16.0628 | 447.2257 | 16.0628
108 | 423.6512 | 14.3204 | 423.6512 | 14.3204
109 | 401.853 | 11.1594 | 401.853 | 11.1594
110 | 385.9609 | 21.2857 | 385.9609 | 21.2857
111 | 372.0565 | 38.4662 | 372.0565 | 38.4662
112 | 359.089 | 61.0107 | 359.089 | 61.0107
113 | 355.4934 | 118.1388 | 355.4934 | 118.1388
114 | 364.9248 | 126.1846 | 364.9248 | 126.1846
115 | 384.1735 | 127.8201 | 384.1735 | 127.8201
116 | 420.8608 | 124.0588 | 420.8608 | 124.0588
117 | 451.8881 | 125.0463 | 451.8881 | 125.0463
118 | 482.104 | 111.6649 | 482.104 | 111.6649
119 | 521.4137 | 99.3502 | 521.4137 | 99.3502
120 | 525.8126 | 86.2777 | 525.8126 | 86.2777
121 | 499.3452 | 65.3165 | 499.3452 | 65.3165
122 | 495.9689 | 52.052 | 495.9689 | 52.052
123 | 500.7077 | 57.8145 | 500.7077 | 57.8145
124 | 500.0213 | 70.7997 | 500.0213 | 70.7997
125 | 502.2106 | 80.853 | 502.2106 | 80.853
126 | 493.5433 | 76.2765 | 493.5433 | 76.2765
127 | 473.2954 | 70.6509 | 473.2954 | 70.6509
128 | 459.4872 | 57.7331 | 459.4872 | 57.7331
129 | 455.0289 | 51.9525 | 455.0289 | 51.9525
130 | 458.5587 | 30.4971 | 458.5587 | 30.4971
131 | 448.8409 | 16.0628 | 448.8409 | 16.0628
132 | 424.1619 | 14.3204 | 424.1619 | 14.3204
133 | 400.2367 | 8.8012 | 400.2367 | 8.8012
134 | 384.5543 | 17.4866 | 384.5543 | 17.4866
135 | 370.5758 | 24.8399 | 370.5758 | 24.8399
136 | 355.593 | 39.7739 | 355.593 | 39.7739
137 | 356.2754 | 94.4636 | 356.2754 | 94.4636
138 | 366.9005 | 102.0415 | 366.9005 | 102.0415
139 | 389.3668 | 103.0982 | 389.3668 | 103.0982
140 | 434.6644 | 96.3998 | 434.6644 | 96.3998
141 | 470.6978 | 93.5452 | 470.6978 | 93.5452
142 | 501.091 | 77.6453 | 501.091 | 77.6453
143 | 540.4133 | 67.2887 | 540.4133 | 67.2887
144 | 546.4122 | 54.7396 | 546.4122 | 54.7396
145 | 515.7534 | 48.5069 | 515.7534 | 48.5069
146 | 507.2501 | 52.052 | 507.2501 | 52.052
147 | 516.1434 | 57.8145 | 516.1434 | 57.8145
148 | 512.1674 | 70.7997 | 512.1674 | 70.7997
149 | 512.4831 | 80.853 | 512.4831 | 80.853
150 | 502.3534 | 76.2765 | 502.3534 | 76.2765
151 | 481.7532 | 70.6509 | 481.7532 | 70.6509
152 | 461.7796 | 57.7331 | 461.7796 | 57.7331
153 | 458.6508 | 51.9525 | 458.6508 | 51.9525
154 | 462.6005 | 30.4971 | 462.6005 | 30.4971
155 | 449.8751 | 16.0628 | 449.8751 | 16.0628
156 | 424.7805 | 14.3204 | 424.7805 | 14.3204
157 | 398.3488 | 8.8012 | 398.3488 | 8.8012
158 | 381.274 | 9.445 | 381.274 | 9.445
159 | 364.4689 | 14.3539 | 364.4689 | 14.3539
160 | 350.206 | 28.7892 | 350.206 | 28.7892
161 | 350.0934 | 82.974 | 350.0934 | 82.974
162 | 362.7291 | 88.1751 | 362.7291 | 88.1751
163 | 382.9228 | 89.1763 | 382.9228 | 89.1763
164 | 425.7594 | 86.8744 | 425.7594 | 86.8744
165 | 464.1205 | 89.8692 | 464.1205 | 89.8692
166 | 490.104 | 78.4581 | 490.104 | 78.4581
167 | 526.8944 | 70.0226 | 526.8944 | 70.0226
168 | 530.9016 | 58.3847 | 530.9016 | 58.3847
169 | 504.8221 | 48.5069 | 504.8221 | 48.5069
170 | 498.081 | 52.052 | 498.081 | 52.052
171 | 504.7929 | 57.8145 | 504.7929 | 57.8145
172 | 501.3602 | 70.7997 | 501.3602 | 70.7997
173 | 502.5772 | 80.853 | 502.5772 | 80.853
174 | 493.323 | 76.2765 | 493.323 | 76.2765
175 | 470.8727 | 70.6509 | 470.8727 | 70.6509
176 | 452.8887 | 57.7331 | 452.8887 | 57.7331
177 | 448.4723 | 51.9525 | 448.4723 | 51.9525
178 | 456.9916 | 30.4971 | 456.9916 | 30.4971
179 | 444.6529 | 16.0628 | 444.6529 | 16.0628
180 | 419.4948 | 14.3204 | 419.4948 | 14.3204
181 | 395.6822 | 8.8012 | 395.6822 | 8.8012
182 | 377.6599 | 9.445 | 377.6599 | 9.445
183 | 362.8849 | 14.3539 | 362.8849 | 14.3539
184 | 349.9695 | 28.7892 | 349.9695 | 28.7892
185 | 351.6543 | 83.8298 | 351.6543 | 83.8298
186 | 361.4176 | 92.9594 | 361.4176 | 92.9594
187 | 385.7817 | 96.3866 | 385.7817 | 96.3866
188 | 430.1264 | 93.3642 | 430.1264 | 93.3642
189 | 467.5039 | 94.4503 | 467.5039 | 94.4503
190 | 500.4916 | 85.1943 | 500.4916 | 85.1943
191 | 538.3985 | 82.3128 | 538.3985 | 82.3128
192 | 542.6498 | 77.2263 | 542.6498 | 77.2263
193 | 520.901 | 68.309 | 520.901 | 68.309
194 | 504.4414 | 66.4049 | 504.4414 | 66.4049
195 | 511.1614 | 64.8524 | 511.1614 | 64.8524
196 | 514.2424 | 72.4376 | 514.2424 | 72.4376
197 | 519.9443 | 80.853 | 519.9443 | 80.853
198 | 509.9865 | 76.2765 | 509.9865 | 76.2765
199 | 485.0107 | 70.6509 | 485.0107 | 70.6509
200 | 473.1896 | 57.7331 | 473.1896 | 57.7331
201 | 464.6272 | 51.9525 | 464.6272 | 51.9525
202 | 467.5279 | 30.4971 | 467.5279 | 30.4971
203 | 448.0299 | 16.0628 | 448.0299 | 16.0628
204 | 423.8994 | 14.3204 | 423.8994 | 14.3204
205 | 398.3689 | 13.881 | 398.3689 | 13.881
206 | 383.5076 | 20.947 | 383.5076 | 20.947
207 | 370.5397 | 29.1809 | 370.5397 | 29.1809
208 | 359.6715 | 45.919 | 359.6715 | 45.919
209 | 357.1786 | 102.7638 | 357.1786 | 102.7638
210 | 364.7937 | 110.2985 | 364.7937 | 110.2985
211 | 386.6873 | 107.0389 | 386.6873 | 107.0389
212 | 422.6316 | 96.9602 | 422.6316 | 96.9602
213 | 456.5383 | 96.4822 | 456.5383 | 96.4822
214 | 485.7372 | 89.1904 | 485.7372 | 89.1904
215 | 531.1745 | 78.2735 | 531.1745 | 78.2735
216 | 539.524 | 61.6913 | 539.524 | 61.6913
217 | 518.3479 | 48.5069 | 518.3479 | 48.5069
218 | 515.7453 | 52.052 | 515.7453 | 52.052
219 | 513.6113 | 57.8145 | 513.6113 | 57.8145
220 | 515.8635 | 70.7997 | 515.8635 | 70.7997
221 | 516.4664 | 80.853 | 516.4664 | 80.853
222 | 509.9817 | 76.2765 | 509.9817 | 76.2765
223 | 488.6076 | 70.6509 | 488.6076 | 70.6509
224 | 469.3448 | 57.7331 | 469.3448 | 57.7331
225 | 464.307 | 51.9525 | 464.307 | 51.9525
226 | 468.5095 | 30.4971 | 468.5095 | 30.4971
227 | 451.6794 | 16.0628 | 451.6794 | 16.0628
228 | 427.5184 | 14.3204 | 427.5184 | 14.3204
229 | 402.5709 | 8.8012 | 402.5709 | 8.8012
230 | 385.0314 | 9.445 | 385.0314 | 9.445
231 | 372.6185 | 14.3539 | 372.6185 | 14.3539
232 | 357.5499 | 28.7892 | 357.5499 | 28.7892
233 | 357.5855 | 82.974 | 357.5855 | 82.974
234 | 363.5417 | 89.7267 | 363.5417 | 89.7267
235 | 377.9192 | 91.7501 | 377.9192 | 91.7501
236 | 410.4663 | 86.2217 | 410.4663 | 86.2217
237 | 441.2442 | 84.2352 | 441.2442 | 84.2352
238 | 469.4683 | 75.4718 | 469.4683 | 75.4718
239 | 512.4275 | 75.084 | 512.4275 | 75.084
240 | 516.8146 | 71.4445 | 516.8146 | 71.4445
241 | 499.436 | 63.0383 | 499.436 | 63.0383
242 | 494.3762 | 61.5467 | 494.3762 | 61.5467
243 | 491.7715 | 58.3133 | 491.7715 | 58.3133
244 | 498.3131 | 70.7997 | 498.3131 | 70.7997
245 | 502.9751 | 80.853 | 502.9751 | 80.853
246 | 492.5209 | 76.2765 | 492.5209 | 76.2765
247 | 474.2639 | 70.6509 | 474.2639 | 70.6509
248 | 458.6156 | 57.7331 | 458.6156 | 57.7331
249 | 453.3285 | 51.9525 | 453.3285 | 51.9525
250 | 458.6069 | 30.4971 | 458.6069 | 30.4971
251 | 442.3662 | 16.0628 | 442.3662 | 16.0628
252 | 421.0646 | 15.4719 | 421.0646 | 15.4719
253 | 398.9033 | 23.0493 | 398.9033 | 23.0493
254 | 383.3995 | 36.6299 | 383.3995 | 36.6299
255 | 372.2039 | 45.6642 | 372.2039 | 45.6642
256 | 356.6524 | 63.7323 | 356.6524 | 63.7323
257 | 357.3594 | 122.3012 | 357.3594 | 122.3012
258 | 360.7701 | 131.5169 | 360.7701 | 131.5169
259 | 376.4944 | 132.8568 | 376.4944 | 132.8568
260 | 403.2943 | 126.5094 | 403.2943 | 126.5094
261 | 433.1884 | 124.3998 | 433.1884 | 124.3998
262 | 463.4328 | 105.7353 | 463.4328 | 105.7353
263 | 498.8976 | 92.0291 | 498.8976 | 92.0291
264 | 509.6065 | 74.0614 | 509.6065 | 74.0614
265 | 493.2938 | 48.7409 | 493.2938 | 48.7409
266 | 490.4395 | 52.052 | 490.4395 | 52.052
267 | 488.1531 | 57.8145 | 488.1531 | 57.8145
268 | 488.9061 | 70.7997 | 488.9061 | 70.7997
269 | 492.4715 | 80.853 | 492.4715 | 80.853
270 | 479.8221 | 76.2765 | 479.8221 | 76.2765
271 | 464.2702 | 70.6509 | 464.2702 | 70.6509
272 | 452.8979 | 57.7331 | 452.8979 | 57.7331
273 | 454.4722 | 51.9525 | 454.4722 | 51.9525
274 | 460.4944 | 30.4971 | 460.4944 | 30.4971
275 | 447.8579 | 16.0628 | 447.8579 | 16.0628
276 | 422.8618 | 14.3204 | 422.8618 | 14.3204
277 | 397.5345 | 8.8012 | 397.5345 | 8.8012
278 | 383.7674 | 22.9174 | 383.7674 | 22.9174
279 | 372.3557 | 28.3804 | 372.3557 | 28.3804
280 | 360.8098 | 43.1666 | 360.8098 | 43.1666
281 | 356.2068 | 99.3403 | 356.2068 | 99.3403
282 | 362.2879 | 105.7113 | 362.2879 | 105.7113
283 | 377.4738 | 106.4724 | 377.4738 | 106.4724
284 | 411.0147 | 102.4833 | 411.0147 | 102.4833
285 | 442.7639 | 97.8492 | 442.7639 | 97.8492
286 | 469.481 | 81.7277 | 469.481 | 81.7277
287 | 508.2238 | 70.9093 | 508.2238 | 70.9093
288 | 518.4521 | 55.5462 | 518.4521 | 55.5462
289 | 498.0425 | 48.5069 | 498.0425 | 48.5069
290 | 491.1577 | 52.052 | 491.1577 | 52.052
291 | 492.4681 | 57.8145 | 492.4681 | 57.8145
292 | 493.5351 | 70.7997 | 493.5351 | 70.7997
293 | 502.2916 | 80.853 | 502.2916 | 80.853
294 | 495.5412 | 76.2765 | 495.5412 | 76.2765
295 | 475.4269 | 70.6509 | 475.4269 | 70.6509
296 | 463.7668 | 57.7331 | 463.7668 | 57.7331
297 | 460.1972 | 51.9525 | 460.1972 | 51.9525
298 | 457.4852 | 30.4971 | 457.4852 | 30.4971
299 | 444.1474 | 16.0628 | 444.1474 | 16.0628
300 | 418.7919 | 14.3204 | 418.7919 | 14.3204
301 | 393.6894 | 8.8012 | 393.6894 | 8.8012
302 | 379.6945 | 9.445 | 379.6945 | 9.445
303 | 366.8452 | 14.3539 | 366.8452 | 14.3539
304 | 351.3327 | 28.7892 | 351.3327 | 28.7892
305 | 350.9552 | 82.974 | 350.9552 | 82.974
306 | 361.2531 | 91.6417 | 361.2531 | 91.6417
307 | 380.8458 | 93.037 | 380.8458 | 93.037
308 | 423.7076 | 86.7081 | 423.7076 | 86.7081
309 | 462.1976 | 84.8633 | 462.1976 | 84.8633
310 | 486.5875 | 70.669 | 486.5875 | 70.669
311 | 529.8744 | 59.081 | 529.8744 | 59.081
312 | 526.8276 | 54.7396 | 526.8276 | 54.7396
313 | 502.0195 | 48.5069 | 502.0195 | 48.5069
314 | 495.9291 | 52.052 | 495.9291 | 52.052
315 | 498.8628 | 57.8145 | 498.8628 | 57.8145
316 | 496.6994 | 70.7997 | 496.6994 | 70.7997
317 | 502.4378 | 80.853 | 502.4378 | 80.853
318 | 493.6072 | 76.2765 | 493.6072 | 76.2765
319 | 469.9613 | 70.6509 | 469.9613 | 70.6509
320 | 453.9711 | 57.7331 | 453.9711 | 57.7331
321 | 449.8191 | 51.9525 | 449.8191 | 51.9525
322 | 457.2217 | 30.4971 | 457.2217 | 30.4971
323 | 442.4511 | 16.0628 | 442.4511 | 16.0628
324 | 411.0231 | 14.3204 | 411.0231 | 14.3204
325 | 384.679 | 8.8012 | 384.679 | 8.8012
326 | 372.4948 | 9.445 | 372.4948 | 9.445
327 | 358.4476 | 14.3539 | 358.4476 | 14.3539
328 | 343.8011 | 28.7892 | 343.8011 | 28.7892
329 | 343.5062 | 86.9578 | 343.5062 | 86.9578
330 | 355.848 | 97.6328 | 355.848 | 97.6328
331 | 374.0066 | 103.4738 | 374.0066 | 103.4738
332 | 416.1937 | 103.6101 | 416.1937 | 103.6101
333 | 455.4653 | 106.9436 | 455.4653 | 106.9436
334 | 485.9423 | 98.8821 | 485.9423 | 98.8821
335 | 520.007 | 95.1509 | 520.007 | 95.1509
336 | 527.4229 | 87.5954 | 527.4229 | 87.5954
337 | 500.6611 | 72.6069 | 500.6611 | 72.6069
338 | 495.9982 | 64.7177 | 495.9982 | 64.7177
339 | 496.3349 | 59.4462 | 496.3349 | 59.4462
340 | 495.216 | 70.7997 | 495.216 | 70.7997
341 | 499.2772 | 80.853 | 499.2772 | 80.853
342 | 491.43 | 76.2765 | 491.43 | 76.2765
343 | 468.9906 | 70.6509 | 468.9906 | 70.6509
344 | 453.468 | 57.7331 | 453.468 | 57.7331
345 | 451.2298 | 51.9525 | 451.2298 | 51.9525
346 | 458.4275 | 30.4971 | 458.4275 | 30.4971
347 | 438.9442 | 16.0628 | 438.9442 | 16.0628
348 | 410.2841 | 14.3204 | 410.2841 | 14.3204
349 | 387.0712 | 18.4929 | 387.0712 | 18.4929
350 | 371.3186 | 27.9788 | 371.3186 | 27.9788
351 | 359.1287 | 35.8801 | 359.1287 | 35.8801
352 | 347.0768 | 53.9421 | 347.0768 | 53.9421
353 | 346.9171 | 113.2067 | 346.9171 | 113.2067
354 | 358.1428 | 127.1143 | 358.1428 | 127.1143
355 | 378.4197 | 134.3346 | 378.4197 | 134.3346
356 | 418.3378 | 128.7569 | 418.3378 | 128.7569
357 | 455.8921 | 124.6769 | 455.8921 | 124.6769
358 | 489.3865 | 108.1859 | 489.3865 | 108.1859
359 | 524.5635 | 91.6166 | 524.5635 | 91.6166
360 | 525.7403 | 75.5885 | 525.7403 | 75.5885
361 | 505.3912 | 52.657 | 505.3912 | 52.657
362 | 495.6687 | 52.052 | 495.6687 | 52.052
363 | 496.5088 | 57.8145 | 496.5088 | 57.8145
364 | 496.4934 | 70.7997 | 496.4934 | 70.7997
365 | 504.1146 | 80.853 | 504.1146 | 80.853
366 | 493.7437 | 76.2765 | 493.7437 | 76.2765
367 | 472.0165 | 70.6509 | 472.0165 | 70.6509
368 | 456.1625 | 57.7331 | 456.1625 | 57.7331
369 | 450.7362 | 51.9525 | 450.7362 | 51.9525
370 | 459.5928 | 30.4971 | 459.5928 | 30.4971
371 | 444.2755 | 16.0628 | 444.2755 | 16.0628
372 | 417.1615 | 14.3204 | 417.1615 | 14.3204
373 | 391.3734 | 8.8012 | 391.3734 | 8.8012
374 | 373.2278 | 14.7712 | 373.2278 | 14.7712
375 | 362.2668 | 22.6048 | 362.2668 | 22.6048
376 | 348.3713 | 39.2074 | 348.3713 | 39.2074
377 | 346.2496 | 93.6201 | 346.2496 | 93.6201
378 | 354.5436 | 98.7227 | 354.5436 | 98.7227
379 | 371.8928 | 99.0343 | 371.8928 | 99.0343
380 | 409.9661 | 91.8557 | 409.9661 | 91.8557
381 | 446.5068 | 89.3889 | 446.5068 | 89.3889
382 | 476.5205 | 77.8424 | 476.5205 | 77.8424
383 | 515.0302 | 73.2676 | 515.0302 | 73.2676
384 | 520.13 | 66.5494 | 520.13 | 66.5494
385 | 495.1094 | 55.908 | 495.1094 | 55.908
386 | 488.9021 | 54.127 | 488.9021 | 54.127
387 | 489.9899 | 57.8145 | 489.9899 | 57.8145
388 | 493.4 | 70.7997 | 493.4 | 70.7997
389 | 489.559 | 80.853 | 489.559 | 80.853
390 | 484.8342 | 76.2765 | 484.8342 | 76.2765
391 | 467.3108 | 70.6509 | 467.3108 | 70.6509
392 | 443.3404 | 57.7331 | 443.3404 | 57.7331
393 | 439.0415 | 51.9525 | 439.0415 | 51.9525
394 | 448.987 | 30.4971 | 448.987 | 30.4971
395 | 438.7759 | 16.0628 | 438.7759 | 16.0628
396 | 415.1752 | 14.3204 | 415.1752 | 14.3204
397 | 389.8656 | 13.0559 | 389.8656 | 13.0559
398 | 376.1665 | 23.4346 | 376.1665 | 23.4346
399 | 364.4491 | 33.7435 | 364.4491 | 33.7435
400 | 350.4538 | 52.1564 | 350.4538 | 52.1564
401 | 348.1075 | 107.9114 | 348.1075 | 107.9114
402 | 353.7569 | 113.9191 | 353.7569 | 113.9191
403 | 364.8195 | 113.3194 | 364.8195 | 113.3194
404 | 399.0228 | 105.9438 | 399.0228 | 105.9438
405 | 430.9091 | 102.6704 | 430.9091 | 102.6704
406 | 460.5851 | 88.3653 | 460.5851 | 88.3653
407 | 502.5571 | 80.1761 | 502.5571 | 80.1761
408 | 512.1913 | 72.3004 | 512.1913 | 72.3004
409 | 492.2885 | 61.0556 | 492.2885 | 61.0556
410 | 486.7542 | 56.8301 | 486.7542 | 56.8301
411 | 484.4916 | 57.8145 | 484.4916 | 57.8145
412 | 488.227 | 70.7997 | 488.227 | 70.7997
413 | 491.1064 | 80.853 | 491.1064 | 80.853
414 | 477.9928 | 76.2765 | 477.9928 | 76.2765
415 | 458.9699 | 70.6509 | 458.9699 | 70.6509
416 | 444.3353 | 57.7331 | 444.3353 | 57.7331
417 | 442.7451 | 51.9525 | 442.7451 | 51.9525
418 | 452.9475 | 30.4971 | 452.9475 | 30.4971
419 | 436.7153 | 16.0628 | 436.7153 | 16.0628
420 | 410.527 | 14.3204 | 410.527 | 14.3204
421 | 389.5124 | 16.2947 | 389.5124 | 16.2947
422 | 375.1671 | 23.2314 | 375.1671 | 23.2314
423 | 363.9276 | 32.198 | 363.9276 | 32.198
424 | 349.5662 | 51.2205 | 349.5662 | 51.2205
425 | 348.4716 | 110.5098 | 348.4716 | 110.5098
426 | 351.342 | 121.7697 | 351.342 | 121.7697
427 | 365.4081 | 125.1724 | 365.4081 | 125.1724
428 | 394.3729 | 119.0344 | 394.3729 | 119.0344
429 | 423.0071 | 118.3286 | 423.0071 | 118.3286
430 | 452.5512 | 109.5221 | 452.5512 | 109.5221
431 | 491.8571 | 107.3487 | 491.8571 | 107.3487
432 | 500.5354 | 101.6588 | 500.5354 | 101.6588
433 | 483.7186 | 90.9435 | 483.7186 | 90.9435
434 | 477.0709 | 87.0505 | 477.0709 | 87.0505
435 | 479.894 | 83.0475 | 479.894 | 83.0475
436 | 483.0914 | 86.6181 | 483.0914 | 86.6181
437 | 484.9642 | 89.6334 | 484.9642 | 89.6334
438 | 479.5327 | 80.2911 | 479.5327 | 80.2911
439 | 463.6141 | 72.4612 | 463.6141 | 72.4612
440 | 450.839 | 61.0396 | 450.839 | 61.0396
441 | 451.2088 | 58.8734 | 451.2088 | 58.8734
442 | 455.0745 | 43.1567 | 455.0745 | 43.1567
443 | 435.5854 | 34.9044 | 435.5854 | 34.9044
444 | 408.827 | 39.9474 | 408.827 | 39.9474
445 | 385.8832 | 46.2011 | 385.8832 | 46.2011
446 | 371.387 | 59.5107 | 371.387 | 59.5107
447 | 360.9937 | 68.2064 | 360.9937 | 68.2064
448 | 350.5191 | 86.5577 | 350.5191 | 86.5577
449 | 344.587 | 143.7288 | 344.587 | 143.7288
450 | 350.3216 | 151.8732 | 350.3216 | 151.8732
451 | 366.9416 | 152.3757 | 366.9416 | 152.3757
452 | 400.5989 | 144.9385 | 400.5989 | 144.9385
453 | 435.3118 | 137.9399 | 435.3118 | 137.9399
454 | 464.158 | 122.4403 | 464.158 | 122.4403
455 | 504.367 | 109.67 | 504.367 | 109.67
456 | 507.6814 | 95.1074 | 507.6814 | 95.1074
457 | 491.2539 | 75.587 | 491.2539 | 75.587
458 | 482.0342 | 65.0872 | 482.0342 | 65.0872
459 | 486.7464 | 61.4104 | 486.7464 | 61.4104
460 | 485.8259 | 70.7997 | 485.8259 | 70.7997
461 | 491.7057 | 80.853 | 491.7057 | 80.853
462 | 486.3027 | 76.2765 | 486.3027 | 76.2765
463 | 470.5544 | 70.6509 | 470.5544 | 70.6509
464 | 452.6369 | 57.7331 | 452.6369 | 57.7331
465 | 452.6002 | 51.9525 | 452.6002 | 51.9525
466 | 455.6263 | 30.4971 | 455.6263 | 30.4971
467 | 437.7112 | 16.0628 | 437.7112 | 16.0628
468 | 417.4257 | 14.3204 | 417.4257 | 14.3204
469 | 393.0722 | 16.6949 | 393.0722 | 16.6949
470 | 379.0083 | 26.6488 | 379.0083 | 26.6488
471 | 368.7773 | 37.8751 | 368.7773 | 37.8751
472 | 359.9135 | 59.3605 | 359.9135 | 59.3605
473 | 355.6212 | 120.6387 | 355.6212 | 120.6387
474 | 364.0974 | 133.5919 | 364.0974 | 133.5919
475 | 385.9688 | 136.1879 | 385.9688 | 136.1879
476 | 431.7441 | 130.1423 | 431.7441 | 130.1423
477 | 472.8261 | 125.0771 | 472.8261 | 125.0771
478 | 501.4672 | 109.5714 | 501.4672 | 109.5714
479 | 543.3268 | 96.1176 | 543.3268 | 96.1176
480 | 547.7042 | 83.7347 | 547.7042 | 83.7347
481 | 518.2622 | 70.2917 | 518.2622 | 70.2917
482 | 517.1525 | 62.8459 | 517.1525 | 62.8459
483 | 523.5761 | 60.69 | 523.5761 | 60.69
484 | 517.1514 | 73.1519 | 517.1514 | 73.1519
485 | 519.6669 | 86.5301 | 519.6669 | 86.5301
486 | 514.3217 | 83.1912 | 514.3217 | 83.1912
487 | 486.689 | 75.4475 | 486.689 | 75.4475
488 | 467.6907 | 57.7331 | 467.6907 | 57.7331
489 | 464.8374 | 51.9525 | 464.8374 | 51.9525
490 | 468.24 | 30.4971 | 468.24 | 30.4971
491 | 446.8631 | 16.0628 | 446.8631 | 16.0628
492 | 416.9727 | 14.3204 | 416.9727 | 14.3204
493 | 393.0471 | 13.7209 | 393.0471 | 13.7209
494 | 379.6052 | 16.9632 | 379.6052 | 16.9632
495 | 370.8338 | 22.9004 | 370.8338 | 22.9004
496 | 359.8268 | 39.3491 | 359.8268 | 39.3491
497 | 356.2646 | 96.4402 | 356.2646 | 96.4402
498 | 363.5788 | 107.7925 | 363.5788 | 107.7925
499 | 383.1781 | 114.6248 | 383.1781 | 114.6248
500 | 426.2836 | 114.1146 | 426.2836 | 114.1146
501 | 465.4113 | 115.4285 | 465.4113 | 115.4285
502 | 498.5934 | 101.302 | 498.5934 | 101.302
503 | 533.75 | 80.3054 | 533.75 | 80.3054
504 | 542.1491 | 64.3205 | 542.1491 | 64.3205
505 | 514.781 | 48.5069 | 514.781 | 48.5069
506 | 509.3672 | 52.052 | 509.3672 | 52.052
507 | 510.873 | 57.8145 | 510.873 | 57.8145
508 | 509.154 | 70.7997 | 509.154 | 70.7997
509 | 507.5788 | 80.853 | 507.5788 | 80.853
510 | 503.0154 | 76.2765 | 503.0154 | 76.2765
511 | 480.7762 | 70.6509 | 480.7762 | 70.6509
512 | 465.7142 | 57.7331 | 465.7142 | 57.7331
513 | 465.5282 | 51.9525 | 465.5282 | 51.9525
514 | 465.4958 | 30.4971 | 465.4958 | 30.4971
515 | 445.9177 | 16.0628 | 445.9177 | 16.0628
516 | 416.1451 | 14.3204 | 416.1451 | 14.3204
517 | 392.7836 | 8.8012 | 392.7836 | 8.8012
518 | 380.2446 | 9.445 | 380.2446 | 9.445
519 | 369.7414 | 14.3539 | 369.7414 | 14.3539
520 | 361.7178 | 28.7892 | 361.7178 | 28.7892
521 | 359.1363 | 83.0848 | 359.1363 | 83.0848
522 | 366.8292 | 91.2661 | 366.8292 | 91.2661
523 | 388.2414 | 92.4028 | 388.2414 | 92.4028
524 | 430.2001 | 85.5013 | 430.2001 | 85.5013
525 | 468.2186 | 83.5025 | 468.2186 | 83.5025
526 | 500.5034 | 72.7194 | 500.5034 | 72.7194
527 | 536.8885 | 64.7519 | 536.8885 | 64.7519
528 | 533.0935 | 54.7396 | 533.0935 | 54.7396
529 | 507.5982 | 48.5069 | 507.5982 | 48.5069
530 | 498.4599 | 52.052 | 498.4599 | 52.052
531 | 508.4642 | 57.8145 | 508.4642 | 57.8145
532 | 508.0662 | 70.7997 | 508.0662 | 70.7997
533 | 508.335 | 80.853 | 508.335 | 80.853
534 | 493.3978 | 76.2765 | 493.3978 | 76.2765
535 | 474.6607 | 70.6509 | 474.6607 | 70.6509
536 | 461.1355 | 57.7331 | 461.1355 | 57.7331
537 | 460.7012 | 51.9525 | 460.7012 | 51.9525
538 | 461.9472 | 30.4971 | 461.9472 | 30.4971
539 | 443.2177 | 16.0628 | 443.2177 | 16.0628
540 | 415.3411 | 14.3204 | 415.3411 | 14.3204
541 | 391.0373 | 8.8012 | 391.0373 | 8.8012
542 | 376.75 | 9.445 | 376.75 | 9.445
543 | 368.4821 | 14.3539 | 368.4821 | 14.3539
544 | 358.4435 | 28.7892 | 358.4435 | 28.7892
545 | 352.1913 | 82.974 | 352.1913 | 82.974
546 | 358.5675 | 91.0013 | 358.5675 | 91.0013
547 | 377.1662 | 93.0001 | 377.1662 | 93.0001
548 | 416.3969 | 87.2007 | 416.3969 | 87.2007
549 | 451.2188 | 82.6281 | 451.2188 | 82.6281
550 | 488.0924 | 66.9746 | 488.0924 | 66.9746
551 | 519.4392 | 59.081 | 519.4392 | 59.081
552 | 523.9695 | 54.7396 | 523.9695 | 54.7396
553 | 501.307 | 48.5069 | 501.307 | 48.5069
554 | 495.8452 | 52.052 | 495.8452 | 52.052
555 | 499.9044 | 57.8145 | 499.9044 | 57.8145
556 | 497.5658 | 70.7997 | 497.5658 | 70.7997
557 | 499.7747 | 80.853 | 499.7747 | 80.853
558 | 487.7679 | 76.2765 | 487.7679 | 76.2765
559 | 473.7392 | 70.6509 | 473.7392 | 70.6509
560 | 454.5836 | 57.7331 | 454.5836 | 57.7331
561 | 454.2115 | 51.9525 | 454.2115 | 51.9525
562 | 457.7562 | 30.4971 | 457.7562 | 30.4971
563 | 442.7183 | 16.0628 | 442.7183 | 16.0628
564 | 416.4142 | 14.3204 | 416.4142 | 14.3204
565 | 393.6264 | 8.8012 | 393.6264 | 8.8012
566 | 380.9326 | 9.445 | 380.9326 | 9.445
567 | 371.0517 | 14.3539 | 371.0517 | 14.3539
568 | 358.6189 | 28.7892 | 358.6189 | 28.7892
569 | 354.8112 | 82.974 | 354.8112 | 82.974
570 | 358.6531 | 89.9669 | 358.6531 | 89.9669
571 | 372.5566 | 95.8202 | 372.5566 | 95.8202
572 | 405.9949 | 91.9234 | 405.9949 | 91.9234
573 | 434.3968 | 93.2681 | 434.3968 | 93.2681
574 | 462.3949 | 83.0638 | 462.3949 | 83.0638
575 | 499.6092 | 69.2837 | 499.6092 | 69.2837
576 | 506.4893 | 56.4329 | 506.4893 | 56.4329
577 | 487.0541 | 48.5069 | 487.0541 | 48.5069
578 | 479.3886 | 52.052 | 479.3886 | 52.052
579 | 483.7705 | 57.8145 | 483.7705 | 57.8145
580 | 486.6708 | 70.7997 | 486.6708 | 70.7997
581 | 486.2185 | 80.853 | 486.2185 | 80.853
582 | 473.7011 | 76.2765 | 473.7011 | 76.2765
583 | 453.9215 | 70.6509 | 453.9215 | 70.6509
584 | 440.7074 | 57.7331 | 440.7074 | 57.7331
585 | 446.8326 | 51.9525 | 446.8326 | 51.9525
586 | 454.1887 | 30.4971 | 454.1887 | 30.4971
587 | 433.9886 | 16.0628 | 433.9886 | 16.0628
588 | 408.2716 | 14.3204 | 408.2716 | 14.3204
589 | 387.0725 | 8.8012 | 387.0725 | 8.8012
590 | 375.5502 | 16.4029 | 375.5502 | 16.4029
591 | 365.7332 | 26.8842 | 365.7332 | 26.8842
592 | 352.6772 | 44.5767 | 352.6772 | 44.5767
593 | 348.6923 | 100.4117 | 348.6923 | 100.4117
594 | 353.6173 | 106.1054 | 353.6173 | 106.1054
595 | 369.7529 | 107.2175 | 369.7529 | 107.2175
596 | 397.1268 | 102.9267 | 397.1268 | 102.9267
597 | 424.2233 | 101.4512 | 424.2233 | 101.4512
598 | 455.8375 | 88.5131 | 455.8375 | 88.5131
599 | 491.0241 | 74.4929 | 491.0241 | 74.4929
600 | 492.4115 | 60.7615 | 492.4115 | 60.7615
601 | 477.0392 | 48.5069 | 477.0392 | 48.5069
602 | 468.3062 | 52.052 | 468.3062 | 52.052
603 | 474.2801 | 57.8145 | 474.2801 | 57.8145
604 | 477.7513 | 70.7997 | 477.7513 | 70.7997
605 | 479.5764 | 80.853 | 479.5764 | 80.853
606 | 468.6772 | 76.2765 | 468.6772 | 76.2765
607 | 452.2026 | 70.6509 | 452.2026 | 70.6509
608 | 441.7639 | 57.7331 | 441.7639 | 57.7331
609 | 444.0979 | 51.9525 | 444.0979 | 51.9525
610 | 448.1379 | 30.4971 | 448.1379 | 30.4971
611 | 432.1463 | 16.0628 | 432.1463 | 16.0628
612 | 407.3184 | 14.3204 | 407.3184 | 14.3204
613 | 383.1109 | 8.8012 | 383.1109 | 8.8012
614 | 370.1292 | 9.9869 | 370.1292 | 9.9869
615 | 361.6098 | 21.8598 | 361.6098 | 21.8598
616 | 351.1443 | 40.9685 | 351.1443 | 40.9685
617 | 345.9318 | 97.2468 | 345.9318 | 97.2468
618 | 352.1303 | 103.1868 | 352.1303 | 103.1868
619 | 370.0319 | 102.23 | 370.0319 | 102.23
620 | 404.1974 | 96.3814 | 404.1974 | 96.3814
621 | 436.6603 | 95.8973 | 436.6603 | 95.8973
622 | 466.07 | 83.9813 | 466.07 | 83.9813
623 | 500.8195 | 71.9868 | 500.8195 | 71.9868
624 | 504.7586 | 55.8048 | 504.7586 | 55.8048
625 | 481.8672 | 48.5069 | 481.8672 | 48.5069
626 | 477.4093 | 52.052 | 477.4093 | 52.052
627 | 480.7309 | 57.8145 | 480.7309 | 57.8145
628 | 481.3289 | 70.7997 | 481.3289 | 70.7997
629 | 487.9734 | 80.853 | 487.9734 | 80.853
630 | 479.3572 | 76.2765 | 479.3572 | 76.2765
631 | 458.5659 | 70.6509 | 458.5659 | 70.6509
632 | 448.9849 | 57.7331 | 448.9849 | 57.7331
633 | 451.5161 | 51.9525 | 451.5161 | 51.9525
634 | 458.133 | 30.4971 | 458.133 | 30.4971
635 | 437.3107 | 16.0628 | 437.3107 | 16.0628
636 | 405.4238 | 14.3204 | 405.4238 | 14.3204
637 | 383.4241 | 8.8012 | 383.4241 | 8.8012
638 | 370.5602 | 9.445 | 370.5602 | 9.445
639 | 363.1167 | 14.3539 | 363.1167 | 14.3539
640 | 353.7111 | 28.7892 | 353.7111 | 28.7892
641 | 349.4961 | 82.974 | 349.4961 | 82.974
642 | 355.7564 | 88.1751 | 355.7564 | 88.1751
643 | 377.96 | 87.1629 | 377.96 | 87.1629
644 | 421.4869 | 81.1357 | 421.4869 | 81.1357
645 | 465.2872 | 83.3978 | 465.2872 | 83.3978
646 | 497.1779 | 75.6134 | 497.1779 | 75.6134
647 | 540.8373 | 68.2555 | 540.8373 | 68.2555
648 | 541.2043 | 61.6666 | 541.2043 | 61.6666
649 | 518.9356 | 57.1087 | 518.9356 | 57.1087
650 | 510.8648 | 68.1474 | 510.8648 | 68.1474
651 | 513.0478 | 85.6028 | 513.0478 | 85.6028
652 | 513.4131 | 107.6825 | 513.4131 | 107.6825
653 | 512.6854 | 120.642 | 512.6854 | 120.642
654 | 501.7901 | 110.7517 | 501.7901 | 110.7517
655 | 479.5982 | 93.3532 | 479.5982 | 93.3532
656 | 469.1017 | 70.4357 | 469.1017 | 70.4357
657 | 471.6027 | 60.4743 | 471.6027 | 60.4743
658 | 468.6218 | 39.6778 | 468.6218 | 39.6778
659 | 442.1124 | 29.1473 | 442.1124 | 29.1473
660 | 398.2015 | 33.9871 | 398.2015 | 33.9871
661 | 375.0666 | 35.1609 | 375.0666 | 35.1609
662 | 360.7737 | 40.6383 | 360.7737 | 40.6383
663 | 354.0747 | 48.4658 | 354.0747 | 48.4658
664 | 346.7925 | 67.9624 | 346.7925 | 67.9624
665 | 339.7836 | 130.4289 | 339.7836 | 130.4289
666 | 346.273 | 141.0177 | 346.273 | 141.0177
667 | 367.3062 | 143.7554 | 367.3062 | 143.7554
668 | 407.7725 | 138.9412 | 407.7725 | 138.9412
669 | 449.5892 | 137.5273 | 449.5892 | 137.5273
670 | 481.4898 | 125.8823 | 481.4898 | 125.8823
671 | 516.7374 | 113.4014 | 516.7374 | 113.4014
672 | 517.775 | 95.2613 | 517.775 | 95.2613
673 | 493.2098 | 74.5588 | 493.2098 | 74.5588
674 | 489.8146 | 68.3691 | 489.8146 | 68.3691
675 | 491.7134 | 65.8499 | 491.7134 | 65.8499
676 | 492.1551 | 71.7972 | 492.1551 | 71.7972
677 | 492.203 | 80.853 | 492.203 | 80.853
678 | 482.1397 | 76.2765 | 482.1397 | 76.2765
679 | 460.7014 | 70.6509 | 460.7014 | 70.6509
680 | 445.5215 | 57.7331 | 445.5215 | 57.7331
681 | 450.4808 | 51.9525 | 450.4808 | 51.9525
682 | 451.8681 | 30.4971 | 451.8681 | 30.4971
683 | 430.164 | 16.0628 | 430.164 | 16.0628
684 | 400.4464 | 19.1355 | 400.4464 | 19.1355
685 | 378.003 | 28.5479 | 378.003 | 28.5479
686 | 363.3977 | 31.7348 | 363.3977 | 31.7348
687 | 357.0115 | 34.7225 | 357.0115 | 34.7225
688 | 345.2858 | 50.5001 | 345.2858 | 50.5001
689 | 338.7275 | 113.0343 | 338.7275 | 113.0343
690 | 349.3931 | 130.6795 | 349.3931 | 130.6795
691 | 370.0004 | 137.13 | 370.0004 | 137.13
692 | 408.4688 | 131.6447 | 408.4688 | 131.6447
693 | 445.8518 | 130.4894 | 445.8518 | 130.4894
694 | 471.4075 | 117.2311 | 471.4075 | 117.2311
695 | 505.7874 | 97.4476 | 505.7874 | 97.4476
696 | 508.2115 | 80.6129 | 508.2115 | 80.6129
697 | 484.8277 | 57.7984 | 484.8277 | 57.7984
698 | 479.3402 | 52.052 | 479.3402 | 52.052
699 | 482.7705 | 57.8145 | 482.7705 | 57.8145
700 | 480.2129 | 70.7997 | 480.2129 | 70.7997
701 | 480.1229 | 80.853 | 480.1229 | 80.853
702 | 473.9818 | 76.2765 | 473.9818 | 76.2765
703 | 451.034 | 70.6509 | 451.034 | 70.6509
704 | 434.9087 | 57.7331 | 434.9087 | 57.7331
705 | 440.9065 | 51.9525 | 440.9065 | 51.9525
706 | 444.2702 | 30.4971 | 444.2702 | 30.4971
707 | 423.5376 | 16.0628 | 423.5376 | 16.0628
708 | 405.7358 | 11.7244 | 405.7358 | 11.7244
709 | 382.4758 | 7.6157 | 382.4758 | 7.6157
710 | 369.0889 | 8.8591 | 369.0889 | 8.8591
711 | 359.8587 | 11.6667 | 359.8587 | 11.6667
712 | 352.1339 | 38.1856 | 352.1339 | 38.1856
713 | 345.5396 | 97.5939 | 345.5396 | 97.5939
714 | 355.0224 | 113.4236 | 355.0224 | 113.4236
715 | 374.4601 | 118.9877 | 374.4601 | 118.9877
716 | 411.9765 | 118.3903 | 411.9765 | 118.3903
717 | 445.9522 | 118.282 | 445.9522 | 118.282
718 | 477.9281 | 109.3343 | 477.9281 | 109.3343
719 | 509.0723 | 91.7944 | 509.0723 | 91.7944
720 | 517.7509 | 62.7824 | 517.7509 | 62.7824
721 | 494.6391 | 45.2079 | 494.6391 | 45.2079
722 | 492.445 | 48.8662 | 492.445 | 48.8662
723 | 493.1797 | 56.2552 | 493.1797 | 56.2552
724 | 493.2431 | 67.4668 | 493.2431 | 67.4668
725 | 500.9897 | 76.8584 | 500.9897 | 76.8584
726 | 495.1643 | 72.6821 | 495.1643 | 72.6821
727 | 465.8038 | 66.8746 | 465.8038 | 66.8746
728 | 447.4689 | 56.6588 | 447.4689 | 56.6588
729 | 455.2201 | 48.4822 | 455.2201 | 48.4822
730 | 455.9234 | 29.9158 | 455.9234 | 29.9158
731 | 433.1812 | 13.6425 | 433.1812 | 13.6425
732 | 406.1579 | 11.7244 | 406.1579 | 11.7244
733 | 381.206 | 7.6157 | 381.206 | 7.6157
734 | 368.0792 | 10.2332 | 368.0792 | 10.2332
735 | 364.4557 | 22.5437 | 364.4557 | 22.5437
736 | 353.7504 | 51.0152 | 353.7504 | 51.0152
737 | 348.2346 | 110.2354 | 348.2346 | 110.2354
738 | 352.1003 | 124.8935 | 352.1003 | 124.8935
739 | 366.878 | 131.3978 | 366.878 | 131.3978
740 | 397.94 | 132.0877 | 397.94 | 132.0877
741 | 434.9784 | 131.6902 | 434.9784 | 131.6902
742 | 469.7097 | 126.2571 | 469.7097 | 126.2571
743 | 500.365 | 108.9776 | 500.365 | 108.9776
744 | 512.2019 | 87.6316 | 512.2019 | 87.6316
745 | 488.0295 | 58.3123 | 488.0295 | 58.3123
746 | 482.4263 | 48.8662 | 482.4263 | 48.8662
747 | 480.536 | 56.2552 | 480.536 | 56.2552
748 | 481.9728 | 67.4668 | 481.9728 | 67.4668
749 | 489.0711 | 76.8584 | 489.0711 | 76.8584
750 | 477.4714 | 72.6821 | 477.4714 | 72.6821
751 | 457.7909 | 66.8746 | 457.7909 | 66.8746
752 | 449.8099 | 56.6588 | 449.8099 | 56.6588
753 | 454.89 | 48.4822 | 454.89 | 48.4822
754 | 451.7682 | 29.9158 | 451.7682 | 29.9158
755 | 430.1963 | 13.6425 | 430.1963 | 13.6425
756 | 403.824 | 11.7244 | 403.824 | 11.7244
757 | 381.3581 | 18.3335 | 381.3581 | 18.3335
758 | 366.6183 | 39.6818 | 366.6183 | 39.6818
759 | 362.2412 | 52.6288 | 362.2412 | 52.6288
760 | 355.7441 | 82.0115 | 355.7441 | 82.0115
761 | 346.6948 | 144.1679 | 346.6948 | 144.1679
762 | 350.832 | 161.2415 | 350.832 | 161.2415
763 | 367.2218 | 167.7314 | 367.2218 | 167.7314
764 | 396.7793 | 164.1833 | 396.7793 | 164.1833
765 | 425.7438 | 160.9363 | 425.7438 | 160.9363
766 | 453.9391 | 149.8913 | 453.9391 | 149.8913
767 | 487.6352 | 114.7632 | 487.6352 | 114.7632
768 | 494.717 | 80.7467 | 494.717 | 80.7467
769 | 480.1072 | 45.2079 | 480.1072 | 45.2079
770 | 471.5785 | 48.8662 | 471.5785 | 48.8662
771 | 470.9939 | 56.2552 | 470.9939 | 56.2552
772 | 473.2364 | 67.4668 | 473.2364 | 67.4668
773 | 482.4009 | 76.8584 | 482.4009 | 76.8584
774 | 476.841 | 72.6821 | 476.841 | 72.6821
775 | 459.4918 | 66.8746 | 459.4918 | 66.8746
776 | 452.238 | 56.6588 | 452.238 | 56.6588
777 | 462.644 | 48.4822 | 462.644 | 48.4822
778 | 456.7535 | 29.9158 | 456.7535 | 29.9158
779 | 432.4102 | 13.6425 | 432.4102 | 13.6425
780 | 404.3859 | 11.7244 | 404.3859 | 11.7244
781 | 382.8375 | 7.6157 | 382.8375 | 7.6157
782 | 370.0907 | 8.8591 | 370.0907 | 8.8591
783 | 364.7461 | 11.6667 | 364.7461 | 11.6667
784 | 355.8211 | 28.6104 | 355.8211 | 28.6104
785 | 349.286 | 78.1832 | 349.286 | 78.1832
786 | 352.7308 | 87.2582 | 352.7308 | 87.2582
787 | 369.057 | 85.952 | 369.057 | 85.952
788 | 404.742 | 78.5565 | 404.742 | 78.5565
789 | 438.1656 | 72.1564 | 438.1656 | 72.1564
790 | 465.1451 | 61.6754 | 465.1451 | 61.6754
791 | 500.4082 | 56.9506 | 500.4082 | 56.9506
792 | 511.5133 | 50.1264 | 511.5133 | 50.1264
793 | 486.738 | 45.2079 | 486.738 | 45.2079
794 | 483.7246 | 48.8662 | 483.7246 | 48.8662
795 | 484.4924 | 56.2552 | 484.4924 | 56.2552
796 | 485.7824 | 67.4668 | 485.7824 | 67.4668
797 | 494.4267 | 76.8584 | 494.4267 | 76.8584
798 | 485.0416 | 72.6821 | 485.0416 | 72.6821
799 | 462.3116 | 66.8746 | 462.3116 | 66.8746
800 | 452.6655 | 56.6588 | 452.6655 | 56.6588
801 | 461.5696 | 48.4822 | 461.5696 | 48.4822
802 | 455.3908 | 29.9158 | 455.3908 | 29.9158
803 | 432.536 | 13.6425 | 432.536 | 13.6425
804 | 401.3136 | 11.7244 | 401.3136 | 11.7244
805 | 381.3993 | 7.6157 | 381.3993 | 7.6157
806 | 368.2665 | 8.8591 | 368.2665 | 8.8591
807 | 363.0209 | 11.6667 | 363.0209 | 11.6667
808 | 356.6205 | 40.9916 | 356.6205 | 40.9916
809 | 351.7432 | 105.6214 | 351.7432 | 105.6214
810 | 355.5338 | 123.505 | 355.5338 | 123.505
811 | 378.2882 | 128.722 | 378.2882 | 128.722
812 | 422.8212 | 124.2627 | 422.8212 | 124.2627
813 | 459.8474 | 119.7863 | 459.8474 | 119.7863
814 | 494.0041 | 110.5203 | 494.0041 | 110.5203
815 | 532.4201 | 101.3261 | 532.4201 | 101.3261
816 | 537.3423 | 79.2569 | 537.3423 | 79.2569
817 | 505.926 | 54.2624 | 505.926 | 54.2624
818 | 499.9741 | 48.8662 | 499.9741 | 48.8662
819 | 506.1885 | 56.2552 | 506.1885 | 56.2552
820 | 506.5669 | 67.4668 | 506.5669 | 67.4668
821 | 508.5309 | 76.8584 | 508.5309 | 76.8584
822 | 502.6632 | 72.6821 | 502.6632 | 72.6821
823 | 468.1031 | 66.8746 | 468.1031 | 66.8746
824 | 458.106 | 56.6588 | 458.106 | 56.6588
825 | 470.7308 | 48.4822 | 470.7308 | 48.4822
826 | 462.7072 | 29.9158 | 462.7072 | 29.9158
827 | 437.2576 | 13.6425 | 437.2576 | 13.6425
828 | 402.1015 | 11.7244 | 402.1015 | 11.7244
829 | 380.9466 | 43.3128 | 380.9466 | 43.3128
830 | 369.6389 | 67.337 | 369.6389 | 67.337
831 | 364.5023 | 77.6225 | 364.5023 | 77.6225
832 | 358.4857 | 98.6595 | 358.4857 | 98.6595
833 | 351.9209 | 151.9062 | 351.9209 | 151.9062
834 | 357.3903 | 163.5558 | 357.3903 | 163.5558
835 | 379.3994 | 163.2909 | 379.3994 | 163.2909
836 | 424.8028 | 149.835 | 424.8028 | 149.835
837 | 465.4279 | 141.1062 | 465.4279 | 141.1062
838 | 498.1305 | 126.7778 | 498.1305 | 126.7778
839 | 528.2146 | 121.5323 | 528.2146 | 121.5323
840 | 530.8218 | 109.2263 | 530.8218 | 109.2263
841 | 504.0198 | 83.8123 | 504.0198 | 83.8123
842 | 498.4717 | 56.966 | 498.4717 | 56.966
843 | 500.5744 | 56.2552 | 500.5744 | 56.2552
844 | 498.3879 | 67.4668 | 498.3879 | 67.4668
845 | 500.4602 | 76.8584 | 500.4602 | 76.8584
846 | 493.5922 | 72.6821 | 493.5922 | 72.6821
847 | 471.463 | 70.9389 | 471.463 | 70.9389
848 | 454.741 | 68.2011 | 454.741 | 68.2011
849 | 468.0092 | 66.5044 | 468.0092 | 66.5044
850 | 463.7494 | 52.3929 | 463.7494 | 52.3929
851 | 436.6323 | 39.2438 | 436.6323 | 39.2438
852 | 404.4606 | 42.7496 | 404.4606 | 42.7496
853 | 382.0538 | 55.4336 | 382.0538 | 55.4336
854 | 368.5098 | 59.8013 | 368.5098 | 59.8013
855 | 363.5974 | 60.2947 | 363.5974 | 60.2947
856 | 356.9848 | 79.8274 | 356.9848 | 79.8274
857 | 352.0282 | 133.6382 | 352.0282 | 133.6382
858 | 357.4629 | 146.199 | 357.4629 | 146.199
859 | 378.0947 | 152.4863 | 378.0947 | 152.4863
860 | 424.2372 | 152.5976 | 424.2372 | 152.5976
861 | 452.1409 | 153.1113 | 452.1409 | 153.1113
862 | 485.2763 | 146.2464 | 485.2763 | 146.2464
863 | 512.5971 | 141.7385 | 512.5971 | 141.7385
864 | 518.8537 | 127.61 | 518.8537 | 127.61
865 | 500.2694 | 107.6779 | 500.2694 | 107.6779
866 | 488.4126 | 86.9788 | 488.4126 | 86.9788
867 | 491.0127 | 77.0544 | 491.0127 | 77.0544
868 | 492.1177 | 75.1616 | 492.1177 | 75.1616
869 | 492.281 | 83.6564 | 492.281 | 83.6564
870 | 487.4014 | 93.1053 | 487.4014 | 93.1053
871 | 462.5766 | 98.8255 | 462.5766 | 98.8255
872 | 452.3133 | 89.0148 | 452.3133 | 89.0148
873 | 460.9874 | 83.8322 | 460.9874 | 83.8322
874 | 458.7618 | 73.7707 | 458.7618 | 73.7707
875 | 431.9338 | 63.7313 | 431.9338 | 63.7313
876 | 401.3037 | 69.132 | 401.3037 | 69.132
877 | 379.7678 | 73.0652 | 379.7678 | 73.0652
878 | 366.6472 | 84.3177 | 366.6472 | 84.3177
879 | 360.5627 | 98.6387 | 360.5627 | 98.6387
880 | 354.2029 | 124.7526 | 354.2029 | 124.7526
881 | 344.6704 | 179.6626 | 344.6704 | 179.6626
882 | 350.2045 | 190.6034 | 350.2045 | 190.6034
883 | 371.3205 | 193.2748 | 371.3205 | 193.2748
884 | 411.2165 | 187.7596 | 411.2165 | 187.7596
885 | 445.4821 | 182.2996 | 445.4821 | 182.2996
886 | 478.2747 | 171.2112 | 478.2747 | 171.2112
887 | 508.759 | 162.7258 | 508.759 | 162.7258
888 | 518.5538 | 146.312 | 518.5538 | 146.312
889 | 489.6948 | 130.7046 | 489.6948 | 130.7046
890 | 487.2573 | 123.0954 | 487.2573 | 123.0954
891 | 484.9189 | 124.6843 | 484.9189 | 124.6843
892 | 489.2111 | 135.4764 | 489.2111 | 135.4764
893 | 491.2295 | 147.3269 | 491.2295 | 147.3269
894 | 485.6865 | 134.0817 | 485.6865 | 134.0817
895 | 463.311 | 118.5833 | 463.311 | 118.5833
896 | 453.604 | 107.008 | 453.604 | 107.008
897 | 465.131 | 102.0713 | 465.131 | 102.0713
898 | 456.6263 | 86.1808 | 456.6263 | 86.1808
899 | 431.0694 | 73.9429 | 431.0694 | 73.9429
900 | 402.0959 | 80.4573 | 402.0959 | 80.4573
901 | 381.8559 | 86.3143 | 381.8559 | 86.3143
902 | 368.9641 | 93.4011 | 368.9641 | 93.4011
903 | 363.7847 | 99.3908 | 363.7847 | 99.3908
904 | 356.019 | 119.1261 | 356.019 | 119.1261
905 | 347.488 | 172.4161 | 347.488 | 172.4161
906 | 352.7656 | 184.0078 | 352.7656 | 184.0078
907 | 369.6369 | 186.6937 | 369.6369 | 186.6937
908 | 402.2183 | 181.9451 | 402.2183 | 181.9451
909 | 429.2642 | 178.5101 | 429.2642 | 178.5101
910 | 462.0522 | 169.49 | 462.0522 | 169.49
911 | 489.0648 | 162.1038 | 489.0648 | 162.1038
912 | 498.0669 | 145.5454 | 498.0669 | 145.5454
913 | 481.6269 | 122.4022 | 481.6269 | 122.4022
914 | 477.7678 | 101.8623 | 477.7678 | 101.8623
915 | 478.5357 | 87.5842 | 478.5357 | 87.5842
916 | 484.2039 | 80.7881 | 484.2039 | 80.7881
917 | 483.7615 | 76.8584 | 483.7615 | 76.8584
918 | 478.5611 | 72.6821 | 478.5611 | 72.6821
919 | 460.2797 | 66.8746 | 460.2797 | 66.8746
920 | 448.5293 | 56.6588 | 448.5293 | 56.6588
921 | 459.3146 | 48.4822 | 459.3146 | 48.4822
922 | 455.077 | 29.9158 | 455.077 | 29.9158
923 | 430.1857 | 13.6425 | 430.1857 | 13.6425
924 | 400.6354 | 35.2284 | 400.6354 | 35.2284
925 | 382.0373 | 60.1923 | 382.0373 | 60.1923
926 | 366.7677 | 76.1022 | 366.7677 | 76.1022
927 | 361.2087 | 85.2161 | 361.2087 | 85.2161
928 | 356.3704 | 109.0157 | 356.3704 | 109.0157
929 | 346.694 | 169.9717 | 346.694 | 169.9717
930 | 348.317 | 190.0393 | 348.317 | 190.0393
931 | 365.8919 | 197.2668 | 365.8919 | 197.2668
932 | 392.2099 | 193.2125 | 392.2099 | 193.2125
933 | 425.0562 | 187.0728 | 425.0562 | 187.0728
934 | 453.5137 | 173.1639 | 453.5137 | 173.1639
935 | 483.3633 | 142.5919 | 483.3633 | 142.5919
936 | 491.8227 | 107.2881 | 491.8227 | 107.2881
937 | 476.5912 | 61.9717 | 476.5912 | 61.9717
938 | 473.8645 | 48.8662 | 473.8645 | 48.8662
939 | 471.606 | 56.2552 | 471.606 | 56.2552
940 | 476.8123 | 67.4668 | 476.8123 | 67.4668
941 | 482.2864 | 76.8584 | 482.2864 | 76.8584
942 | 476.7873 | 72.6821 | 476.7873 | 72.6821
943 | 457.2532 | 66.8746 | 457.2532 | 66.8746
944 | 452.7679 | 56.6588 | 452.7679 | 56.6588
945 | 464.1614 | 48.4822 | 464.1614 | 48.4822
946 | 456.041 | 29.9158 | 456.041 | 29.9158
947 | 428.7227 | 13.6425 | 428.7227 | 13.6425
948 | 400.9584 | 26.0437 | 400.9584 | 26.0437
949 | 380.1956 | 51.456 | 380.1956 | 51.456
950 | 370.1969 | 79.6025 | 370.1969 | 79.6025
951 | 364.0666 | 94.7045 | 364.0666 | 94.7045
952 | 359.204 | 115.6402 | 359.204 | 115.6402
953 | 353.3245 | 169.7981 | 353.3245 | 169.7981
954 | 354.881 | 187.349 | 354.881 | 187.349
955 | 372.8175 | 197.3536 | 372.8175 | 197.3536
956 | 405.7852 | 197.8554 | 405.7852 | 197.8554
957 | 442.0245 | 197.9641 | 442.0245 | 197.9641
958 | 471.4627 | 190.6364 | 471.4627 | 190.6364
959 | 503.2516 | 180.8781 | 503.2516 | 180.8781
960 | 508.4637 | 158.4762 | 508.4637 | 158.4762
961 | 490.5441 | 128.0866 | 490.5441 | 128.0866
962 | 486.8434 | 98.333 | 486.8434 | 98.333
963 | 488.9162 | 76.635 | 488.9162 | 76.635
964 | 495.2037 | 67.6837 | 495.2037 | 67.6837
965 | 500.5939 | 76.8584 | 500.5939 | 76.8584
966 | 490.8942 | 72.6821 | 490.8942 | 72.6821
967 | 468.2029 | 66.8746 | 468.2029 | 66.8746
968 | 460.2686 | 56.6588 | 460.2686 | 56.6588
969 | 467.9847 | 48.4822 | 467.9847 | 48.4822
970 | 462.6854 | 29.9158 | 462.6854 | 29.9158
971 | 434.8588 | 13.6425 | 434.8588 | 13.6425
972 | 403.0324 | 17.2496 | 403.0324 | 17.2496
973 | 381.5698 | 42.0689 | 381.5698 | 42.0689
974 | 367.9393 | 61.9564 | 367.9393 | 61.9564
975 | 361.4982 | 80.7467 | 361.4982 | 80.7467
976 | 358.6509 | 123.0603 | 358.6509 | 123.0603
977 | 350.9202 | 182.2516 | 350.9202 | 182.2516
978 | 355.3961 | 197.1845 | 355.3961 | 197.1845
979 | 377.2706 | 206.0031 | 377.2706 | 206.0031
980 | 423.3423 | 205.7094 | 423.3423 | 205.7094
981 | 460.5241 | 204.6754 | 460.5241 | 204.6754
982 | 491.5458 | 196.0314 | 491.5458 | 196.0314
983 | 523.6164 | 185.5065 | 523.6164 | 185.5065
984 | 534.3763 | 162.1645 | 534.3763 | 162.1645
985 | 504.5137 | 133.2791 | 504.5137 | 133.2791
986 | 497.5324 | 106.3027 | 497.5324 | 106.3027
987 | 502.5273 | 85.7473 | 502.5273 | 85.7473
988 | 499.8198 | 76.6514 | 499.8198 | 76.6514
989 | 502.284 | 76.8584 | 502.284 | 76.8584
990 | 494.4369 | 72.6821 | 494.4369 | 72.6821
991 | 467.1963 | 66.8746 | 467.1963 | 66.8746
992 | 455.137 | 56.6588 | 455.137 | 56.6588
993 | 472.7345 | 48.4822 | 472.7345 | 48.4822
994 | 464.3086 | 29.9158 | 464.3086 | 29.9158
995 | 433.6689 | 13.6425 | 433.6689 | 13.6425
996 | 402.0472 | 43.5741 | 402.0472 | 43.5741
997 | 380.5137 | 74.5261 | 380.5137 | 74.5261
998 | 366.2518 | 86.7911 | 366.2518 | 86.7911
999 | 360.4183 | 100.8228 | 360.4183 | 100.8228
1000 | 358.3104 | 129.3087 | 358.3104 | 129.3087
1001 | 352.1756 | 195.761 | 352.1756 | 195.761
1002 | 357.4839 | 211.8944 | 357.4839 | 211.8944
1003 | 382.8984 | 211.4849 | 382.8984 | 211.4849
1004 | 426.6884 | 203.5543 | 426.6884 | 203.5543
1005 | 464.7294 | 197.4724 | 464.7294 | 197.4724
1006 | 489.9705 | 188.0473 | 489.9705 | 188.0473
1007 | 522.5562 | 176.1339 | 522.5562 | 176.1339
1008 | 531.6592 | 137.1418 | 531.6592 | 137.1418
1009 | 505.4156 | 105.3347 | 505.4156 | 105.3347
1010 | 503.067 | 81.5693 | 503.067 | 81.5693
1011 | 503.9667 | 65.3675 | 503.9667 | 65.3675
1012 | 510.232 | 67.4668 | 510.232 | 67.4668
1013 | 511.431 | 76.8584 | 511.431 | 76.8584
1014 | 504.6699 | 72.6821 | 504.6699 | 72.6821
1015 | 481.3085 | 66.8746 | 481.3085 | 66.8746
1016 | 473.4666 | 56.6588 | 473.4666 | 56.6588
1017 | 479.5278 | 48.4822 | 479.5278 | 48.4822
1018 | 464.574 | 29.9158 | 464.574 | 29.9158
1019 | 435.0268 | 13.8016 | 435.0268 | 13.8016
1020 | 405.4503 | 34.7077 | 405.4503 | 34.7077
1021 | 384.3387 | 48.6645 | 384.3387 | 48.6645
1022 | 370.9129 | 63.3594 | 370.9129 | 63.3594
1023 | 363.4104 | 84.247 | 363.4104 | 84.247
1024 | 361.5318 | 122.3949 | 361.5318 | 122.3949
1025 | 361.9685 | 191.0168 | 361.9685 | 191.0168
1026 | 363.7538 | 205.3422 | 363.7538 | 205.3422
1027 | 383.4267 | 203.9203 | 383.4267 | 203.9203
1028 | 425.5347 | 194.5143 | 425.5347 | 194.5143
1029 | 466.8908 | 188.6927 | 466.8908 | 188.6927
1030 | 505.3624 | 178.8627 | 505.3624 | 178.8627
1031 | 541.2525 | 166.1537 | 541.2525 | 166.1537
1032 | 542.3472 | 142.5079 | 542.3472 | 142.5079
1033 | 517.8226 | 116.6022 | 517.8226 | 116.6022
1034 | 513.4495 | 92.3739 | 513.4495 | 92.3739
1035 | 516.4704 | 73.583 | 516.4704 | 73.583
1036 | 513.6703 | 72.0085 | 513.6703 | 72.0085
1037 | 513.1334 | 76.8584 | 513.1334 | 76.8584
1038 | 503.3193 | 72.6821 | 503.3193 | 72.6821
1039 | 475.9833 | 66.8746 | 475.9833 | 66.8746
1040 | 465.0774 | 56.6588 | 465.0774 | 56.6588
1041 | 477.2977 | 48.4822 | 477.2977 | 48.4822
1042 | 464.0551 | 29.9158 | 464.0551 | 29.9158
1043 | 434.5045 | 13.6425 | 434.5045 | 13.6425
1044 | 406.5711 | 22.8183 | 406.5711 | 22.8183
1045 | 383.8722 | 45.7717 | 383.8722 | 45.7717
1046 | 372.0015 | 52.4825 | 372.0015 | 52.4825
1047 | 364.6308 | 58.5301 | 364.6308 | 58.5301
1048 | 361.5639 | 80.594 | 361.5639 | 80.594
1049 | 355.6822 | 132.105 | 355.6822 | 132.105
1050 | 358.2681 | 142.0189 | 358.2681 | 142.0189
1051 | 378.8393 | 143.1281 | 378.8393 | 143.1281
1052 | 416.6429 | 136.6005 | 416.6429 | 136.6005
1053 | 455.5486 | 133.8019 | 455.5486 | 133.8019
1054 | 486.8909 | 127.501 | 486.8909 | 127.501
1055 | 514.6519 | 124.7433 | 514.6519 | 124.7433
1056 | 522.4929 | 111.5405 | 522.4929 | 111.5405
1057 | 501.2641 | 92.8523 | 501.2641 | 92.8523
1058 | 492.7417 | 62.5781 | 492.7417 | 62.5781
1059 | 494.1056 | 56.2552 | 494.1056 | 56.2552
1060 | 497.5055 | 67.4668 | 497.5055 | 67.4668
1061 | 498.4344 | 76.8584 | 498.4344 | 76.8584
1062 | 493.8352 | 72.6821 | 493.8352 | 72.6821
1063 | 474.8046 | 66.8746 | 474.8046 | 66.8746
1064 | 466.0366 | 56.6588 | 466.0366 | 56.6588
1065 | 475.8252 | 48.4822 | 475.8252 | 48.4822
1066 | 470.0359 | 29.9158 | 470.0359 | 29.9158
1067 | 435.898 | 13.6425 | 435.898 | 13.6425
1068 | 409.8911 | 11.7244 | 409.8911 | 11.7244
1069 | 388.2082 | 19.5196 | 388.2082 | 19.5196
1070 | 373.6067 | 22.8892 | 373.6067 | 22.8892
1071 | 366.2941 | 30.3397 | 366.2941 | 30.3397
1072 | 362.8885 | 51.4346 | 362.8885 | 51.4346
1073 | 356.2541 | 107.791 | 356.2541 | 107.791
1074 | 357.4839 | 125.0237 | 357.4839 | 125.0237
1075 | 375.3363 | 131.7016 | 375.3363 | 131.7016
1076 | 408.8895 | 127.5749 | 408.8895 | 127.5749
1077 | 442.7896 | 124.0966 | 442.7896 | 124.0966
1078 | 473.1157 | 116.3638 | 473.1157 | 116.3638
1079 | 499.9701 | 110.9881 | 499.9701 | 110.9881
1080 | 507.4197 | 88.7887 | 507.4197 | 88.7887
1081 | 490.7043 | 61.1472 | 490.7043 | 61.1472
1082 | 486.3746 | 48.8662 | 486.3746 | 48.8662
1083 | 483.3056 | 56.2552 | 483.3056 | 56.2552
1084 | 490.1338 | 67.4668 | 490.1338 | 67.4668
1085 | 495.2846 | 76.8584 | 495.2846 | 76.8584
1086 | 485.3821 | 72.6821 | 485.3821 | 72.6821
1087 | 471.3617 | 66.8746 | 471.3617 | 66.8746
1088 | 467.8522 | 56.6588 | 467.8522 | 56.6588
1089 | 476.5463 | 48.4822 | 476.5463 | 48.4822
1090 | 459.448 | 29.9158 | 459.448 | 29.9158
1091 | 429.4284 | 13.6425 | 429.4284 | 13.6425
1092 | 402.8255 | 20.8078 | 402.8255 | 20.8078
1093 | 381.2363 | 32.1032 | 381.2363 | 32.1032
1094 | 369.842 | 36.8614 | 369.842 | 36.8614
1095 | 364.023 | 46.9733 | 364.023 | 46.9733
1096 | 362.9033 | 78.9596 | 362.9033 | 78.9596
1097 | 359.5219 | 141.8826 | 359.5219 | 141.8826
1098 | 358.7777 | 154.7472 | 358.7777 | 154.7472
1099 | 376.9047 | 147.0189 | 376.9047 | 147.0189
1100 | 412.4468 | 135.183 | 412.4468 | 135.183
1101 | 442.7398 | 131.0827 | 442.7398 | 131.0827
1102 | 476.0636 | 121.7588 | 476.0636 | 121.7588
1103 | 510.2335 | 111.6679 | 510.2335 | 111.6679
1104 | 519.088 | 83.3502 | 519.088 | 83.3502
1105 | 499.5159 | 48.6793 | 499.5159 | 48.6793
1106 | 492.9913 | 48.8662 | 492.9913 | 48.8662
1107 | 494.2366 | 56.2552 | 494.2366 | 56.2552
1108 | 503.0789 | 67.4668 | 503.0789 | 67.4668
1109 | 511.7128 | 76.8584 | 511.7128 | 76.8584
1110 | 500.794 | 72.6821 | 500.794 | 72.6821
1111 | 484.065 | 66.8746 | 484.065 | 66.8746
1112 | 480.6382 | 56.6588 | 480.6382 | 56.6588
1113 | 484.2081 | 48.4822 | 484.2081 | 48.4822
1114 | 465.7222 | 29.9158 | 465.7222 | 29.9158
1115 | 437.7651 | 13.6425 | 437.7651 | 13.6425
1116 | 409.2411 | 11.7244 | 409.2411 | 11.7244
1117 | 385.5772 | 7.6157 | 385.5772 | 7.6157
1118 | 373.1045 | 8.8591 | 373.1045 | 8.8591
1119 | 368.6748 | 18.3636 | 368.6748 | 18.3636
1120 | 366.5899 | 43.1467 | 366.5899 | 43.1467
1121 | 363.2171 | 101.586 | 363.2171 | 101.586
1122 | 365.5645 | 110.8779 | 365.5645 | 110.8779
1123 | 387.0987 | 119.682 | 387.0987 | 119.682
1124 | 425.9724 | 128.0667 | 425.9724 | 128.0667
1125 | 462.6147 | 136.6947 | 462.6147 | 136.6947
1126 | 492.2754 | 138.349 | 492.2754 | 138.349
1127 | 529.9524 | 140.943 | 529.9524 | 140.943
1128 | 529.1421 | 129.4036 | 529.1421 | 129.4036
1129 | 506.5096 | 118.468 | 506.5096 | 118.468
1130 | 500.13 | 113.1586 | 500.13 | 113.1586
1131 | 502.0973 | 97.7379 | 502.0973 | 97.7379
1132 | 501.91 | 76.6369 | 501.91 | 76.6369
1133 | 514.5674 | 76.8584 | 514.5674 | 76.8584
1134 | 505.2533 | 72.6821 | 505.2533 | 72.6821
1135 | 482.9174 | 66.8746 | 482.9174 | 66.8746
1136 | 479.5161 | 56.6588 | 479.5161 | 56.6588
1137 | 487.0901 | 48.4822 | 487.0901 | 48.4822
1138 | 467.16 | 29.9158 | 467.16 | 29.9158
1139 | 433.6731 | 13.6425 | 433.6731 | 13.6425
1140 | 405.5606 | 40.2474 | 405.5606 | 40.2474
1141 | 383.9782 | 64.7195 | 383.9782 | 64.7195
1142 | 371.4888 | 71.5894 | 371.4888 | 71.5894
1143 | 364.6681 | 84.1169 | 364.6681 | 84.1169
1144 | 365.1441 | 114.8592 | 365.1441 | 114.8592
1145 | 361.1828 | 175.2655 | 361.1828 | 175.2655
1146 | 364.8117 | 188.4194 | 364.8117 | 188.4194
1147 | 394.6749 | 194.7646 | 394.6749 | 194.7646
1148 | 440.89 | 191.5925 | 440.89 | 191.5925
1149 | 480.4704 | 186.0024 | 480.4704 | 186.0024
1150 | 510.004 | 177.0981 | 510.004 | 177.0981
1151 | 545.8261 | 170.3917 | 545.8261 | 170.3917
1152 | 549.3904 | 143.0431 | 549.3904 | 143.0431
1153 | 515.9434 | 107.0125 | 515.9434 | 107.0125
1154 | 508.7988 | 85.1853 | 508.7988 | 85.1853
1155 | 513.4512 | 72.3247 | 513.4512 | 72.3247
1156 | 510.6566 | 68.7396 | 510.6566 | 68.7396
1157 | 518.4642 | 76.8584 | 518.4642 | 76.8584
1158 | 515.6814 | 72.6821 | 515.6814 | 72.6821
1159 | 488.4119 | 66.8746 | 488.4119 | 66.8746
1160 | 480.8652 | 56.6588 | 480.8652 | 56.6588
1161 | 493.4233 | 48.4822 | 493.4233 | 48.4822
1162 | 472.6431 | 29.9158 | 472.6431 | 29.9158
1163 | 439.5717 | 19.2256 | 439.5717 | 19.2256
1164 | 409.6834 | 34.5196 | 409.6834 | 34.5196
1165 | 386.7253 | 41.9098 | 386.7253 | 41.9098
1166 | 373.3978 | 51.8027 | 373.3978 | 51.8027
1167 | 368.4342 | 65.2558 | 368.4342 | 65.2558
1168 | 368.066 | 92.9607 | 368.066 | 92.9607
1169 | 363.9053 | 149.9391 | 363.9053 | 149.9391
1170 | 364.8377 | 162.3552 | 364.8377 | 162.3552
1171 | 396.3498 | 167.095 | 396.3498 | 167.095
1172 | 447.419 | 168.3489 | 447.419 | 168.3489
1173 | 481.5757 | 172.0158 | 481.5757 | 172.0158
1174 | 511.6089 | 169.9962 | 511.6089 | 169.9962
1175 | 557.4599 | 166.5587 | 557.4599 | 166.5587
1176 | 556.6468 | 145.0825 | 556.6468 | 145.0825
1177 | 522.4684 | 121.1439 | 522.4684 | 121.1439
1178 | 513.1611 | 111.8135 | 513.1611 | 111.8135
1179 | 518.9192 | 106.127 | 518.9192 | 106.127
1180 | 520.4515 | 104.6247 | 520.4515 | 104.6247
1181 | 532.5944 | 104.0362 | 532.5944 | 104.0362
1182 | 527.9857 | 92.7292 | 527.9857 | 92.7292
1183 | 504.0073 | 81.5844 | 504.0073 | 81.5844
1184 | 501.0666 | 68.2445 | 501.0666 | 68.2445
1185 | 498.0365 | 63.0475 | 498.0365 | 63.0475
1186 | 475.2086 | 52.0747 | 475.2086 | 52.0747
1187 | 443.6393 | 51.3067 | 443.6393 | 51.3067
1188 | 411.08 | 74.6572 | 411.08 | 74.6572
1189 | 391.735 | 93.6186 | 391.735 | 93.6186
1190 | 378.9091 | 106.6935 | 378.9091 | 106.6935
1191 | 370.7523 | 114.3321 | 370.7523 | 114.3321
1192 | 370.1713 | 138.8839 | 370.1713 | 138.8839
1193 | 372.5007 | 198.4224 | 372.5007 | 198.4224
1194 | 372.6822 | 212.9937 | 372.6822 | 212.9937
1195 | 404.8949 | 215.7229 | 404.8949 | 215.7229
1196 | 454.5832 | 209.8027 | 454.5832 | 209.8027
1197 | 491.8888 | 207.5682 | 491.8888 | 207.5682
1198 | 520.8845 | 200.8624 | 520.8845 | 200.8624
1199 | 559.1313 | 198.9436 | 559.1313 | 198.9436
1200 | 558.894 | 188.6191 | 558.894 | 188.6191
1201 | 523.9473 | 176.917 | 523.9473 | 176.917
1202 | 517.8792 | 170.2046 | 517.8792 | 170.2046
1203 | 525.3925 | 163.578 | 525.3925 | 163.578
1204 | 526.2191 | 163.0737 | 526.2191 | 163.0737
1205 | 534.939 | 169.9197 | 534.939 | 169.9197
1206 | 525.6097 | 166.2641 | 525.6097 | 166.2641
1207 | 499.4971 | 162.901 | 499.4971 | 162.901
1208 | 493.1231 | 155.1875 | 493.1231 | 155.1875
1209 | 496.8537 | 148.573 | 496.8537 | 148.573
1210 | 477.0594 | 131.67 | 477.0594 | 131.67
1211 | 447.2282 | 118.8102 | 447.2282 | 118.8102
1212 | 415.2338 | 123.343 | 415.2338 | 123.343
1213 | 392.1113 | 139.8165 | 392.1113 | 139.8165
1214 | 379.0669 | 149.883 | 379.0669 | 149.883
1215 | 373.562 | 158.0278 | 373.562 | 158.0278
1216 | 374.0834 | 177.199 | 374.0834 | 177.199
1217 | 375.1437 | 231.2845 | 375.1437 | 231.2845
1218 | 374.2561 | 240.5331 | 374.2561 | 240.5331
1219 | 398.6552 | 239.8054 | 398.6552 | 239.8054
1220 | 441.9333 | 228.3311 | 441.9333 | 228.3311
1221 | 477.0324 | 218.1848 | 477.0324 | 218.1848
1222 | 501.0071 | 205.1293 | 501.0071 | 205.1293
1223 | 542.8895 | 200.2164 | 542.8895 | 200.2164
1224 | 547.3625 | 188.2864 | 547.3625 | 188.2864
1225 | 520.0367 | 174.0242 | 520.0367 | 174.0242
1226 | 514.4912 | 156.4059 | 514.4912 | 156.4059
1227 | 517.677 | 132.6829 | 517.677 | 132.6829
1228 | 522.0916 | 120.1301 | 522.0916 | 120.1301
1229 | 525.4672 | 112.1071 | 525.4672 | 112.1071
1230 | 520.7943 | 95.3616 | 520.7943 | 95.3616
1231 | 496.2838 | 79.4148 | 496.2838 | 79.4148
1232 | 491.4874 | 61.62 | 491.4874 | 61.62
1233 | 493.6747 | 54.1955 | 493.6747 | 54.1955
1234 | 473.9287 | 44.0038 | 473.9287 | 44.0038
1235 | 440.7206 | 44.6099 | 440.7206 | 44.6099
1236 | 414.8287 | 85.3027 | 414.8287 | 85.3027
1237 | 394.6411 | 122.966 | 394.6411 | 122.966
1238 | 382.4993 | 127.2758 | 382.4993 | 127.2758
1239 | 376.1675 | 135.4495 | 376.1675 | 135.4495
1240 | 376.1264 | 167.1465 | 376.1264 | 167.1465
1241 | 373.9696 | 223.9658 | 373.9696 | 223.9658
1242 | 369.3756 | 234.0532 | 369.3756 | 234.0532
1243 | 388.8377 | 233.4123 | 388.8377 | 233.4123
1244 | 426.5229 | 227.9261 | 426.5229 | 227.9261
1245 | 462.4443 | 223.334 | 462.4443 | 223.334
1246 | 489.5019 | 213.3303 | 489.5019 | 213.3303
1247 | 528.6589 | 200.3321 | 528.6589 | 200.3321
1248 | 522.4675 | 162.1934 | 522.4675 | 162.1934
1249 | 500.9441 | 113.8685 | 500.9441 | 113.8685
1250 | 497.8691 | 69.1447 | 497.8691 | 69.1447
1251 | 493.5516 | 56.2552 | 493.5516 | 56.2552
1252 | 499.7561 | 67.4668 | 499.7561 | 67.4668
1253 | 507.2564 | 76.8584 | 507.2564 | 76.8584
1254 | 496.9608 | 72.6821 | 496.9608 | 72.6821
1255 | 482.0386 | 66.8746 | 482.0386 | 66.8746
1256 | 487.7697 | 56.6588 | 487.7697 | 56.6588
1257 | 485.3173 | 48.4822 | 485.3173 | 48.4822
1258 | 465.9938 | 29.9158 | 465.9938 | 29.9158
1259 | 436.1023 | 13.6425 | 436.1023 | 13.6425
1260 | 408.915 | 32.1909 | 408.915 | 32.1909
1261 | 387.8879 | 58.2397 | 387.8879 | 58.2397
1262 | 377.635 | 62.5928 | 377.635 | 62.5928
1263 | 371.4058 | 60.3815 | 371.4058 | 60.3815
1264 | 373.0694 | 82.8359 | 373.0694 | 82.8359
1265 | 371.4794 | 140.1469 | 371.4794 | 140.1469
1266 | 367.4257 | 154.0529 | 367.4257 | 154.0529
1267 | 382.7268 | 159.2699 | 382.7268 | 159.2699
1268 | 422.5185 | 151.6141 | 422.5185 | 151.6141
1269 | 456.9679 | 146.9497 | 456.9679 | 146.9497
1270 | 485.6361 | 139.1012 | 485.6361 | 139.1012
1271 | 528.1518 | 132.1923 | 528.1518 | 132.1923
1272 | 526.3896 | 114.5056 | 526.3896 | 114.5056
1273 | 504.5487 | 88.9615 | 504.5487 | 88.9615
1274 | 494.0098 | 68.4938 | 494.0098 | 68.4938
1275 | 494.8234 | 56.2552 | 494.8234 | 56.2552
1276 | 499.0946 | 67.4668 | 499.0946 | 67.4668
1277 | 506.5932 | 76.8584 | 506.5932 | 76.8584
1278 | 496.448 | 72.6821 | 496.448 | 72.6821
1279 | 478.2637 | 66.8746 | 478.2637 | 66.8746
1280 | 481.9314 | 56.6588 | 481.9314 | 56.6588
1281 | 488.1398 | 48.4822 | 488.1398 | 48.4822
1282 | 466.4563 | 29.9158 | 466.4563 | 29.9158
1283 | 429.9921 | 13.6425 | 429.9921 | 13.6425
1284 | 402.6641 | 11.7244 | 402.6641 | 11.7244
1285 | 381.5667 | 7.6157 | 381.5667 | 7.6157
1286 | 370.4221 | 8.8591 | 370.4221 | 8.8591
1287 | 364.8872 | 11.6667 | 364.8872 | 11.6667
1288 | 366.6966 | 28.6104 | 366.6966 | 28.6104
1289 | 366.603 | 78.1832 | 366.603 | 78.1832
1290 | 366.0586 | 88.0248 | 366.0586 | 88.0248
1291 | 388.9641 | 96.0478 | 388.9641 | 96.0478
1292 | 431.9709 | 97.8225 | 431.9709 | 97.8225
1293 | 469.4168 | 100.7661 | 469.4168 | 100.7661
1294 | 499.4573 | 97.6474 | 499.4573 | 97.6474
1295 | 540.2827 | 99.7496 | 540.2827 | 99.7496
1296 | 541.6922 | 83.4225 | 541.6922 | 83.4225
1297 | 511.3071 | 56.7213 | 511.3071 | 56.7213
1298 | 500.6577 | 48.8662 | 500.6577 | 48.8662
1299 | 503.6804 | 56.2552 | 503.6804 | 56.2552
1300 | 504.4787 | 67.4668 | 504.4787 | 67.4668
1301 | 519.5778 | 76.8584 | 519.5778 | 76.8584
1302 | 511.638 | 72.6821 | 511.638 | 72.6821
1303 | 495.6292 | 66.8746 | 495.6292 | 66.8746
1304 | 497.448 | 56.6588 | 497.448 | 56.6588
1305 | 493.6944 | 48.4822 | 493.6944 | 48.4822
1306 | 468.7193 | 29.9158 | 468.7193 | 29.9158
1307 | 433.4284 | 13.6425 | 433.4284 | 13.6425
1308 | 402.8117 | 11.7244 | 402.8117 | 11.7244
1309 | 382.3126 | 7.6157 | 382.3126 | 7.6157
1310 | 370.839 | 9.3364 | 370.839 | 9.3364
1311 | 366.35 | 29.3562 | 366.35 | 29.3562
1312 | 368.4145 | 57.3793 | 368.4145 | 57.3793
1313 | 368.1806 | 112.3472 | 368.1806 | 112.3472
1314 | 371.9601 | 124.098 | 371.9601 | 124.098
1315 | 403.1153 | 127.724 | 403.1153 | 127.724
1316 | 460.2359 | 122.6427 | 460.2359 | 122.6427
1317 | 497.6867 | 119.1499 | 497.6867 | 119.1499
1318 | 529.7413 | 111.9378 | 529.7413 | 111.9378
1319 | 578.6069 | 110.2938 | 578.6069 | 110.2938
1320 | 568.2674 | 98.711 | 568.2674 | 98.711
1321 | 528.0131 | 88.7879 | 528.0131 | 88.7879
1322 | 526.2359 | 86.7763 | 526.2359 | 86.7763
1323 | 527.3989 | 85.4291 | 527.3989 | 85.4291
1324 | 525.7197 | 86.4291 | 525.7197 | 86.4291
1325 | 538.9463 | 77.3791 | 538.9463 | 77.3791
1326 | 529.3183 | 72.6821 | 529.3183 | 72.6821
1327 | 503.5262 | 66.8746 | 503.5262 | 66.8746
1328 | 514.3675 | 56.6588 | 514.3675 | 56.6588
1329 | 508.754 | 48.4822 | 508.754 | 48.4822
1330 | 479.3348 | 29.9158 | 479.3348 | 29.9158
1331 | 439.2231 | 13.6425 | 439.2231 | 13.6425
1332 | 406.8196 | 12.4187 | 406.8196 | 12.4187
1333 | 384.6795 | 19.9535 | 384.6795 | 19.9535
1334 | 374.4239 | 28.7471 | 374.4239 | 28.7471
1335 | 368.2671 | 38.0635 | 368.2671 | 38.0635
1336 | 370.7345 | 60.6048 | 370.7345 | 60.6048
1337 | 371.5158 | 114.5746 | 371.5158 | 114.5746
1338 | 374.8374 | 124.3873 | 374.8374 | 124.3873
1339 | 404.8754 | 127.0586 | 404.8754 | 127.0586
1340 | 463.3695 | 122.7295 | 463.3695 | 122.7295
1341 | 498.7535 | 120.6541 | 498.7535 | 120.6541
1342 | 528.9843 | 113.9772 | 528.9843 | 113.9772
1343 | 570.0857 | 113.7652 | 570.0857 | 113.7652
1344 | 560.7347 | 106.8108 | 560.7347 | 106.8108
1345 | 526.1314 | 96.772 | 526.1314 | 96.772
1346 | 518.21 | 90.0018 | 518.21 | 90.0018
1347 | 519.516 | 82.8689 | 519.516 | 82.8689
1348 | 522.9486 | 80.9472 | 522.9486 | 80.9472
1349 | 530.2182 | 84.2495 | 530.2182 | 84.2495
1350 | 524.4552 | 84.8319 | 524.4552 | 84.8319
1351 | 500.6432 | 84.2458 | 500.6432 | 84.2458
1352 | 506.7658 | 80.7269 | 506.7658 | 80.7269
1353 | 508.2305 | 77.8586 | 508.2305 | 77.8586
1354 | 478.858 | 63.2987 | 478.858 | 63.2987
1355 | 442.0144 | 55.0529 | 442.0144 | 55.0529
1356 | 414.0207 | 60.7573 | 414.0207 | 60.7573
1357 | 392.2502 | 61.2771 | 392.2502 | 61.2771
1358 | 379.7475 | 66.2233 | 379.7475 | 66.2233
1359 | 375.7793 | 74.7297 | 375.7793 | 74.7297
1360 | 376.0467 | 98.9488 | 376.0467 | 98.9488
1361 | 379.2959 | 155.175 | 379.2959 | 155.175
1362 | 380.7168 | 169.8621 | 380.7168 | 169.8621
1363 | 412.9593 | 181.1106 | 412.9593 | 181.1106
1364 | 469.2548 | 192.0843 | 469.2548 | 192.0843
1365 | 496.8506 | 203.9956 | 496.8506 | 203.9956
1366 | 520.3098 | 204.6809 | 520.3098 | 204.6809
1367 | 561.006 | 208.0414 | 561.006 | 208.0414
1368 | 549.8444 | 204.9924 | 549.8444 | 204.9924
1369 | 518.9438 | 203.6754 | 518.9438 | 203.6754
1370 | 516.539 | 210.7761 | 516.539 | 210.7761
1371 | 521.7092 | 222.0414 | 521.7092 | 222.0414
1372 | 520.8898 | 234.3812 | 520.8898 | 234.3812
1373 | 528.1447 | 239.7084 | 528.1447 | 239.7084
1374 | 520.0038 | 229.2403 | 520.0038 | 229.2403
1375 | 503.0044 | 217.0397 | 503.0044 | 217.0397
1376 | 512.2762 | 200.8937 | 512.2762 | 200.8937
1377 | 507.7145 | 188.7685 | 507.7145 | 188.7685
1378 | 481.9938 | 164.5611 | 481.9938 | 164.5611
1379 | 444.7264 | 144.6718 | 444.7264 | 144.6718
1380 | 415.2837 | 141.0614 | 415.2837 | 141.0614
1381 | 393.2787 | 138.4569 | 393.2787 | 138.4569
1382 | 381.609 | 138.8759 | 381.609 | 138.8759
1383 | 377.2895 | 141.5967 | 377.2895 | 141.5967
1384 | 378.3104 | 163.3136 | 378.3104 | 163.3136
1385 | 381.212 | 219.7423 | 381.212 | 219.7423
1386 | 381.1755 | 235.7311 | 381.1755 | 235.7311
1387 | 404.3217 | 246.4733 | 404.3217 | 246.4733
1388 | 452.8436 | 245.5143 | 452.8436 | 245.5143
1389 | 485.5798 | 243.627 | 485.5798 | 243.627
1390 | 511.6345 | 231.0198 | 511.6345 | 231.0198
1391 | 553.9538 | 225.0655 | 553.9538 | 225.0655
1392 | 546.9598 | 206.6557 | 546.9598 | 206.6557
1393 | 520.6921 | 193.3626 | 520.6921 | 193.3626
1394 | 520.2653 | 196.7315 | 520.2653 | 196.7315
1395 | 523.4979 | 206.565 | 523.4979 | 206.565
1396 | 531.0437 | 216.3591 | 531.0437 | 216.3591
1397 | 540.7044 | 218.5331 | 540.7044 | 218.5331
1398 | 533.2168 | 201.4116 | 533.2168 | 201.4116
1399 | 506.2878 | 182.9047 | 506.2878 | 182.9047
1400 | 505.5626 | 164.1118 | 505.5626 | 164.1118
1401 | 499.7315 | 154.3008 | 499.7315 | 154.3008
1402 | 477.7482 | 139.0611 | 477.7482 | 139.0611
1403 | 444.3513 | 125.7529 | 444.3513 | 125.7529
1404 | 416.3861 | 128.3909 | 416.3861 | 128.3909
1405 | 396.4768 | 130.4439 | 396.4768 | 130.4439
1406 | 384.9228 | 137.632 | 384.9228 | 137.632
1407 | 378.5347 | 145.7334 | 378.5347 | 145.7334
1408 | 378.3994 | 167.6094 | 378.3994 | 167.6094
1409 | 384.9445 | 221.7094 | 384.9445 | 221.7094
1410 | 380.6099 | 230.4662 | 380.6099 | 230.4662
1411 | 397.5892 | 227.4098 | 397.5892 | 227.4098
1412 | 434.2846 | 217.5554 | 434.2846 | 217.5554
1413 | 470.5104 | 209.3184 | 470.5104 | 209.3184
1414 | 501.3594 | 197.9262 | 501.3594 | 197.9262
1415 | 539.833 | 192.8542 | 539.833 | 192.8542
1416 | 530.5818 | 181.6041 | 530.5818 | 181.6041
1417 | 506.1689 | 172.5633 | 506.1689 | 172.5633
1418 | 497.2824 | 169.0619 | 497.2824 | 169.0619
1419 | 501.3227 | 167.0638 | 501.3227 | 167.0638
1420 | 504.175 | 173.2708 | 504.175 | 173.2708
1421 | 514.0992 | 171.0334 | 514.0992 | 171.0334
1422 | 503.794 | 152.856 | 503.794 | 152.856
1423 | 490.1435 | 133.5102 | 490.1435 | 133.5102
1424 | 496.6951 | 113.2854 | 496.6951 | 113.2854
1425 | 494.4992 | 101.5795 | 494.4992 | 101.5795
1426 | 473.5067 | 86.9907 | 473.5067 | 86.9907
1427 | 443.3227 | 85.3984 | 443.3227 | 85.3984
1428 | 416.3691 | 120.6816 | 416.3691 | 120.6816
1429 | 398.4827 | 147.3234 | 398.4827 | 147.3234
1430 | 387.6051 | 164.3614 | 387.6051 | 164.3614
1431 | 380.9764 | 180.8665 | 380.9764 | 180.8665
1432 | 382.1348 | 208.5714 | 382.1348 | 208.5714
1433 | 384.1471 | 265.3762 | 384.1471 | 265.3762
1434 | 378.4057 | 275.5793 | 378.4057 | 275.5793
1435 | 395.2083 | 277.8457 | 395.2083 | 277.8457
1436 | 429.3839 | 276.1056 | 429.3839 | 276.1056
1437 | 462.2543 | 266.5379 | 462.2543 | 266.5379
1438 | 497.3991 | 247.4943 | 497.3991 | 247.4943
1439 | 537.3298 | 240.1081 | 537.3298 | 240.1081
1440 | 529.4912 | 210.6333 | 529.4912 | 210.6333
1441 | 503.5136 | 169.7573 | 503.5136 | 169.7573
1442 | 500.7442 | 125.2939 | 500.7442 | 125.2939
1443 | 503.3795 | 98.6057 | 503.3795 | 98.6057
1444 | 503.5992 | 86.863 | 503.5992 | 86.863
1445 | 512.1565 | 80.5322 | 512.1565 | 80.5322
1446 | 504.6122 | 72.6821 | 504.6122 | 72.6821
1447 | 493.8925 | 66.8746 | 493.8925 | 66.8746
1448 | 504.1418 | 56.6588 | 504.1418 | 56.6588
1449 | 500.4142 | 48.4822 | 500.4142 | 48.4822
1450 | 473.9672 | 29.9158 | 473.9672 | 29.9158
1451 | 444.9957 | 36.5824 | 444.9957 | 36.5824
1452 | 418.3055 | 164.6852 | 418.3055 | 164.6852
1453 | 398.2216 | 182.8057 | 398.2216 | 182.8057
1454 | 384.28 | 188.3381 | 384.28 | 188.3381
1455 | 379.3305 | 213.6542 | 379.3305 | 213.6542
1456 | 380.9028 | 246.2166 | 380.9028 | 246.2166
1457 | 382.6617 | 307.1871 | 382.6617 | 307.1871
1458 | 380.1394 | 334.5819 | 380.1394 | 334.5819
1459 | 398.0448 | 345.3515 | 398.0448 | 345.3515
1460 | 432.4948 | 361.5696 | 432.4948 | 361.5696
1461 | 466.7398 | 373.0602 | 466.7398 | 373.0602
1462 | 498.9545 | 359.8828 | 498.9545 | 359.8828
1463 | 538.7319 | 354.1082 | 538.7319 | 354.1082
1464 | 531.4903 | 328.9511 | 531.4903 | 328.9511
1465 | 506.5218 | 305.6337 | 506.5218 | 305.6337
1466 | 497.8391 | 301.7018 | 497.8391 | 301.7018
1467 | 499.0428 | 313.651 | 499.0428 | 313.651
1468 | 504.8957 | 343.3969 | 504.8957 | 343.3969
1469 | 515.3892 | 377.7434 | 515.3892 | 377.7434
1470 | 508.6381 | 393.0653 | 508.6381 | 393.0653
1471 | 503.2911 | 392.1637 | 503.2911 | 392.1637
1472 | 508.8131 | 376.39 | 508.8131 | 376.39
1473 | 500.6859 | 367.1413 | 500.6859 | 367.1413
1474 | 474.604 | 357.763 | 474.604 | 357.763
1475 | 442.9791 | 356.4937 | 442.9791 | 356.4937
1476 | 416.8339 | 406.6376 | 416.8339 | 406.6376
1477 | 396.0244 | 452.9977 | 396.0244 | 452.9977
1478 | 385.2556 | 469.692 | 385.2556 | 469.692
1479 | 378.7468 | 490.1713 | 378.7468 | 490.1713
1480 | 380.7818 | 525.5613 | 380.7818 | 525.5613
1481 | 385.9253 | 592.0012 | 385.9253 | 592.0012
1482 | 384.6416 | 604.3647 | 384.6416 | 604.3647
1483 | 412.7529 | 608.3255 | 412.7529 | 608.3255
1484 | 462.6119 | 602.1454 | 462.6119 | 602.1454
1485 | 498.6628 | 600.7254 | 498.6628 | 600.7254
1486 | 529.1762 | 625.2752 | 529.1762 | 625.2752
1487 | 575.6763 | 631.9274 | 575.6763 | 631.9274
1488 | 567.235 | 573.0987 | 567.235 | 573.0987
1489 | 527.5609 | 477.5639 | 527.5609 | 477.5639
1490 | 521.2708 | 413.3206 | 521.2708 | 413.3206
1491 | 526.3376 | 375.0413 | 526.3376 | 375.0413
1492 | 532.1032 | 349.4243 | 532.1032 | 349.4243
1493 | 540.2654 | 320.4085 | 540.2654 | 320.4085
1494 | 529.9568 | 286.7297 | 529.9568 | 286.7297
1495 | 515.8916 | 263.9136 | 515.8916 | 263.9136
1496 | 521.6235 | 245.1263 | 521.6235 | 245.1263
1497 | 512.1341 | 240.2307 | 512.1341 | 240.2307
1498 | 484.6304 | 239.7819 | 484.6304 | 239.7819
1499 | 446.1132 | 289.8572 | 446.1132 | 289.8572
1500 | 417.5946 | 341.7499 | 417.5946 | 341.7499
1501 | 395.573 | 383.6824 | 395.573 | 383.6824
1502 | 385.4736 | 397.6607 | 385.4736 | 397.6607
1503 | 380.0886 | 407.0153 | 380.0886 | 407.0153
1504 | 382.6861 | 462.7571 | 382.6861 | 462.7571
1505 | 386.7723 | 523.6161 | 386.7723 | 523.6161
1506 | 390.6448 | 523.4782 | 390.6448 | 523.4782
1507 | 422.1013 | 536.0709 | 422.1013 | 536.0709
1508 | 482.55 | 534.7276 | 482.55 | 534.7276
1509 | 516.7364 | 531.0752 | 516.7364 | 531.0752
1510 | 545.022 | 536.6126 | 545.022 | 536.6126
1511 | 590.3221 | 540.8465 | 590.3221 | 540.8465
1512 | 573.3324 | 514.3128 | 573.3324 | 514.3128
1513 | 536.9199 | 474.1409 | 536.9199 | 474.1409
1514 | 534.578 | 403.3493 | 534.578 | 403.3493
1515 | 537.7263 | 326.0035 | 537.7263 | 326.0035
1516 | 543.3691 | 291.829 | 543.3691 | 291.829
1517 | 552.8226 | 265.8269 | 552.8226 | 265.8269
1518 | 547.6874 | 229.6925 | 547.6874 | 229.6925
1519 | 535.882 | 201.7047 | 535.882 | 201.7047
1520 | 536.0789 | 181.4663 | 536.0789 | 181.4663
1521 | 522.8718 | 183.5655 | 522.8718 | 183.5655
1522 | 490.63 | 193.8322 | 490.63 | 193.8322
1523 | 451.4564 | 224.0765 | 451.4564 | 224.0765
1524 | 418.4536 | 339.4059 | 418.4536 | 339.4059
1525 | 396.741 | 401.6902 | 396.741 | 401.6902
1526 | 385.7517 | 428.6163 | 385.7517 | 428.6163
1527 | 379.6444 | 456.3508 | 379.6444 | 456.3508
1528 | 382.6579 | 481.844 | 382.6579 | 481.844
1529 | 390.7844 | 508.0638 | 390.7844 | 508.0638
1530 | 397.2809 | 514.6975 | 397.2809 | 514.6975
1531 | 429.7895 | 517.3933 | 429.7895 | 517.3933
1532 | 494.6312 | 510.8784 | 494.6312 | 510.8784
1533 | 536.8087 | 506.7051 | 536.8087 | 506.7051
1534 | 561.0708 | 495.2393 | 561.0708 | 495.2393
1535 | 609.5005 | 482.8047 | 609.5005 | 482.8047
1536 | 592.5203 | 457.1639 | 592.5203 | 457.1639
1537 | 555.5192 | 424.9914 | 555.5192 | 424.9914
1538 | 548.4098 | 398.5125 | 548.4098 | 398.5125
1539 | 554.9725 | 386.1288 | 554.9725 | 386.1288
1540 | 559.4686 | 391.0582 | 559.4686 | 391.0582
1541 | 562.8344 | 382.8779 | 562.8344 | 382.8779
1542 | 556.2414 | 360.1749 | 556.2414 | 360.1749
1543 | 540.277 | 340.1493 | 540.277 | 340.1493
1544 | 541.677 | 317.939 | 541.677 | 317.939
1545 | 525.0505 | 298.3097 | 525.0505 | 298.3097
1546 | 500.3347 | 279.5182 | 500.3347 | 279.5182
1547 | 461.8702 | 292.0524 | 461.8702 | 292.0524
1548 | 433.2473 | 386.137 | 433.2473 | 386.137
1549 | 411.6537 | 450.356 | 411.6537 | 450.356
1550 | 398.4786 | 493.6901 | 398.4786 | 493.6901
1551 | 392.7742 | 531.2098 | 392.7742 | 531.2098
1552 | 394.9932 | 580.2546 | 394.9932 | 580.2546
1553 | 400.7073 | 660.3863 | 400.7073 | 660.3863
1554 | 402.8685 | 693.3993 | 402.8685 | 693.3993
1555 | 428.1406 | 713.396 | 428.1406 | 713.396
1556 | 476.9914 | 719.122 | 476.9914 | 719.122
1557 | 515.28 | 724.6595 | 515.28 | 724.6595
1558 | 539.4688 | 729.0807 | 539.4688 | 729.0807
1559 | 582.076 | 723.9386 | 582.076 | 723.9386
1560 | 576.5554 | 620.1646 | 576.5554 | 620.1646
1561 | 544.0465 | 535.1592 | 544.0465 | 535.1592
1562 | 538.3349 | 439.9603 | 538.3349 | 439.9603
1563 | 541.8435 | 376.1947 | 541.8435 | 376.1947
1564 | 543.303 | 328.0679 | 543.303 | 328.0679
1565 | 548.1372 | 286.1788 | 548.1372 | 286.1788
1566 | 543.93 | 244.3146 | 543.93 | 244.3146
1567 | 530.8055 | 214.6525 | 530.8055 | 214.6525
1568 | 534.4218 | 196.5721 | 534.4218 | 196.5721
1569 | 518.4689 | 200.0479 | 518.4689 | 200.0479
1570 | 495.2326 | 209.0123 | 495.2326 | 209.0123
1571 | 463.8849 | 260.948 | 463.8849 | 260.948
1572 | 435.4226 | 383.1233 | 435.4226 | 383.1233
1573 | 413.2739 | 404.5179 | 413.2739 | 404.5179
1574 | 401.7038 | 389.8101 | 401.7038 | 389.8101
1575 | 393.3483 | 411.6288 | 393.3483 | 411.6288
1576 | 394.7083 | 455.5391 | 394.7083 | 455.5391
1577 | 399.8391 | 535.1872 | 399.8391 | 535.1872
1578 | 395.5578 | 571.065 | 395.5578 | 571.065
1579 | 416.0039 | 580.1603 | 416.0039 | 580.1603
1580 | 456.259 | 552.5867 | 456.259 | 552.5867
1581 | 493.0705 | 540.9349 | 493.0705 | 540.9349
1582 | 516.8717 | 524.0369 | 516.8717 | 524.0369
1583 | 551.2243 | 514.5788 | 551.2243 | 514.5788
1584 | 542.0503 | 498.7605 | 542.0503 | 498.7605
1585 | 522.5416 | 463.2022 | 522.5416 | 463.2022
1586 | 512.0627 | 430.3239 | 512.0627 | 430.3239
1587 | 513.3355 | 405.7365 | 513.3355 | 405.7365
1588 | 516.3095 | 388.6398 | 516.3095 | 388.6398
1589 | 526.0765 | 362.1168 | 526.0765 | 362.1168
1590 | 517.6979 | 328.8844 | 517.6979 | 328.8844
1591 | 511.6079 | 289.5488 | 511.6079 | 289.5488
1592 | 524.1224 | 249.7399 | 524.1224 | 249.7399
1593 | 515.4247 | 239.747 | 515.4247 | 239.747
1594 | 488.3447 | 234.0149 | 488.3447 | 234.0149
1595 | 456.0777 | 245.8422 | 456.0777 | 245.8422
1596 | 429.4066 | 309.492 | 429.4066 | 309.492
1597 | 411.6278 | 345.7692 | 411.6278 | 345.7692
1598 | 399.402 | 365.5888 | 399.402 | 365.5888
1599 | 395.4581 | 383.5009 | 395.4581 | 383.5009
1600 | 395.9477 | 410.4079 | 395.9477 | 410.4079
1601 | 401.3289 | 474.8386 | 401.3289 | 474.8386
1602 | 397.1291 | 498.6988 | 397.1291 | 498.6988
1603 | 412.6968 | 515.7935 | 412.6968 | 515.7935
1604 | 444.1193 | 523.6774 | 444.1193 | 523.6774
1605 | 476.5965 | 527.4662 | 476.5965 | 527.4662
1606 | 505.9061 | 518.9769 | 505.9061 | 518.9769
1607 | 545.5051 | 512.4209 | 545.5051 | 512.4209
1608 | 538.0585 | 501.2906 | 538.0585 | 501.2906
1609 | 515.826 | 480.2427 | 515.826 | 480.2427
1610 | 509.078 | 448.8154 | 509.078 | 448.8154
1611 | 512.1633 | 395.8024 | 512.1633 | 395.8024
1612 | 519.5705 | 360.4746 | 519.5705 | 360.4746
1613 | 531.0862 | 319.1807 | 531.0862 | 319.1807
1614 | 518.6274 | 277.3537 | 518.6274 | 277.3537
1615 | 514.2295 | 253.5331 | 514.2295 | 253.5331
1616 | 527.549 | 236.3456 | 527.549 | 236.3456
1617 | 514.6005 | 239.5238 | 514.6005 | 239.5238
1618 | 491.5295 | 243.2421 | 491.5295 | 243.2421
1619 | 456.1341 | 268.3892 | 456.1341 | 268.3892
1620 | 425.3384 | 357.637 | 425.3384 | 357.637
1621 | 408.6754 | 399.5323 | 408.6754 | 399.5323
1622 | 396.7497 | 396.5445 | 396.7497 | 396.5445
1623 | 392.506 | 382.5707 | 392.506 | 382.5707
1624 | 394.5851 | 404.6782 | 394.5851 | 404.6782
1625 | 401.5189 | 499.2459 | 401.5189 | 499.2459
1626 | 401.6605 | 562.1727 | 401.6605 | 562.1727
1627 | 430.5837 | 586.6342 | 430.5837 | 586.6342
1628 | 475.7265 | 573.3478 | 475.7265 | 573.3478
1629 | 502.7013 | 569.0256 | 502.7013 | 569.0256
1630 | 532.1447 | 556.1087 | 532.1447 | 556.1087
1631 | 574.1763 | 544.5671 | 574.1763 | 544.5671
1632 | 565.1271 | 506.3878 | 565.1271 | 506.3878
1633 | 528.7958 | 444.4875 | 528.7958 | 444.4875
1634 | 524.3602 | 371.2403 | 524.3602 | 371.2403
1635 | 524.9077 | 313.0929 | 524.9077 | 313.0929
1636 | 532.5685 | 278.9929 | 532.5685 | 278.9929
1637 | 545.2332 | 251.9862 | 545.2332 | 251.9862
1638 | 537.1587 | 226.8648 | 537.1587 | 226.8648
1639 | 533.8045 | 223.3588 | 533.8045 | 223.3588
1640 | 537.9684 | 228.5323 | 537.9684 | 228.5323
1641 | 519.5291 | 232.7894 | 519.5291 | 232.7894
1642 | 495.2228 | 227.9131 | 495.2228 | 227.9131
1643 | 456.0926 | 240.7822 | 456.0926 | 240.7822
1644 | 424.0406 | 264.6585 | 424.0406 | 264.6585
1645 | 406.0338 | 279.9141 | 406.0338 | 279.9141
1646 | 394.2033 | 301.594 | 394.2033 | 301.594
1647 | 390.0044 | 337.1047 | 390.0044 | 337.1047
1648 | 394.1663 | 384.5496 | 394.1663 | 384.5496
1649 | 405.3923 | 460.0677 | 405.3923 | 460.0677
1650 | 409.1326 | 481.1747 | 409.1326 | 481.1747
1651 | 442.293 | 486.4005 | 442.293 | 486.4005
1652 | 503.1595 | 485.0201 | 503.1595 | 485.0201
1653 | 538.1464 | 488.8089 | 538.1464 | 488.8089
1654 | 569.0039 | 479.9103 | 569.0039 | 479.9103
1655 | 611.5848 | 472.1265 | 611.5848 | 472.1265
1656 | 594.8307 | 453.2201 | 594.8307 | 453.2201
1657 | 550.8321 | 427.0377 | 550.8321 | 427.0377
1658 | 545.6088 | 407.7397 | 545.6088 | 407.7397
1659 | 551.4366 | 400.8253 | 551.4366 | 400.8253
1660 | 551.8123 | 404.9361 | 551.8123 | 404.9361
1661 | 564.4633 | 409.2943 | 564.4633 | 409.2943
1662 | 559.2006 | 399.4275 | 559.2006 | 399.4275
1663 | 550.2531 | 391.0103 | 550.2531 | 391.0103
1664 | 551.0284 | 384.4266 | 551.0284 | 384.4266
1665 | 533.2977 | 383.2516 | 533.2977 | 383.2516
1666 | 505.0642 | 368.9621 | 505.0642 | 368.9621
1667 | 463.4836 | 360.8468 | 463.4836 | 360.8468
1668 | 430.3625 | 372.4823 | 430.3625 | 372.4823
1669 | 411.7125 | 377.7666 | 411.7125 | 377.7666
1670 | 400.3623 | 383.0758 | 400.3623 | 383.0758
1671 | 397.4988 | 398.8671 | 397.4988 | 398.8671
1672 | 399.3617 | 426.3694 | 399.3617 | 426.3694
1673 | 408.4035 | 484.4751 | 408.4035 | 484.4751
1674 | 411.0376 | 499.2197 | 411.0376 | 499.2197
1675 | 443.6574 | 506.7151 | 443.6574 | 506.7151
1676 | 503.4456 | 509.5762 | 503.4456 | 509.5762
1677 | 538.86 | 515.8951 | 538.86 | 515.8951
1678 | 560.284 | 514.7726 | 560.284 | 514.7726
1679 | 608.1243 | 516.4391 | 608.1243 | 516.4391
1680 | 587.0326 | 517.9962 | 587.0326 | 517.9962
1681 | 551.257 | 512.8354 | 551.257 | 512.8354
1682 | 553.9336 | 507.8246 | 553.9336 | 507.8246
1683 | 561.7504 | 501.4311 | 561.7504 | 501.4311
1684 | 562.5865 | 499.5889 | 562.5865 | 499.5889
1685 | 568.6255 | 485.6416 | 568.6255 | 485.6416
1686 | 562.886 | 456.502 | 562.886 | 456.502
1687 | 555.992 | 435.4718 | 555.992 | 435.4718
1688 | 558.9451 | 412.4801 | 558.9451 | 412.4801
1689 | 537.8745 | 396.311 | 537.8745 | 396.311
1690 | 507.1684 | 381.8727 | 507.1684 | 381.8727
1691 | 467.2709 | 389.0492 | 467.2709 | 389.0492
1692 | 435.4841 | 450.355 | 435.4841 | 450.355
1693 | 415.4301 | 482.1674 | 415.4301 | 482.1674
1694 | 404.2535 | 499.8663 | 404.2535 | 499.8663
1695 | 401.1338 | 520.5688 | 401.1338 | 520.5688
1696 | 404.4219 | 543.6808 | 404.4219 | 543.6808
1697 | 414.5592 | 599.5913 | 414.5592 | 599.5913
1698 | 421.5081 | 618.9123 | 421.5081 | 618.9123
1699 | 453.7522 | 619.1525 | 453.7522 | 619.1525
1700 | 510.3984 | 613.6422 | 510.3984 | 613.6422
1701 | 549.3241 | 618.6588 | 549.3241 | 618.6588
1702 | 573.2792 | 617.8712 | 573.2792 | 617.8712
1703 | 611.931 | 618.3843 | 611.931 | 618.3843
1704 | 593.5556 | 567.4433 | 593.5556 | 567.4433
1705 | 558.1582 | 477.043 | 558.1582 | 477.043
1706 | 551.9572 | 396.2801 | 551.9572 | 396.2801
1707 | 554.9699 | 341.1464 | 554.9699 | 341.1464
1708 | 554.4168 | 301.1678 | 554.4168 | 301.1678
1709 | 563.068 | 261.7342 | 563.068 | 261.7342
1710 | 557.9078 | 222.214 | 557.9078 | 222.214
1711 | 559.5664 | 195.1936 | 559.5664 | 195.1936
1712 | 556.9701 | 175.811 | 556.9701 | 175.811
1713 | 535.7533 | 178.2822 | 535.7533 | 178.2822
1714 | 510.5085 | 190.8185 | 510.5085 | 190.8185
1715 | 473.9626 | 244.1679 | 473.9626 | 244.1679
1716 | 442.8481 | 336.2061 | 442.8481 | 336.2061
1717 | 421.3611 | 364.5584 | 421.3611 | 364.5584
1718 | 408.4172 | 366.8539 | 408.4172 | 366.8539
1719 | 404.5515 | 374.3854 | 404.5515 | 374.3854
1720 | 408.4421 | 413.8309 | 408.4421 | 413.8309
1721 | 418.1455 | 493.7022 | 418.1455 | 493.7022
1722 | 421.2998 | 531.4404 | 421.2998 | 531.4404
1723 | 451.1749 | 574.3933 | 451.1749 | 574.3933
1724 | 498.3423 | 627.7433 | 498.3423 | 627.7433
1725 | 530.4792 | 601.1346 | 530.4792 | 601.1346
1726 | 553.8628 | 602.8398 | 553.8628 | 602.8398
1727 | 600.843 | 633.825 | 600.843 | 633.825
1728 | 585.9401 | 591.553 | 585.9401 | 591.553
1729 | 554.286 | 458.477 | 554.286 | 458.477
1730 | 547.6943 | 358.6646 | 547.6943 | 358.6646
1731 | 546.8035 | 263.2737 | 546.8035 | 263.2737
1732 | 547.7787 | 230.7363 | 547.7787 | 230.7363
1733 | 562.5875 | 201.1996 | 562.5875 | 201.1996
1734 | 556.5451 | 168.5626 | 556.5451 | 168.5626
1735 | 559.4227 | 148.3509 | 559.4227 | 148.3509
1736 | 554.6582 | 140.465 | 554.6582 | 140.465
1737 | 533.4196 | 159.0838 | 533.4196 | 159.0838
1738 | 509.3832 | 201.7943 | 509.3832 | 201.7943
1739 | 474.7894 | 262.7339 | 474.7894 | 262.7339
1740 | 446.8573 | 330.0299 | 446.8573 | 330.0299
1741 | 426.5411 | 325.529 | 426.5411 | 325.529
1742 | 413.8069 | 348.2879 | 413.8069 | 348.2879
1743 | 409.3866 | 374.9434 | 409.3866 | 374.9434
1744 | 410.7628 | 411.2637 | 410.7628 | 411.2637
1745 | 420.4773 | 480.0847 | 420.4773 | 480.0847
1746 | 420.4783 | 512.2047 | 420.4783 | 512.2047
1747 | 432.762 | 534.3222 | 432.762 | 534.3222
1748 | 473.56 | 528.1421 | 473.56 | 528.1421
1749 | 509.272 | 530.7776 | 509.272 | 530.7776
1750 | 532.893 | 515.7399 | 532.893 | 515.7399
1751 | 578.3823 | 513.3138 | 578.3823 | 513.3138
1752 | 573.7115 | 510.4805 | 573.7115 | 510.4805
1753 | 545.819 | 502.7153 | 545.819 | 502.7153
1754 | 538.1372 | 502.3924 | 538.1372 | 502.3924
1755 | 538.7325 | 498.3801 | 538.7325 | 498.3801
1756 | 542.1173 | 487.7945 | 542.1173 | 487.7945
1757 | 554.1791 | 477.047 | 554.1791 | 477.047
1758 | 547.0825 | 466.7337 | 547.0825 | 466.7337
1759 | 547.8686 | 456.6422 | 547.8686 | 456.6422
1760 | 544.6957 | 440.6825 | 544.6957 | 440.6825
1761 | 528.5485 | 424.8855 | 528.5485 | 424.8855
1762 | 502.3179 | 408.7728 | 502.3179 | 408.7728
1763 | 470.5405 | 400.7691 | 470.5405 | 400.7691
1764 | 438.7409 | 417.5019 | 438.7409 | 417.5019
1765 | 420.0414 | 422.9722 | 420.0414 | 422.9722
1766 | 408.6806 | 426.0118 | 408.6806 | 426.0118
1767 | 405.3955 | 438.6778 | 405.3955 | 438.6778
1768 | 405.3205 | 460.4132 | 405.3205 | 460.4132
1769 | 412.3615 | 513.8308 | 412.3615 | 513.8308
1770 | 415.7125 | 526.2687 | 415.7125 | 526.2687
1771 | 435.0113 | 532.9828 | 435.0113 | 532.9828
1772 | 470.9115 | 533.3882 | 470.9115 | 533.3882
1773 | 504.8628 | 534.7214 | 504.8628 | 534.7214
1774 | 537.7063 | 524.0369 | 537.7063 | 524.0369
1775 | 576.7879 | 517.2205 | 576.7879 | 517.2205
1776 | 571.5333 | 504.4159 | 571.5333 | 504.4159
1777 | 545.9137 | 484.1494 | 545.9137 | 484.1494
1778 | 542.2728 | 442.7136 | 542.2728 | 442.7136
1779 | 548.6053 | 372.9206 | 548.6053 | 372.9206
1780 | 556.5352 | 290.6384 | 556.5352 | 290.6384
1781 | 561.1673 | 227.7277 | 561.1673 | 227.7277
1782 | 555.8961 | 188.3191 | 555.8961 | 188.3191
1783 | 556.185 | 164.7961 | 556.185 | 164.7961
1784 | 547.7487 | 151.3293 | 547.7487 | 151.3293
1785 | 528.6955 | 152.4611 | 528.6955 | 152.4611
1786 | 501.8496 | 156.2538 | 501.8496 | 156.2538
1787 | 465.9742 | 217.0445 | 465.9742 | 217.0445
1788 | 438.14 | 307.4829 | 438.14 | 307.4829
1789 | 420.199 | 364.9304 | 420.199 | 364.9304
1790 | 406.5284 | 401.2325 | 406.5284 | 401.2325
1791 | 400.8445 | 423.4232 | 400.8445 | 423.4232
1792 | 405.032 | 445.4562 | 405.032 | 445.4562
1793 | 412.9304 | 501.7016 | 412.9304 | 501.7016
1794 | 419.8083 | 531.2915 | 419.8083 | 531.2915
1795 | 444.1359 | 551.5859 | 444.1359 | 551.5859
1796 | 489.9582 | 561.8882 | 489.9582 | 561.8882
1797 | 518.5409 | 561.3983 | 518.5409 | 561.3983
1798 | 548.3835 | 535.8313 | 548.3835 | 535.8313
1799 | 592.6929 | 508.0677 | 592.6929 | 508.0677
1800 | 580.3567 | 461.7775 | 580.3567 | 461.7775
1801 | 556.5297 | 389.7198 | 556.5297 | 389.7198
1802 | 547.9477 | 311.1522 | 547.9477 | 311.1522
1803 | 555.6809 | 238.9036 | 555.6809 | 238.9036
1804 | 554.9451 | 191.5581 | 554.9451 | 191.5581
1805 | 565.3252 | 139.9953 | 565.3252 | 139.9953
1806 | 565.7588 | 86.3739 | 565.7588 | 86.3739
1807 | 567.8561 | 68.99 | 567.8561 | 68.99
1808 | 561.2842 | 56.8625 | 561.2842 | 56.8625
1809 | 540.9832 | 49.6229 | 540.9832 | 49.6229
1810 | 513.359 | 38.9796 | 513.359 | 38.9796
1811 | 472.1768 | 66.7684 | 472.1768 | 66.7684
1812 | 441.8404 | 148.4633 | 441.8404 | 148.4633
1813 | 421.8003 | 170.9741 | 421.8003 | 170.9741
1814 | 408.3747 | 186.7383 | 408.3747 | 186.7383
1815 | 406.1378 | 213.7286 | 406.1378 | 213.7286
1816 | 409.3224 | 257.0808 | 409.3224 | 257.0808
1817 | 419.4138 | 325.4554 | 419.4138 | 325.4554
1818 | 426.8098 | 340.3489 | 426.8098 | 340.3489
1819 | 464.6718 | 334.9337 | 464.6718 | 334.9337
1820 | 522.436 | 322.0938 | 522.436 | 322.0938
1821 | 558.4511 | 317.8088 | 558.4511 | 317.8088
1822 | 584.9008 | 309.7288 | 584.9008 | 309.7288
1823 | 629.4316 | 304.6982 | 629.4316 | 304.6982
1824 | 614.3246 | 285.7918 | 614.3246 | 285.7918
1825 | 576.8732 | 219.8732 | 576.8732 | 219.8732
1826 | 571.2469 | 143.5007 | 571.2469 | 143.5007
1827 | 579.2817 | 57.0021 | 579.2817 | 57.0021
1828 | 582.0751 | 70.3401 | 582.0751 | 70.3401
1829 | 596.0743 | 78.4561 | 596.0743 | 78.4561
1830 | 592.1622 | 74.84 | 592.1622 | 74.84
1831 | 586.8306 | 68.99 | 586.8306 | 68.99
1832 | 580.2897 | 56.8625 | 580.2897 | 56.8625
1833 | 554.2929 | 49.6229 | 554.2929 | 49.6229
1834 | 517.4177 | 32.5802 | 517.4177 | 32.5802
1835 | 475.3433 | 13.9355 | 475.3433 | 13.9355
1836 | 446.0672 | 117.396 | 446.0672 | 117.396
1837 | 424.2892 | 141.4323 | 424.2892 | 141.4323
1838 | 412.2671 | 138.6678 | 412.2671 | 138.6678
1839 | 405.1875 | 161.7515 | 405.1875 | 161.7515
1840 | 410.1789 | 209.308 | 410.1789 | 209.308
1841 | 420.6749 | 279.0592 | 420.6749 | 279.0592
1842 | 429.6499 | 300.4266 | 429.6499 | 300.4266
1843 | 464.3695 | 313.7634 | 464.3695 | 313.7634
1844 | 522.9159 | 319.5265 | 522.9159 | 319.5265
1845 | 556.3712 | 319.6692 | 556.3712 | 319.6692
1846 | 582.0154 | 306.1198 | 582.0154 | 306.1198
1847 | 624.3488 | 294.9874 | 624.3488 | 294.9874
1848 | 612.9942 | 262.1286 | 612.9942 | 262.1286
1849 | 574.3684 | 186.9456 | 574.3684 | 186.9456
1850 | 569.4096 | 78.5013 | 569.4096 | 78.5013
1851 | 573.2509 | 57.0021 | 573.2509 | 57.0021
1852 | 575.6653 | 70.3401 | 575.6653 | 70.3401
1853 | 586.9922 | 78.4561 | 586.9922 | 78.4561
1854 | 589.2892 | 74.84 | 589.2892 | 74.84
1855 | 591.3183 | 68.99 | 591.3183 | 68.99
1856 | 579.4871 | 56.8625 | 579.4871 | 56.8625
1857 | 555.4459 | 49.6229 | 555.4459 | 49.6229
1858 | 523.7569 | 32.5802 | 523.7569 | 32.5802
1859 | 484.9059 | 13.9355 | 484.9059 | 13.9355
1860 | 450.6948 | 13.5533 | 450.6948 | 13.5533
1861 | 430.5742 | 10.5406 | 430.5742 | 10.5406
1862 | 419.8712 | 8.1109 | 419.8712 | 8.1109
1863 | 415.6433 | 13.5217 | 415.6433 | 13.5217
1864 | 417.6345 | 30.1598 | 417.6345 | 30.1598
1865 | 426.1556 | 84.6564 | 426.1556 | 84.6564
1866 | 436.8544 | 106.0982 | 436.8544 | 106.0982
1867 | 471.7157 | 116.5329 | 471.7157 | 116.5329
1868 | 528.284 | 118.1662 | 528.284 | 118.1662
1869 | 560.4201 | 122.1782 | 560.4201 | 122.1782
1870 | 587.8604 | 119.1954 | 587.8604 | 119.1954
1871 | 625.1739 | 116.0996 | 625.1739 | 116.0996
1872 | 614.096 | 108.169 | 614.096 | 108.169
1873 | 575.6146 | 86.4887 | 575.6146 | 86.4887
1874 | 572.2667 | 59.7866 | 572.2667 | 59.7866
1875 | 580.1727 | 57.0021 | 580.1727 | 57.0021
1876 | 577.8845 | 70.3401 | 577.8845 | 70.3401
1877 | 588.7821 | 78.4561 | 588.7821 | 78.4561
1878 | 585.4974 | 74.84 | 585.4974 | 74.84
1879 | 586.0598 | 68.99 | 586.0598 | 68.99
1880 | 571.2916 | 56.8625 | 571.2916 | 56.8625
1881 | 548.8351 | 49.6229 | 548.8351 | 49.6229
1882 | 516.5258 | 32.5802 | 516.5258 | 32.5802
1883 | 483.5753 | 13.9355 | 483.5753 | 13.9355
1884 | 449.5361 | 13.5533 | 449.5361 | 13.5533
1885 | 429.0007 | 10.5406 | 429.0007 | 10.5406
1886 | 416.3871 | 8.1109 | 416.3871 | 8.1109
1887 | 412.5564 | 13.5217 | 412.5564 | 13.5217
1888 | 415.1122 | 30.1598 | 415.1122 | 30.1598
1889 | 425.8056 | 79.4847 | 425.8056 | 79.4847
1890 | 435.8262 | 86.4161 | 435.8262 | 86.4161
1891 | 465.4966 | 86.1726 | 465.4966 | 86.1726
1892 | 514.2825 | 105.7765 | 514.2825 | 105.7765
1893 | 547.9375 | 183.2337 | 547.9375 | 183.2337
1894 | 572.9075 | 268.9507 | 572.9075 | 268.9507
1895 | 623.8518 | 329.7008 | 623.8518 | 329.7008
1896 | 610.2988 | 347.0705 | 610.2988 | 347.0705
1897 | 575.1213 | 335.3615 | 575.1213 | 335.3615
1898 | 566.8057 | 307.9152 | 566.8057 | 307.9152
1899 | 565.4399 | 267.1431 | 565.4399 | 267.1431
1900 | 573.3236 | 244.7259 | 573.3236 | 244.7259
1901 | 588.9702 | 210.1291 | 588.9702 | 210.1291
1902 | 586.3833 | 162.0515 | 586.3833 | 162.0515
1903 | 591.0205 | 130.6036 | 591.0205 | 130.6036
1904 | 576.0444 | 108.7653 | 576.0444 | 108.7653
1905 | 550.5175 | 106.5485 | 550.5175 | 106.5485
1906 | 519.596 | 113.5038 | 519.596 | 113.5038
1907 | 486.0839 | 163.4675 | 486.0839 | 163.4675
1908 | 455.6763 | 211.0442 | 455.6763 | 211.0442
1909 | 437.2564 | 220.5329 | 437.2564 | 220.5329
1910 | 423.8587 | 227.4047 | 423.8587 | 227.4047
1911 | 418.3894 | 245.8377 | 418.3894 | 245.8377
1912 | 420.2585 | 300.575 | 420.2585 | 300.575
1913 | 429.5312 | 413.4111 | 429.5312 | 413.4111
1914 | 436.4029 | 473.1753 | 436.4029 | 473.1753
1915 | 453.9059 | 498.3437 | 453.9059 | 498.3437
1916 | 492.1655 | 497.447 | 492.1655 | 497.447
1917 | 524.4222 | 498.4825 | 524.4222 | 498.4825
1918 | 549.4643 | 489.1002 | 549.4643 | 489.1002
1919 | 592.194 | 472.6101 | 592.194 | 472.6101
1920 | 585.5574 | 410.5445 | 585.5574 | 410.5445
1921 | 555.3901 | 318.6931 | 555.3901 | 318.6931
1922 | 548.6752 | 213.7833 | 548.6752 | 213.7833
1923 | 554.541 | 123.2292 | 554.541 | 123.2292
1924 | 564.1427 | 71.3446 | 564.1427 | 71.3446
1925 | 572.4505 | 78.4561 | 572.4505 | 78.4561
1926 | 572.6336 | 74.84 | 572.6336 | 74.84
1927 | 574.5236 | 100.2804 | 574.5236 | 100.2804
1928 | 558.0663 | 62.5179 | 558.0663 | 62.5179
1929 | 536.0894 | 49.6229 | 536.0894 | 49.6229
1930 | 514.3645 | 32.5802 | 514.3645 | 32.5802
1931 | 482.675 | 44.0354 | 482.675 | 44.0354
1932 | 453.1559 | 67.9117 | 453.1559 | 67.9117
1933 | 436.002 | 84.8416 | 436.002 | 84.8416
1934 | 423.7946 | 108.5679 | 423.7946 | 108.5679
1935 | 420.5091 | 131.7632 | 420.5091 | 131.7632
1936 | 422.7943 | 149.8524 | 422.7943 | 149.8524
1937 | 429.4958 | 202.3771 | 429.4958 | 202.3771
1938 | 437.5664 | 215.5591 | 437.5664 | 215.5591
1939 | 452.9602 | 222.9801 | 452.9602 | 222.9801
1940 | 489.1656 | 214.9769 | 489.1656 | 214.9769
1941 | 522.9204 | 196.1443 | 522.9204 | 196.1443
1942 | 548.4807 | 176.6419 | 548.4807 | 176.6419
1943 | 594.4851 | 171.1277 | 594.4851 | 171.1277
1944 | 580.2583 | 161.2624 | 580.2583 | 161.2624
1945 | 556.8815 | 126.2994 | 556.8815 | 126.2994
1946 | 549.8718 | 82.1103 | 549.8718 | 82.1103
1947 | 551.8878 | 57.0021 | 551.8878 | 57.0021
1948 | 564.1101 | 70.3401 | 564.1101 | 70.3401
1949 | 582.1532 | 78.4561 | 582.1532 | 78.4561
1950 | 575.0068 | 74.84 | 575.0068 | 74.84
1951 | 579.3559 | 68.99 | 579.3559 | 68.99
1952 | 566.0276 | 56.8625 | 566.0276 | 56.8625
1953 | 544.3709 | 49.6229 | 544.3709 | 49.6229
1954 | 516.0218 | 32.5802 | 516.0218 | 32.5802
1955 | 482.5185 | 80.4975 | 482.5185 | 80.4975
1956 | 457.6372 | 165.5409 | 457.6372 | 165.5409
1957 | 438.5675 | 210.8964 | 438.5675 | 210.8964
1958 | 425.127 | 227.5536 | 425.127 | 227.5536
1959 | 421.5955 | 256.4042 | 421.5955 | 256.4042
1960 | 423.0801 | 298.1938 | 423.0801 | 298.1938
1961 | 430.5865 | 353.4718 | 430.5865 | 353.4718
1962 | 440.5217 | 366.4677 | 440.5217 | 366.4677
1963 | 466.6928 | 370.6518 | 466.6928 | 370.6518
1964 | 510.4203 | 368.1923 | 510.4203 | 368.1923
1965 | 543.2281 | 368.335 | 543.2281 | 368.335
1966 | 571.1639 | 360.6269 | 571.1639 | 360.6269
1967 | 613.93 | 354.6662 | 613.93 | 354.6662
1968 | 597.1935 | 346.1032 | 597.1935 | 346.1032
1969 | 565.2899 | 318.6186 | 565.2899 | 318.6186
1970 | 558.1471 | 287.1913 | 558.1471 | 287.1913
1971 | 562.1908 | 254.2326 | 562.1908 | 254.2326
1972 | 569.9359 | 234.5686 | 569.9359 | 234.5686
1973 | 585.5417 | 226.7603 | 585.5417 | 226.7603
1974 | 584.1986 | 222.0652 | 584.1986 | 222.0652
1975 | 590.7447 | 220.1219 | 590.7447 | 220.1219
1976 | 573.2264 | 222.8769 | 573.2264 | 222.8769
1977 | 550.378 | 232.0453 | 550.378 | 232.0453
1978 | 517.291 | 233.4941 | 517.291 | 233.4941
1979 | 483.8992 | 255.8879 | 483.8992 | 255.8879
1980 | 451.8062 | 322.6631 | 451.8062 | 322.6631
1981 | 433.8046 | 323.5943 | 433.8046 | 323.5943
1982 | 423.4336 | 327.6012 | 423.4336 | 327.6012
1983 | 417.1132 | 341.9043 | 417.1132 | 341.9043
1984 | 420.0815 | 353.1847 | 420.0815 | 353.1847
1985 | 432.7638 | 410.2857 | 432.7638 | 410.2857
1986 | 443.7843 | 451.8561 | 443.7843 | 451.8561
1987 | 477.6811 | 495.3672 | 477.6811 | 495.3672
1988 | 534.0012 | 516.0501 | 534.0012 | 516.0501
1989 | 568.759 | 530.4799 | 568.759 | 530.4799
1990 | 595.5204 | 527.2367 | 595.5204 | 527.2367
1991 | 636.6214 | 515.3602 | 636.6214 | 515.3602
1992 | 616.559 | 470.8558 | 616.559 | 470.8558
1993 | 581.9459 | 394.3334 | 581.9459 | 394.3334
1994 | 573.949 | 313.4962 | 573.949 | 313.4962
1995 | 581.6564 | 204.7482 | 581.6564 | 204.7482
1996 | 583.8364 | 143.8969 | 583.8364 | 143.8969
1997 | 598.4038 | 108.9653 | 598.4038 | 108.9653
1998 | 605.3413 | 76.0306 | 605.3413 | 76.0306
1999 | 602.7376 | 68.99 | 602.7376 | 68.99
2000 | 583.4281 | 56.8625 | 583.4281 | 56.8625
2001 | 557.0213 | 56.0596 | 557.0213 | 56.0596
2002 | 525.5378 | 78.3811 | 525.5378 | 78.3811
2003 | 486.0594 | 132.6979 | 486.0594 | 132.6979
2004 | 452.9874 | 181.3908 | 452.9874 | 181.3908
2005 | 432.8849 | 197.2417 | 432.8849 | 197.2417
2006 | 422.3457 | 215.3871 | 422.3457 | 215.3871
2007 | 418.2243 | 239.4754 | 418.2243 | 239.4754
2008 | 421.5627 | 262.2153 | 421.5627 | 262.2153
2009 | 431.4801 | 323.223 | 431.4801 | 323.223
2010 | 444.8832 | 337.5957 | 444.8832 | 337.5957
2011 | 477.1049 | 341.7053 | 477.1049 | 341.7053
2012 | 534.9142 | 338.8738 | 534.9142 | 338.8738
2013 | 570.8236 | 339.5745 | 570.8236 | 339.5745
2014 | 598.0336 | 331.3084 | 598.0336 | 331.3084
2015 | 644.2599 | 325.6454 | 644.2599 | 325.6454
2016 | 622.7618 | 312.2083 | 622.7618 | 312.2083
2017 | 587.5738 | 281.8216 | 587.5738 | 281.8216
2018 | 578.7772 | 252.7383 | 578.7772 | 252.7383
2019 | 587.5631 | 225.6953 | 587.5631 | 225.6953
2020 | 587.9081 | 192.9347 | 587.9081 | 192.9347
2021 | 597.2465 | 155.5475 | 597.2465 | 155.5475
2022 | 599.2501 | 111.4509 | 599.2501 | 111.4509
2023 | 602.2428 | 75.6499 | 602.2428 | 75.6499
2024 | 577.8096 | 59.2809 | 577.8096 | 59.2809
2025 | 552.3286 | 76.7463 | 552.3286 | 76.7463
2026 | 520.3905 | 132.7023 | 520.3905 | 132.7023
2027 | 481.8461 | 193.0465 | 481.8461 | 193.0465
2028 | 449.6585 | 231.3216 | 449.6585 | 231.3216
2029 | 429.0205 | 256.7346 | 429.0205 | 256.7346
2030 | 416.3823 | 272.3499 | 416.3823 | 272.3499
2031 | 413.07 | 296.8847 | 413.07 | 296.8847
2032 | 414.245 | 332.3119 | 414.245 | 332.3119
2033 | 425.8019 | 395.0684 | 425.8019 | 395.0684
2034 | 440.4927 | 418.6309 | 440.4927 | 418.6309
2035 | 465.9048 | 441.4925 | 465.9048 | 441.4925
2036 | 523.3548 | 453.5063 | 523.3548 | 453.5063
2037 | 559.3364 | 457.9649 | 559.3364 | 457.9649
2038 | 586.8771 | 458.5911 | 586.8771 | 458.5911
2039 | 630.1221 | 467.0664 | 630.1221 | 467.0664
2040 | 614.8817 | 452.1039 | 614.8817 | 452.1039
2041 | 573.7258 | 421.3452 | 573.7258 | 421.3452
2042 | 567.3032 | 379.7978 | 567.3032 | 379.7978
2043 | 576.2258 | 367.2652 | 576.2258 | 367.2652
2044 | 579.4546 | 373.0503 | 579.4546 | 373.0503
2045 | 587.9251 | 374.2088 | 587.9251 | 374.2088
2046 | 594.7564 | 369.1044 | 594.7564 | 369.1044
2047 | 595.1173 | 369.6539 | 595.1173 | 369.6539
2048 | 573.8368 | 369.5069 | 573.8368 | 369.5069
2049 | 554.4457 | 375.5499 | 554.4457 | 375.5499
2050 | 525.3776 | 376.7754 | 525.3776 | 376.7754
2051 | 486.6893 | 391.0955 | 486.6893 | 391.0955
2052 | 455.3884 | 429.6311 | 455.3884 | 429.6311
2053 | 432.4486 | 450.8397 | 432.4486 | 450.8397
2054 | 420.6803 | 465.0412 | 420.6803 | 465.0412
2055 | 416.5453 | 485.3717 | 416.5453 | 485.3717
2056 | 416.7806 | 508.372 | 416.7806 | 508.372
2057 | 426.9967 | 563.0175 | 426.9967 | 563.0175
2058 | 438.9809 | 581.6316 | 438.9809 | 581.6316
2059 | 462.1997 | 590.5037 | 462.1997 | 590.5037
2060 | 512.2744 | 601.2525 | 512.2744 | 601.2525
2061 | 546.9905 | 607.9434 | 546.9905 | 607.9434
2062 | 572.6885 | 600.161 | 572.6885 | 600.161
2063 | 610.4927 | 608.5247 | 610.4927 | 608.5247
2064 | 602.5451 | 597.2084 | 602.5451 | 597.2084
2065 | 573.788 | 571.3981 | 573.788 | 571.3981
2066 | 569.1853 | 532.4923 | 569.1853 | 532.4923
2067 | 575.3194 | 492.0551 | 575.3194 | 492.0551
2068 | 581.5219 | 465.1731 | 581.5219 | 465.1731
2069 | 590.6983 | 449.3283 | 590.6983 | 449.3283
2070 | 596.3721 | 422.421 | 596.3721 | 422.421
2071 | 593.4492 | 411.4737 | 593.4492 | 411.4737
2072 | 569.1076 | 403.7739 | 569.1076 | 403.7739
2073 | 548.1668 | 408.5147 | 548.1668 | 408.5147
2074 | 522.8494 | 416.8466 | 522.8494 | 416.8466
2075 | 484.5573 | 432.841 | 484.5573 | 432.841
2076 | 451.7891 | 467.8419 | 451.7891 | 467.8419
2077 | 431.9295 | 496.157 | 431.9295 | 496.157
2078 | 419.834 | 517.6881 | 419.834 | 517.6881
2079 | 414.6017 | 547.841 | 414.6017 | 547.841
2080 | 415.0027 | 593.2024 | 415.0027 | 593.2024
2081 | 425.082 | 654.7682 | 425.082 | 654.7682
2082 | 436.4783 | 689.4182 | 436.4783 | 689.4182
2083 | 450.9574 | 701.49 | 450.9574 | 701.49
2084 | 489.445 | 723.6611 | 489.445 | 723.6611
2085 | 527.5343 | 735.3377 | 527.5343 | 735.3377
2086 | 554.5572 | 736.4476 | 554.5572 | 736.4476
2087 | 592.379 | 756.7917 | 592.379 | 756.7917
2088 | 584.7741 | 711.9153 | 584.7741 | 711.9153
2089 | 561.9398 | 661.3257 | 561.9398 | 661.3257
2090 | 550.637 | 599.7241 | 550.637 | 599.7241
2091 | 555.1013 | 547.046 | 555.1013 | 547.046
2092 | 560.7822 | 528.1633 | 560.7822 | 528.1633
2093 | 573.508 | 519.0901 | 573.508 | 519.0901
2094 | 569.8314 | 507.735 | 569.8314 | 507.735
2095 | 572.0927 | 499.1317 | 572.0927 | 499.1317
2096 | 554.6514 | 487.3391 | 554.6514 | 487.3391
2097 | 536.0111 | 487.4292 | 536.0111 | 487.4292
2098 | 509.8268 | 486.0503 | 509.8268 | 486.0503
2099 | 478.3021 | 511.1974 | 478.3021 | 511.1974
2100 | 448.5708 | 591.7016 | 448.5708 | 591.7016
2101 | 431.0657 | 580.0199 | 431.0657 | 580.0199
2102 | 418.1126 | 592.9564 | 418.1126 | 592.9564
2103 | 414.837 | 617.4168 | 414.837 | 617.4168
2104 | 415.4715 | 655.0764 | 415.4715 | 655.0764
2105 | 425.9857 | 722.2976 | 425.9857 | 722.2976
2106 | 435.2058 | 746.3066 | 435.2058 | 746.3066
2107 | 450.8868 | 765.6708 | 450.8868 | 765.6708
2108 | 485.6236 | 778.9124 | 485.6236 | 778.9124
2109 | 519.8479 | 782.2176 | 519.8479 | 782.2176
2110 | 545.4713 | 766.8451 | 545.4713 | 766.8451
2111 | 591.281 | 766.9118 | 591.281 | 766.9118
2112 | 581.511 | 774.0498 | 581.511 | 774.0498
2113 | 555.4464 | 719.4047 | 555.4464 | 719.4047
2114 | 550.1462 | 661.8213 | 550.1462 | 661.8213
2115 | 552.7982 | 627.4115 | 552.7982 | 627.4115
2116 | 567.1453 | 614.147 | 567.1453 | 614.147
2117 | 581.2035 | 606.0411 | 581.2035 | 606.0411
2118 | 579.3191 | 581.2174 | 579.3191 | 581.2174
2119 | 582.0004 | 562.5312 | 582.0004 | 562.5312
2120 | 559.1389 | 543.5578 | 559.1389 | 543.5578
2121 | 538.505 | 532.6348 | 538.505 | 532.6348
2122 | 511.2926 | 525.4517 | 511.2926 | 525.4517
2123 | 479.9994 | 552.0127 | 479.9994 | 552.0127
2124 | 447.4659 | 628.4987 | 447.4659 | 628.4987
2125 | 426.9507 | 630.0624 | 426.9507 | 630.0624
2126 | 416.2436 | 644.1895 | 416.2436 | 644.1895
2127 | 411.5589 | 663.8502 | 411.5589 | 663.8502
2128 | 412.4865 | 690.1619 | 412.4865 | 690.1619
2129 | 422.7237 | 752.0254 | 422.7237 | 752.0254
2130 | 431.4705 | 787.5684 | 431.4705 | 787.5684
2131 | 458.7404 | 830.5586 | 458.7404 | 830.5586
2132 | 498.0759 | 839.4098 | 498.0759 | 839.4098
2133 | 531.2416 | 832.7065 | 531.2416 | 832.7065
2134 | 568.724 | 823.3986 | 568.724 | 823.3986
2135 | 605.6033 | 807.9875 | 605.6033 | 807.9875
2136 | 597.9647 | 787.1836 | 597.9647 | 787.1836
2137 | 564.6439 | 727.6273 | 564.6439 | 727.6273
2138 | 559.0316 | 674.0994 | 559.0316 | 674.0994
2139 | 566.0358 | 591.8051 | 566.0358 | 591.8051
2140 | 576.9005 | 570.5785 | 576.9005 | 570.5785
2141 | 600.4658 | 564.4073 | 600.4658 | 564.4073
2142 | 600.8091 | 539.7324 | 600.8091 | 539.7324
2143 | 591.6792 | 516.9535 | 591.6792 | 516.9535
2144 | 567.8015 | 499.4684 | 567.8015 | 499.4684
2145 | 549.7263 | 512.2086 | 549.7263 | 512.2086
2146 | 515.6796 | 535.7207 | 515.6796 | 535.7207
2147 | 480.8618 | 586.7261 | 480.8618 | 586.7261
2148 | 449.3927 | 625.4477 | 449.3927 | 625.4477
2149 | 428.7742 | 659.4553 | 428.7742 | 659.4553
2150 | 415.681 | 650.6261 | 415.681 | 650.6261
2151 | 415.8364 | 656.0369 | 415.8364 | 656.0369
2152 | 415.5877 | 668.9915 | 415.5877 | 668.9915
2153 | 424.7666 | 731.5247 | 424.7666 | 731.5247
2154 | 444.103 | 741.9907 | 444.103 | 741.9907
2155 | 480.2744 | 746.1003 | 480.2744 | 746.1003
2156 | 535.685 | 743.9757 | 535.685 | 743.9757
2157 | 569.8005 | 743.4115 | 569.8005 | 743.4115
2158 | 593.9494 | 741.7681 | 593.9494 | 741.7681
2159 | 642.257 | 745.4438 | 642.257 | 745.4438
2160 | 621.5639 | 744.0243 | 621.5639 | 744.0243
2161 | 583.9029 | 716.3166 | 583.9029 | 716.3166
2162 | 575.4579 | 678.3037 | 575.4579 | 678.3037
2163 | 580.7769 | 659.5577 | 580.7769 | 659.5577
2164 | 586.8282 | 655.3716 | 586.8282 | 655.3716
2165 | 600.6631 | 652.7722 | 600.6631 | 652.7722
2166 | 613.7566 | 638.1058 | 613.7566 | 638.1058
2167 | 603.781 | 590.4731 | 603.781 | 590.4731
2168 | 582.9365 | 585.787 | 582.9365 | 585.787
2169 | 558.4012 | 605.2987 | 558.4012 | 605.2987
2170 | 527.6433 | 619.4348 | 527.6433 | 619.4348
2171 | 485.1762 | 642.3123 | 485.1762 | 642.3123
2172 | 455.3832 | 1277.895 | 455.3832 | 1277.895
2173 | 432.1723 | 1281.7908 | 432.1723 | 1281.7908
2174 | 419.5774 | 1287.0392 | 419.5774 | 1287.0392
2175 | 416.6174 | 1297.1501 | 416.6174 | 1297.1501
2176 | 417.1736 | 1328.9901 | 417.1736 | 1328.9901
2177 | 429.2088 | 1393.1821 | 429.2088 | 1393.1821
2178 | 447.9883 | 1413.3819 | 447.9883 | 1413.3819
2179 | 479.0063 | 1423.6883 | 479.0063 | 1423.6883
2180 | 531.6473 | 1425.1626 | 531.6473 | 1425.1626
2181 | 570.4532 | 1434.3072 | 570.4532 | 1434.3072
2182 | 592.6351 | 1444.439 | 592.6351 | 1444.439
2183 | 643.2947 | 1453.6884 | 643.2947 | 1453.6884
2184 | 625.2174 | 1465.2099 | 625.2174 | 1465.2099
2185 | 576.4299 | 1447.2603 | 576.4299 | 1447.2603
2186 | 577.9473 | 1419.5984 | 577.9473 | 1419.5984
2187 | 589.6736 | 1389.7568 | 589.6736 | 1389.7568
2188 | 591.9938 | 1366.8288 | 591.9938 | 1366.8288
2189 | 610.7034 | 1348.8589 | 610.7034 | 1348.8589
2190 | 626.2748 | 1331.8327 | 626.2748 | 1331.8327
2191 | 616.3246 | 1306.5544 | 616.3246 | 1306.5544
2192 | 583.9101 | 1284.1344 | 583.9101 | 1284.1344
2193 | 565.2082 | 1275.3482 | 565.2082 | 1275.3482
2194 | 531.2606 | 1271.7442 | 531.2606 | 1271.7442
2195 | 496.1519 | 1335.8244 | 496.1519 | 1335.8244
2196 | 464.1213 | 1449.9468 | 464.1213 | 1449.9468
2197 | 440.5931 | 1466.754 | 440.5931 | 1466.754
2198 | 426.4087 | 1477.0193 | 426.4087 | 1477.0193
2199 | 421.2171 | 1517.9697 | 421.2171 | 1517.9697
2200 | 421.0317 | 1553.5724 | 421.0317 | 1553.5724
2201 | 432.5403 | 1590.54 | 432.5403 | 1590.54
2202 | 449.9535 | 1585.6551 | 449.9535 | 1585.6551
2203 | 480.9143 | 1577.8857 | 480.9143 | 1577.8857
2204 | 534.1719 | 1586.1477 | 534.1719 | 1586.1477
2205 | 568.3203 | 1616.9832 | 568.3203 | 1616.9832
2206 | 593.0498 | 1639.6574 | 593.0498 | 1639.6574
2207 | 641.4079 | 1624.2647 | 641.4079 | 1624.2647
2208 | 625.2424 | 1583.4771 | 625.2424 | 1583.4771
2209 | 585.5477 | 1474.0419 | 585.5477 | 1474.0419
2210 | 584.7128 | 1340.4339 | 584.7128 | 1340.4339
2211 | 592.7043 | 1269.5713 | 592.7043 | 1269.5713
2212 | 595.9972 | 1250.3323 | 595.9972 | 1250.3323
2213 | 622.9932 | 1227.493 | 622.9932 | 1227.493
2214 | 637.0848 | 1197.7768 | 637.0848 | 1197.7768
2215 | 616.8404 | 1170.9492 | 616.8404 | 1170.9492
2216 | 586.6264 | 1154.5053 | 586.6264 | 1154.5053
2217 | 553.9185 | 1161.5077 | 553.9185 | 1161.5077
2218 | 515.2039 | 1187.9317 | 515.2039 | 1187.9317
2219 | 477.9417 | 1265.4395 | 477.9417 | 1265.4395
2220 | 447.8839 | 1334.6308 | 447.8839 | 1334.6308
2221 | 428.4593 | 1374.6782 | 428.4593 | 1374.6782
2222 | 416.4994 | 1400.6584 | 416.4994 | 1400.6584
2223 | 413.9097 | 1425.7463 | 413.9097 | 1425.7463
2224 | 414.2498 | 1465.3331 | 414.2498 | 1465.3331
2225 | 425.2226 | 1543.543 | 425.2226 | 1543.543
2226 | 439.6659 | 1576.7279 | 439.6659 | 1576.7279
2227 | 463.8195 | 1582.46 | 463.8195 | 1582.46
2228 | 507.6269 | 1573.2364 | 507.6269 | 1573.2364
2229 | 540.5122 | 1547.4099 | 540.5122 | 1547.4099
2230 | 563.2882 | 1516.0781 | 563.2882 | 1516.0781
2231 | 612.696 | 1498.6196 | 612.696 | 1498.6196
2232 | 599.3056 | 1488.2288 | 599.3056 | 1488.2288
2233 | 562.8434 | 1377.2443 | 562.8434 | 1377.2443
2234 | 565.0214 | 1252.7111 | 565.0214 | 1252.7111
2235 | 582.958 | 1150.1236 | 582.958 | 1150.1236
2236 | 585.6208 | 1070.6075 | 585.6208 | 1070.6075
2237 | 607.7012 | 993.0244 | 607.7012 | 993.0244
2238 | 619.0392 | 932.7638 | 619.0392 | 932.7638
2239 | 604.6227 | 894.4267 | 604.6227 | 894.4267
2240 | 576.5783 | 880.4175 | 576.5783 | 880.4175
2241 | 552.025 | 893.1009 | 552.025 | 893.1009
2242 | 523.7501 | 950.6594 | 523.7501 | 950.6594
2243 | 488.187 | 1204.7935 | 488.187 | 1204.7935
2244 | 461.7376 | 1338.541 | 461.7376 | 1338.541
2245 | 439.2583 | 1352.6922 | 439.2583 | 1352.6922
2246 | 425.5443 | 1367.0891 | 425.5443 | 1367.0891
2247 | 420.6653 | 1406.4163 | 420.6653 | 1406.4163
2248 | 421.0048 | 1459.5046 | 421.0048 | 1459.5046
2249 | 430.5814 | 1526.5001 | 430.5814 | 1526.5001
2250 | 446.4841 | 1547.7328 | 446.4841 | 1547.7328
2251 | 467.0666 | 1504.3284 | 467.0666 | 1504.3284
2252 | 504.2324 | 1460.4288 | 504.2324 | 1460.4288
2253 | 535.9305 | 1496.9453 | 535.9305 | 1496.9453
2254 | 563.3621 | 1493.0592 | 563.3621 | 1493.0592
2255 | 607.7314 | 1504.153 | 607.7314 | 1504.153
2256 | 605.9961 | 1494.7214 | 605.9961 | 1494.7214
2257 | 573.7683 | 1387.2044 | 573.7683 | 1387.2044
2258 | 568.2915 | 1242.8985 | 568.2915 | 1242.8985
2259 | 565.2115 | 1065.1306 | 565.2115 | 1065.1306
2260 | 578.059 | 917.8856 | 578.059 | 917.8856
2261 | 594.761 | 829.6784 | 594.761 | 829.6784
2262 | 609.5056 | 765.8026 | 609.5056 | 765.8026
2263 | 595.8319 | 710.8653 | 595.8319 | 710.8653
2264 | 569.2302 | 678.4853 | 569.2302 | 678.4853
2265 | 541.0928 | 683.8646 | 541.0928 | 683.8646
2266 | 516.808 | 762.8927 | 516.808 | 762.8927
2267 | 484.5419 | 1029.8642 | 484.5419 | 1029.8642
2268 | 456.1822 | 1112.188 | 456.1822 | 1112.188
2269 | 438.7625 | 1062.2255 | 438.7625 | 1062.2255
2270 | 425.2577 | 1102.3712 | 425.2577 | 1102.3712
2271 | 420.6038 | 1155.7164 | 420.6038 | 1155.7164
2272 | 419.3149 | 1209.3949 | 419.3149 | 1209.3949
2273 | 428.0174 | 1268.2748 | 428.0174 | 1268.2748
2274 | 441.0905 | 1279.9162 | 441.0905 | 1279.9162
2275 | 463.1128 | 1253.3333 | 463.1128 | 1253.3333
2276 | 500.1227 | 1240.7897 | 500.1227 | 1240.7897
2277 | 530.0741 | 1243.6631 | 530.0741 | 1243.6631
2278 | 552.13 | 1234.2435 | 552.13 | 1234.2435
2279 | 596.5564 | 1222.7611 | 596.5564 | 1222.7611
2280 | 591.4975 | 1213.7721 | 591.4975 | 1213.7721
2281 | 559.0847 | 1195.5274 | 559.0847 | 1195.5274
2282 | 555.2566 | 1148.2404 | 555.2566 | 1148.2404
2283 | 562.015 | 1106.8155 | 562.015 | 1106.8155
2284 | 574.5079 | 1085.6583 | 574.5079 | 1085.6583
2285 | 595.7147 | 1055.7362 | 595.7147 | 1055.7362
2286 | 609.4621 | 1004.9931 | 609.4621 | 1004.9931
2287 | 594.3049 | 970.8614 | 594.3049 | 970.8614
2288 | 571.0414 | 954.5651 | 571.0414 | 954.5651
2289 | 544.7308 | 953.5994 | 544.7308 | 953.5994
2290 | 519.0737 | 956.3404 | 519.0737 | 956.3404
2291 | 486.1322 | 964.1274 | 486.1322 | 964.1274
2292 | 458.4513 | 972.6726 | 458.4513 | 972.6726
2293 | 437.7482 | 985.4957 | 437.7482 | 985.4957
2294 | 425.5069 | 1010.1478 | 425.5069 | 1010.1478
2295 | 421.4209 | 1060.0992 | 421.4209 | 1060.0992
2296 | 422.4519 | 1130.5993 | 422.4519 | 1130.5993
2297 | 428.1503 | 1199.2179 | 428.1503 | 1199.2179
2298 | 444.1497 | 1220.2293 | 444.1497 | 1220.2293
2299 | 467.2876 | 1241.086 | 467.2876 | 1241.086
2300 | 502.9949 | 1274.5066 | 502.9949 | 1274.5066
2301 | 534.0523 | 1309.3999 | 534.0523 | 1309.3999
2302 | 561.5013 | 1321.8926 | 561.5013 | 1321.8926
2303 | 604.7297 | 1324.5757 | 604.7297 | 1324.5757
2304 | 596.034 | 1323.9237 | 596.034 | 1323.9237
2305 | 571.8803 | 1315.344 | 571.8803 | 1315.344
2306 | 566.7239 | 1303.2495 | 566.7239 | 1303.2495
2307 | 569.6245 | 1293.328 | 569.6245 | 1293.328
2308 | 575.0522 | 1291.9435 | 575.0522 | 1291.9435
2309 | 598.3311 | 1269.3993 | 598.3311 | 1269.3993
2310 | 616.2074 | 1196.375 | 616.2074 | 1196.375
2311 | 603.1503 | 1112.5165 | 603.1503 | 1112.5165
2312 | 571.961 | 1046.272 | 571.961 | 1046.272
2313 | 549.2315 | 1006.8676 | 549.2315 | 1006.8676
2314 | 520.3799 | 981.0562 | 520.3799 | 981.0562
2315 | 481.7696 | 972.1693 | 481.7696 | 972.1693
2316 | 450.8125 | 978.87 | 450.8125 | 978.87
2317 | 430.9331 | 979.5196 | 430.9331 | 979.5196
2318 | 417.8885 | 981.743 | 417.8885 | 981.743
2319 | 414.5893 | 994.4362 | 414.5893 | 994.4362
2320 | 417.0726 | 1024.4318 | 417.0726 | 1024.4318
2321 | 427.9561 | 1088.7712 | 427.9561 | 1088.7712
2322 | 450.2276 | 1115.0947 | 450.2276 | 1115.0947
2323 | 480.088 | 1132.6314 | 480.088 | 1132.6314
2324 | 530.2343 | 1145.025 | 530.2343 | 1145.025
2325 | 567.7684 | 1153.9482 | 567.7684 | 1153.9482
2326 | 596.417 | 1161.1289 | 596.417 | 1161.1289
2327 | 643.8141 | 1179.0104 | 643.8141 | 1179.0104
2328 | 631.3351 | 1211.7801 | 631.3351 | 1211.7801
2329 | 597.1494 | 1220.7597 | 597.1494 | 1220.7597
2330 | 589.3709 | 1188.376 | 589.3709 | 1188.376
2331 | 596.6324 | 1087.7068 | 596.6324 | 1087.7068
2332 | 601.9921 | 981.9255 | 601.9921 | 981.9255
2333 | 625.3047 | 892.0951 | 625.3047 | 892.0951
2334 | 639.7113 | 810.2174 | 639.7113 | 810.2174
2335 | 616.1285 | 751.0747 | 616.1285 | 751.0747
2336 | 587.042 | 716.1124 | 587.042 | 716.1124
2337 | 566.8626 | 716.6223 | 566.8626 | 716.6223
2338 | 533.7684 | 788.5677 | 533.7684 | 788.5677
2339 | 494.3726 | 1036.3567 | 494.3726 | 1036.3567
2340 | 459.8852 | 1065.2648 | 459.8852 | 1065.2648
2341 | 441.9111 | 1005.4897 | 441.9111 | 1005.4897
2342 | 428.9047 | 1019.1488 | 428.9047 | 1019.1488
2343 | 424.7731 | 1045.491 | 424.7731 | 1045.491
2344 | 425.3306 | 1062.5016 | 425.3306 | 1062.5016
2345 | 435.9076 | 1113.4871 | 435.9076 | 1113.4871
2346 | 455.8315 | 1117.308 | 455.8315 | 1117.308
2347 | 488.1326 | 1107.9893 | 488.1326 | 1107.9893
2348 | 537.2315 | 1091.3141 | 537.2315 | 1091.3141
2349 | 575.168 | 1074.5624 | 575.168 | 1074.5624
2350 | 599.1393 | 1048.3213 | 599.1393 | 1048.3213
2351 | 643.3776 | 1021.1978 | 643.3776 | 1021.1978
2352 | 630.9767 | 999.5926 | 630.9767 | 999.5926
2353 | 599.5061 | 939.9581 | 599.5061 | 939.9581
2354 | 587.4747 | 829.1477 | 587.4747 | 829.1477
2355 | 595.0838 | 660.5283 | 595.0838 | 660.5283
2356 | 600.1228 | 495.6502 | 600.1228 | 495.6502
2357 | 624.6417 | 374.6852 | 624.6417 | 374.6852
2358 | 638.3807 | 272.961 | 638.3807 | 272.961
2359 | 622.0293 | 186.2252 | 622.0293 | 186.2252
2360 | 597.4024 | 152.1482 | 597.4024 | 152.1482
2361 | 573.4744 | 172.357 | 573.4744 | 172.357
2362 | 541.4978 | 228.071 | 541.4978 | 228.071
2363 | 504.3864 | 303.2918 | 504.3864 | 303.2918
2364 | 468.7836 | 437.3345 | 468.7836 | 437.3345
2365 | 450.1521 | 445.362 | 450.1521 | 445.362
2366 | 436.1212 | 475.3999 | 436.1212 | 475.3999
2367 | 432.665 | 509.6365 | 432.665 | 509.6365
2368 | 433.4211 | 570.2502 | 433.4211 | 570.2502
2369 | 442.7274 | 641.0822 | 442.7274 | 641.0822
2370 | 461.2379 | 666.8154 | 461.2379 | 666.8154
2371 | 492.1084 | 748.1707 | 492.1084 | 748.1707
2372 | 543.9164 | 773.4755 | 543.9164 | 773.4755
2373 | 575.5222 | 805.7129 | 575.5222 | 805.7129
2374 | 603.0172 | 847.6433 | 603.0172 | 847.6433
2375 | 640.3905 | 888.9126 | 640.3905 | 888.9126
2376 | 631.5958 | 894.9745 | 631.5958 | 894.9745
2377 | 602.4546 | 891.1904 | 602.4546 | 891.1904
2378 | 599.0705 | 883.0061 | 599.0705 | 883.0061
2379 | 602.0696 | 875.0029 | 602.0696 | 875.0029
2380 | 609.5277 | 875.4628 | 609.5277 | 875.4628
2381 | 626.599 | 872.6176 | 626.599 | 872.6176
2382 | 639.8885 | 879.0529 | 639.8885 | 879.0529
2383 | 619.9929 | 907.0429 | 619.9929 | 907.0429
2384 | 590.7043 | 946.9659 | 590.7043 | 946.9659
2385 | 565.7904 | 988.1278 | 565.7904 | 988.1278
2386 | 538.1688 | 1026.7252 | 538.1688 | 1026.7252
2387 | 503.8067 | 1061.3677 | 503.8067 | 1061.3677
2388 | 476.258 | 1104.5151 | 476.258 | 1104.5151
2389 | 456.3635 | 1148.0301 | 456.3635 | 1148.0301
2390 | 442.998 | 1188.102 | 442.998 | 1188.102
2391 | 437.2048 | 1229.5688 | 437.2048 | 1229.5688
2392 | 437.5039 | 1272.3281 | 437.5039 | 1272.3281
2393 | 448.3767 | 1334.528 | 448.3767 | 1334.528
2394 | 464.9175 | 1348.678 | 464.9175 | 1348.678
2395 | 480.1719 | 1354.4101 | 480.1719 | 1354.4101
2396 | 519.7584 | 1356.1058 | 519.7584 | 1356.1058
2397 | 555.0403 | 1353.8147 | 555.0403 | 1353.8147
2398 | 583.9426 | 1349.117 | 583.9426 | 1349.117
2399 | 623.0022 | 1343.7582 | 623.0022 | 1343.7582
2400 | 616.396 | 1338.9746 | 616.396 | 1338.9746
2401 | 590.027 | 1330.4686 | 590.027 | 1330.4686
2402 | 585.8281 | 1321.2514 | 585.8281 | 1321.2514
2403 | 587.366 | 1313.9861 | 587.366 | 1313.9861
2404 | 593.4883 | 1324.3323 | 593.4883 | 1324.3323
2405 | 606.9121 | 1331.3734 | 606.9121 | 1331.3734
2406 | 628.8698 | 1303.6492 | 628.8698 | 1303.6492
2407 | 612.5562 | 1276.5265 | 612.5562 | 1276.5265
2408 | 583.6812 | 1276.609 | 583.6812 | 1276.609
2409 | 560.1818 | 1304.6384 | 560.1818 | 1304.6384
2410 | 537.5276 | 1315.9377 | 537.5276 | 1315.9377
2411 | 505.5751 | 1325.1265 | 505.5751 | 1325.1265
2412 | 476.2801 | 1346.8042 | 476.2801 | 1346.8042
2413 | 453.2679 | 1360.5127 | 453.2679 | 1360.5127
2414 | 444.096 | 1368.6384 | 444.096 | 1368.6384
2415 | 438.0371 | 1371.9617 | 438.0371 | 1371.9617
2416 | 438.5177 | 1379.9712 | 438.5177 | 1379.9712
2417 | 446.5833 | 1421.3655 | 446.5833 | 1421.3655
2418 | 459.4344 | 1420.5384 | 459.4344 | 1420.5384
2419 | 474.6947 | 1411.9575 | 474.6947 | 1411.9575
2420 | 502.5679 | 1398.7499 | 502.5679 | 1398.7499
2421 | 535.7862 | 1381.4079 | 535.7862 | 1381.4079
2422 | 565.8533 | 1360.7002 | 565.8533 | 1360.7002
2423 | 606.3676 | 1341.471 | 606.3676 | 1341.471
2424 | 600.4802 | 1309.3155 | 600.4802 | 1309.3155
2425 | 576.3716 | 1274.6182 | 576.3716 | 1274.6182
2426 | 570.7728 | 1229.7659 | 570.7728 | 1229.7659
2427 | 574.2588 | 1169.6012 | 574.2588 | 1169.6012
2428 | 577.6339 | 1112.9564 | 577.6339 | 1112.9564
2429 | 595.6683 | 1086.6495 | 595.6683 | 1086.6495
2430 | 613.5035 | 1054.7199 | 613.5035 | 1054.7199
2431 | 603.4485 | 1043.2383 | 603.4485 | 1043.2383
2432 | 575.0982 | 1017.4983 | 575.0982 | 1017.4983
2433 | 550.6662 | 967.6174 | 550.6662 | 967.6174
2434 | 527.9782 | 949.2576 | 527.9782 | 949.2576
2435 | 499.2923 | 956.4544 | 499.2923 | 956.4544
2436 | 472.8169 | 972.525 | 472.8169 | 972.525
2437 | 454.5071 | 991.8406 | 454.5071 | 991.8406
2438 | 441.4303 | 1020.3293 | 441.4303 | 1020.3293
2439 | 436.5432 | 1069.1002 | 436.5432 | 1069.1002
2440 | 437.061 | 1105.4407 | 437.061 | 1105.4407
2441 | 444.1295 | 1171.0345 | 444.1295 | 1171.0345
2442 | 456.745 | 1196.6201 | 456.745 | 1196.6201
2443 | 467.2615 | 1205.6723 | 467.2615 | 1205.6723
2444 | 488.8997 | 1212.0898 | 488.8997 | 1212.0898
2445 | 519.0124 | 1237.3919 | 519.0124 | 1237.3919
2446 | 548.5532 | 1274.0103 | 548.5532 | 1274.0103
2447 | 591.9541 | 1317.2716 | 591.9541 | 1317.2716
2448 | 587.0161 | 1363.9118 | 587.0161 | 1363.9118
2449 | 569.3023 | 1310.9911 | 569.3023 | 1310.9911
2450 | 563.7615 | 1230.2823 | 563.7615 | 1230.2823
2451 | 564.7263 | 1169.9701 | 564.7263 | 1169.9701
2452 | 577.5421 | 1118.2685 | 577.5421 | 1118.2685
2453 | 595.47 | 1067.3933 | 595.47 | 1067.3933
2454 | 605.8267 | 1018.9373 | 605.8267 | 1018.9373
2455 | 591.1879 | 995.4297 | 591.1879 | 995.4297
2456 | 575.9549 | 993.0038 | 575.9549 | 993.0038
2457 | 551.5167 | 1003.4738 | 551.5167 | 1003.4738
2458 | 526.0811 | 1070.9187 | 526.0811 | 1070.9187
2459 | 495.5819 | 1245.962 | 495.5819 | 1245.962
2460 | 467.4555 | 1309.3984 | 467.4555 | 1309.3984
2461 | 449.2199 | 1330.3372 | 449.2199 | 1330.3372
2462 | 435.6293 | 1361.2605 | 435.6293 | 1361.2605
2463 | 428.9744 | 1380.6676 | 428.9744 | 1380.6676
2464 | 430.4711 | 1420.033 | 430.4711 | 1420.033
2465 | 437.4973 | 1469.2479 | 437.4973 | 1469.2479
2466 | 454.9511 | 1489.005 | 454.9511 | 1489.005
2467 | 474.6505 | 1497.7621 | 474.6505 | 1497.7621
2468 | 502.8733 | 1496.1377 | 502.8733 | 1496.1377
2469 | 533.14 | 1496.9453 | 533.14 | 1496.9453
2470 | 558.4425 | 1492.2476 | 558.4425 | 1492.2476
2471 | 602.1702 | 1480.9127 | 602.1702 | 1480.9127
2472 | 590.7397 | 1486.0155 | 590.7397 | 1486.0155
2473 | 570.67 | 1456.9253 | 570.67 | 1456.9253
2474 | 567.9227 | 1389.5705 | 567.9227 | 1389.5705
2475 | 576.8859 | 1315.8305 | 576.8859 | 1315.8305
2476 | 586.9495 | 1232.4041 | 586.9495 | 1232.4041
2477 | 606.5458 | 1180.5698 | 606.5458 | 1180.5698
2478 | 617.8299 | 1125.2524 | 617.8299 | 1125.2524
2479 | 598.0487 | 1083.5215 | 598.0487 | 1083.5215
2480 | 575.2675 | 1079.5462 | 575.2675 | 1079.5462
2481 | 555.2205 | 1115.7649 | 555.2205 | 1115.7649
2482 | 528.3444 | 1175.1679 | 528.3444 | 1175.1679
2483 | 494.129 | 1264.7017 | 494.129 | 1264.7017
2484 | 464.6957 | 1294.864 | 464.6957 | 1294.864
2485 | 447.9415 | 1321.2624 | 447.9415 | 1321.2624
2486 | 435.171 | 1356.76 | 435.171 | 1356.76
2487 | 428.4985 | 1387.6765 | 428.4985 | 1387.6765
2488 | 431.074 | 1420.6233 | 431.074 | 1420.6233
2489 | 440.7452 | 1473.8959 | 440.7452 | 1473.8959
2490 | 460.3962 | 1488.8575 | 460.3962 | 1488.8575
2491 | 487.8296 | 1500.4181 | 487.8296 | 1500.4181
2492 | 532.7238 | 1514.5824 | 532.7238 | 1514.5824
2493 | 561.857 | 1522.5465 | 561.857 | 1522.5465
2494 | 598.5762 | 1535.9246 | 598.5762 | 1535.9246
2495 | 645.2144 | 1537.501 | 645.2144 | 1537.501
2496 | 631.9391 | 1536.7752 | 631.9391 | 1536.7752
2497 | 606.2749 | 1447.1865 | 606.2749 | 1447.1865
2498 | 598.3043 | 1313.9474 | 598.3043 | 1313.9474
2499 | 607.0101 | 1189.0787 | 607.0101 | 1189.0787
2500 | 615.8238 | 1094.7331 | 615.8238 | 1094.7331
2501 | 636.5995 | 1038.3982 | 636.5995 | 1038.3982
2502 | 639.3217 | 1004.7718 | 639.3217 | 1004.7718
2503 | 619.4073 | 989.011 | 619.4073 | 989.011
2504 | 593.034 | 986.3637 | 593.034 | 986.3637
2505 | 571.371 | 1010.1139 | 571.371 | 1010.1139
2506 | 541.4403 | 1069.3693 | 541.4403 | 1069.3693
2507 | 501.1388 | 1239.9859 | 501.1388 | 1239.9859
2508 | 469.4273 | 1309.2509 | 469.4273 | 1309.2509
2509 | 446.3478 | 1345.6832 | 446.3478 | 1345.6832
2510 | 433.4613 | 1350.7102 | 433.4613 | 1350.7102
2511 | 429.3485 | 1323.194 | 429.3485 | 1323.194
2512 | 434.5357 | 1347.2135 | 434.5357 | 1347.2135
2513 | 443.1706 | 1415.6846 | 443.1706 | 1415.6846
2514 | 461.768 | 1445.7707 | 461.768 | 1445.7707
2515 | 500.1775 | 1466.6275 | 500.1775 | 1466.6275
2516 | 551.2855 | 1480.2015 | 551.2855 | 1480.2015
2517 | 588.6545 | 1497.7569 | 588.6545 | 1497.7569
2518 | 615.9962 | 1512.0941 | 615.9962 | 1512.0941
2519 | 664.4087 | 1512.5638 | 664.4087 | 1512.5638
2520 | 652.2001 | 1523.3475 | 652.2001 | 1523.3475
2521 | 617.2332 | 1481.5674 | 617.2332 | 1481.5674
2522 | 618.0183 | 1385.2176 | 618.0183 | 1385.2176
2523 | 618.9037 | 1289.4915 | 618.9037 | 1289.4915
2524 | 620.3629 | 1230.7072 | 620.3629 | 1230.7072
2525 | 651.5905 | 1190.5299 | 651.5905 | 1190.5299
2526 | 669.0618 | 1160.371 | 669.0618 | 1160.371
2527 | 647.2002 | 1146.2333 | 647.2002 | 1146.2333
2528 | 613.967 | 1145.3567 | 613.967 | 1145.3567
2529 | 588.314 | 1171.5416 | 588.314 | 1171.5416
2530 | 557.0178 | 1213.6804 | 557.0178 | 1213.6804
2531 | 519.6356 | 1273.7765 | 519.6356 | 1273.7765
2532 | 483.2367 | 1329.9827 | 483.2367 | 1329.9827
2533 | 460.1051 | 1364.2754 | 460.1051 | 1364.2754
2534 | 448.3251 | 1376.0901 | 448.3251 | 1376.0901
2535 | 442.1569 | 1390.5539 | 442.1569 | 1390.5539
2536 | 443.8049 | 1416.9343 | 443.8049 | 1416.9343
2537 | 452.9272 | 1469.9119 | 452.9272 | 1469.9119
2538 | 472.9813 | 1483.6192 | 472.9813 | 1483.6192
2539 | 509.1078 | 1495.6963 | 509.1078 | 1495.6963
2540 | 555.863 | 1502.9991 | 555.863 | 1502.9991
2541 | 592.3178 | 1514.2095 | 592.3178 | 1514.2095
2542 | 619.4322 | 1514.1599 | 619.4322 | 1514.1599
2543 | 672.4143 | 1521.6385 | 672.4143 | 1521.6385
2544 | 651.6488 | 1538.2508 | 651.6488 | 1538.2508
2545 | 619.603 | 1512.4806 | 619.603 | 1512.4806
2546 | 611.3482 | 1435.3133 | 611.3482 | 1435.3133
2547 | 614.6964 | 1364.9671 | 614.6964 | 1364.9671
2548 | 619.8073 | 1309.5766 | 619.8073 | 1309.5766
2549 | 650.7916 | 1280.0972 | 650.7916 | 1280.0972
2550 | 668.0548 | 1269.4159 | 668.0548 | 1269.4159
2551 | 640.0607 | 1265.4597 | 640.0607 | 1265.4597
2552 | 614.5111 | 1281.4046 | 614.5111 | 1281.4046
2553 | 587.3982 | 1310.098 | 587.3982 | 1310.098
2554 | 557.4167 | 1342.5718 | 557.4167 | 1342.5718
2555 | 518.2495 | 1409.3817 | 518.2495 | 1409.3817
2556 | 485.5028 | 1433.7155 | 485.5028 | 1433.7155
2557 | 463.1904 | 1440.8577 | 463.1904 | 1440.8577
2558 | 450.5848 | 1460.7142 | 450.5848 | 1460.7142
2559 | 443.378 | 1543.866 | 443.378 | 1543.866
2560 | 445.8689 | 1602.1188 | 445.8689 | 1602.1188
2561 | 451.1382 | 1673.8362 | 451.1382 | 1673.8362
2562 | 473.8706 | 1700.8236 | 473.8706 | 1700.8236
2563 | 504.2644 | 1696.5218 | 504.2644 | 1696.5218
2564 | 540.6356 | 1674.9034 | 540.6356 | 1674.9034
2565 | 579.785 | 1640.5186 | 579.785 | 1640.5186
2566 | 606.5743 | 1623.795 | 606.5743 | 1623.795
2567 | 650.8744 | 1630.3883 | 650.8744 | 1630.3883
2568 | 638.2848 | 1621.9896 | 638.2848 | 1621.9896
2569 | 602.1019 | 1537.4178 | 602.1019 | 1537.4178
2570 | 597.6016 | 1379.2415 | 597.6016 | 1379.2415
2571 | 595.398 | 1262.341 | 595.398 | 1262.341
2572 | 612.3093 | 1205.2535 | 612.3093 | 1205.2535
2573 | 644.5178 | 1147.4431 | 644.5178 | 1147.4431
2574 | 661.5012 | 1092.2733 | 661.5012 | 1092.2733
2575 | 634.0094 | 1059.8385 | 634.0094 | 1059.8385
2576 | 601.7736 | 1052.8383 | 601.7736 | 1052.8383
2577 | 579.2709 | 1086.9913 | 579.2709 | 1086.9913
2578 | 550.9391 | 1267.7602 | 550.9391 | 1267.7602
2579 | 519.5439 | 1451.7307 | 519.5439 | 1451.7307
2580 | 485.5388 | 1367.6836 | 485.5388 | 1367.6836
2581 | 466.1289 | 1425.4379 | 466.1289 | 1425.4379
2582 | 450.0289 | 1435.0392 | 450.0289 | 1435.0392
2583 | 443.8819 | 1431.5011 | 443.8819 | 1431.5011
2584 | 443.4769 | 1437.5186 | 443.4769 | 1437.5186
2585 | 452.9063 | 1479.6507 | 452.9063 | 1479.6507
2586 | 467.5808 | 1490.997 | 467.5808 | 1490.997
2587 | 491.4811 | 1490.0891 | 491.4811 | 1490.0891
2588 | 521.897 | 1483.4478 | 521.897 | 1483.4478
2589 | 552.6416 | 1470.4588 | 552.6416 | 1470.4588
2590 | 578.2563 | 1450.12 | 578.2563 | 1450.12
2591 | 618.3363 | 1433.1041 | 618.3363 | 1433.1041
2592 | 609.2228 | 1421.6805 | 609.2228 | 1421.6805
2593 | 585.708 | 1396.4268 | 585.708 | 1396.4268
2594 | 581.4217 | 1328.5555 | 581.4217 | 1328.5555
2595 | 581.9129 | 1203.7607 | 581.9129 | 1203.7607
2596 | 592.4623 | 1071.5666 | 592.4623 | 1071.5666
2597 | 618.03 | 967.8658 | 618.03 | 967.8658
2598 | 634.2317 | 892.1117 | 634.2317 | 892.1117
2599 | 615.7469 | 841.5274 | 615.7469 | 841.5274
2600 | 592.258 | 816.8203 | 592.258 | 816.8203
2601 | 569.9582 | 820.2813 | 569.9582 | 820.2813
2602 | 544.7725 | 850.7631 | 544.7725 | 850.7631
2603 | 509.7153 | 904.4404 | 509.7153 | 904.4404
2604 | 483.9424 | 946.7025 | 483.9424 | 946.7025
2605 | 461.2662 | 968.1577 | 461.2662 | 968.1577
2606 | 449.0707 | 986.76 | 449.0707 | 986.76
2607 | 444.5625 | 1004.5439 | 444.5625 | 1004.5439
2608 | 447.2218 | 1029.7438 | 447.2218 | 1029.7438
2609 | 452.496 | 1080.9507 | 452.496 | 1080.9507
2610 | 465.9091 | 1092.6659 | 465.9091 | 1092.6659
2611 | 492.6913 | 1092.2744 | 492.6913 | 1092.2744
2612 | 521.2179 | 1085.0429 | 521.2179 | 1085.0429
2613 | 548.7397 | 1076.4806 | 548.7397 | 1076.4806
2614 | 576.95 | 1060.421 | 576.95 | 1060.421
2615 | 619.9397 | 1039.1998 | 619.9397 | 1039.1998
2616 | 611.0701 | 1017.6684 | 611.0701 | 1017.6684
2617 | 591.0273 | 989.316 | 591.0273 | 989.316
2618 | 583.8016 | 947.2673 | 583.8016 | 947.2673
2619 | 584.7469 | 894.1116 | 584.7469 | 894.1116
2620 | 603.6656 | 841.0082 | 603.6656 | 841.0082
2621 | 640.014 | 798.9864 | 640.014 | 798.9864
2622 | 647.7042 | 764.4746 | 647.7042 | 764.4746
2623 | 619.4822 | 740.5982 | 619.4822 | 740.5982
2624 | 595.7774 | 733.3766 | 595.7774 | 733.3766
2625 | 572.6151 | 757.3481 | 572.6151 | 757.3481
2626 | 545.7754 | 798.3064 | 545.7754 | 798.3064
2627 | 508.901 | 846.3766 | 508.901 | 846.3766
2628 | 480.642 | 914.535 | 480.642 | 914.535
2629 | 457.7473 | 961.7389 | 457.7473 | 961.7389
2630 | 444.9741 | 989.1947 | 444.9741 | 989.1947
2631 | 439.1621 | 1011.9217 | 439.1621 | 1011.9217
2632 | 440.3575 | 1020.7428 | 440.3575 | 1020.7428
2633 | 445.3664 | 1065.3096 | 445.3664 | 1065.3096
2634 | 463.383 | 1084.1076 | 463.383 | 1084.1076
2635 | 498.8636 | 1093.8976 | 498.8636 | 1093.8976
2636 | 531.9684 | 1098.028 | 531.9684 | 1098.028
2637 | 555.7482 | 1099.6471 | 555.7482 | 1099.6471
2638 | 582.4934 | 1099.9664 | 582.4934 | 1099.9664
2639 | 633.4105 | 1106.4859 | 633.4105 | 1106.4859
2640 | 618.8334 | 1116.5318 | 618.8334 | 1116.5318
2641 | 593.8565 | 1113.4855 | 593.8565 | 1113.4855
2642 | 587.1242 | 1079.5525 | 587.1242 | 1079.5525
2643 | 590.8773 | 1015.1824 | 590.8773 | 1015.1824
2644 | 607.6173 | 908.737 | 607.6173 | 908.737
2645 | 638.6367 | 795.3713 | 638.6367 | 795.3713
2646 | 656.7444 | 697.4836 | 656.7444 | 697.4836
2647 | 625.7721 | 638.8574 | 625.7721 | 638.8574
2648 | 599.462 | 636.8003 | 599.462 | 636.8003
2649 | 580.0657 | 695.8905 | 580.0657 | 695.8905
2650 | 551.2935 | 821.9894 | 551.2935 | 821.9894
2651 | 515.2209 | 860.1732 | 515.2209 | 860.1732
2652 | 477.1684 | 848.8719 | 477.1684 | 848.8719
2653 | 457.0204 | 879.1806 | 457.0204 | 879.1806
2654 | 445.103 | 887.085 | 445.103 | 887.085
2655 | 439.3661 | 909.812 | 439.3661 | 909.812
2656 | 441.2782 | 989.4607 | 441.2782 | 989.4607
2657 | 450.2309 | 1039.856 | 450.2309 | 1039.856
2658 | 473.0518 | 1075.328 | 473.0518 | 1075.328
2659 | 514.9477 | 1086.3721 | 514.9477 | 1086.3721
2660 | 558.4208 | 1075.5992 | 558.4208 | 1075.5992
2661 | 588.0544 | 1067.4059 | 588.0544 | 1067.4059
2662 | 612.3049 | 1066.2495 | 612.3049 | 1066.2495
2663 | 657.6798 | 1074.6135 | 657.6798 | 1074.6135
2664 | 645.8584 | 1089.0862 | 645.8584 | 1089.0862
2665 | 613.2339 | 1088.4008 | 613.2339 | 1088.4008
2666 | 599.7599 | 1062.1407 | 599.7599 | 1062.1407
2667 | 615.3091 | 1031.1924 | 615.3091 | 1031.1924
2668 | 626.6688 | 992.1807 | 626.6688 | 992.1807
2669 | 661.2465 | 946.6913 | 661.2465 | 946.6913
2670 | 667.7947 | 893.1446 | 667.7947 | 893.1446
2671 | 633.8271 | 865.1366 | 633.8271 | 865.1366
2672 | 604.8664 | 860.7186 | 604.8664 | 860.7186
2673 | 579.3668 | 884.2474 | 579.3668 | 884.2474
2674 | 548.7287 | 904.474 | 548.7287 | 904.474
2675 | 510.8779 | 930.6319 | 510.8779 | 930.6319
2676 | 477.9208 | 952.3834 | 477.9208 | 952.3834
2677 | 456.3299 | 969.8546 | 456.3299 | 969.8546
2678 | 446.4226 | 980.7839 | 446.4226 | 980.7839
2679 | 440.148 | 996.1331 | 440.148 | 996.1331
2680 | 440.3713 | 1023.4726 | 440.3713 | 1023.4726
2681 | 451.8351 | 1078.8849 | 451.8351 | 1078.8849
2682 | 469.632 | 1096.0598 | 469.632 | 1096.0598
2683 | 511.614 | 1111.4569 | 511.614 | 1111.4569
2684 | 560.0916 | 1128.4986 | 560.0916 | 1128.4986
2685 | 590.802 | 1142.8077 | 590.802 | 1142.8077
2686 | 621.2106 | 1146.9634 | 621.2106 | 1146.9634
2687 | 660.6572 | 1157.6145 | 660.6572 | 1157.6145
2688 | 643.7802 | 1175.4072 | 643.7802 | 1175.4072
2689 | 614.8199 | 1195.3799 | 614.8199 | 1195.3799
2690 | 610.2124 | 1208.5914 | 610.2124 | 1208.5914
2691 | 613.2116 | 1221.0987 | 613.2116 | 1221.0987
2692 | 620.6175 | 1247.7501 | 620.6175 | 1247.7501
2693 | 652.0119 | 1254.9387 | 652.0119 | 1254.9387
2694 | 668.6049 | 1254.0699 | 668.6049 | 1254.0699
2695 | 633.9741 | 1263.3201 | 633.9741 | 1263.3201
2696 | 604.6367 | 1278.4535 | 604.6367 | 1278.4535
2697 | 576.3447 | 1289.5875 | 576.3447 | 1289.5875
2698 | 544.1029 | 1292.0334 | 544.1029 | 1292.0334
2699 | 508.4115 | 1286.5402 | 508.4115 | 1286.5402
2700 | 474.0499 | 1290.5849 | 474.0499 | 1290.5849
2701 | 455.2802 | 1293.5217 | 455.2802 | 1293.5217
2702 | 440.7198 | 1294.7122 | 440.7198 | 1294.7122
2703 | 436.9129 | 1304.0115 | 436.9129 | 1304.0115
2704 | 441.8934 | 1327.9572 | 441.8934 | 1327.9572
2705 | 447.9861 | 1384.5499 | 447.9861 | 1384.5499
2706 | 469.1164 | 1399.8804 | 469.1164 | 1399.8804
2707 | 512.5522 | 1406.3503 | 512.5522 | 1406.3503
2708 | 558.9133 | 1404.5046 | 558.9133 | 1404.5046
2709 | 596.6878 | 1399.7788 | 596.6878 | 1399.7788
2710 | 625.2015 | 1389.9166 | 625.2015 | 1389.9166
2711 | 665.4112 | 1384.484 | 665.4112 | 1384.484
2712 | 651.5138 | 1386.0454 | 651.5138 | 1386.0454
2713 | 615.269 | 1389.0489 | 615.269 | 1389.0489
2714 | 607.9106 | 1384.3322 | 607.9106 | 1384.3322
2715 | 619.0525 | 1382.0838 | 619.0525 | 1382.0838
2716 | 628.3385 | 1392.3563 | 628.3385 | 1392.3563
2717 | 657.3077 | 1406.3325 | 657.3077 | 1406.3325
2718 | 671.2686 | 1418.7439 | 671.2686 | 1418.7439
2719 | 644.563 | 1433.8964 | 644.563 | 1433.8964
2720 | 614.0999 | 1457.3668 | 614.0999 | 1457.3668
2721 | 587.0017 | 1486.2815 | 587.0017 | 1486.2815
2722 | 557.8086 | 1504.516 | 557.8086 | 1504.516
2723 | 524.3838 | 1519.312 | 524.3838 | 1519.312
2724 | 492.1286 | 1533.3905 | 492.1286 | 1533.3905
2725 | 471.9 | 1539.9424 | 471.9 | 1539.9424
2726 | 462.9529 | 1539.5836 | 462.9529 | 1539.5836
2727 | 453.4196 | 1544.4562 | 453.4196 | 1544.4562
2728 | 457.8682 | 1565.4508 | 457.8682 | 1565.4508
2729 | 464.34 | 1618.6497 | 464.34 | 1618.6497
2730 | 486.1518 | 1630.9552 | 486.1518 | 1630.9552
2731 | 517.1163 | 1639.0482 | 517.1163 | 1639.0482
2732 | 550.4881 | 1651.2205 | 550.4881 | 1651.2205
2733 | 587.1816 | 1687.3681 | 587.1816 | 1687.3681
2734 | 611.4987 | 1744.4969 | 611.4987 | 1744.4969
2735 | 646.1256 | 1792.4801 | 646.1256 | 1792.4801
2736 | 642.8631 | 1830.4144 | 642.8631 | 1830.4144
2737 | 607.7583 | 1812.9812 | 607.7583 | 1812.9812
2738 | 602.0505 | 1706.2286 | 602.0505 | 1706.2286
2739 | 613.3574 | 1603.9363 | 613.3574 | 1603.9363
2740 | 621.6752 | 1502.8767 | 621.6752 | 1502.8767
2741 | 649.5401 | 1422.7852 | 649.5401 | 1422.7852
2742 | 654.4731 | 1362.9673 | 654.4731 | 1362.9673
2743 | 625.2012 | 1336.8774 | 625.2012 | 1336.8774
2744 | 604.1012 | 1331.7217 | 604.1012 | 1331.7217
2745 | 579.7172 | 1356.9474 | 579.7172 | 1356.9474
2746 | 555.146 | 1499.2039 | 555.146 | 1499.2039
2747 | 524.3689 | 1602.0179 | 524.3689 | 1602.0179
2748 | 492.8482 | 1558.6966 | 492.8482 | 1558.6966
2749 | 471.5241 | 1583.1768 | 471.5241 | 1583.1768
2750 | 460.1029 | 1619.7073 | 460.1029 | 1619.7073
2751 | 454.2794 | 1670.6178 | 454.2794 | 1670.6178
2752 | 454.6257 | 1716.8447 | 454.6257 | 1716.8447
2753 | 463.5056 | 1781.553 | 463.5056 | 1781.553
2754 | 482.3936 | 1795.1127 | 482.3936 | 1795.1127
2755 | 506.4946 | 1793.5408 | 506.4946 | 1793.5408
2756 | 531.5363 | 1778.4149 | 531.5363 | 1778.4149
2757 | 561.5222 | 1743.8826 | 561.5222 | 1743.8826
2758 | 590.5935 | 1708.5667 | 590.5935 | 1708.5667
2759 | 622.1998 | 1668.3106 | 622.1998 | 1668.3106
2760 | 616.9414 | 1643.8281 | 616.9414 | 1643.8281
2761 | 591.4253 | 1610.7538 | 591.4253 | 1610.7538
2762 | 594.1219 | 1495.8856 | 594.1219 | 1495.8856
2763 | 595.3229 | 1375.8126 | 595.3229 | 1375.8126
2764 | 613.4206 | 1311.1259 | 613.4206 | 1311.1259
2765 | 648.2274 | 1302.5997 | 648.2274 | 1302.5997
2766 | 645.7833 | 1251.4139 | 645.7833 | 1251.4139
2767 | 616.8225 | 1185.1885 | 616.8225 | 1185.1885
2768 | 595.0793 | 1149.8572 | 595.0793 | 1149.8572
2769 | 573.6496 | 1161.7291 | 573.6496 | 1161.7291
2770 | 551.7742 | 1246.3644 | 551.7742 | 1246.3644
2771 | 524.1047 | 1415.5054 | 524.1047 | 1415.5054
2772 | 494.4472 | 1449.5042 | 494.4472 | 1449.5042
2773 | 471.3735 | 1381.0232 | 471.3735 | 1381.0232
2774 | 459.9334 | 1345.9146 | 459.9334 | 1345.9146
2775 | 453.5747 | 1348.3525 | 453.5747 | 1348.3525
2776 | 455.4963 | 1375.3969 | 455.4963 | 1375.3969
2777 | 462.2836 | 1427.6367 | 462.2836 | 1427.6367
2778 | 480.7978 | 1438.3191 | 480.7978 | 1438.3191
2779 | 506.7384 | 1438.0013 | 506.7384 | 1438.0013
2780 | 532.9323 | 1418.8177 | 532.9323 | 1418.8177
2781 | 555.1187 | 1393.4338 | 555.1187 | 1393.4338
2782 | 577.6507 | 1367.4878 | 577.6507 | 1367.4878
2783 | 613.8782 | 1358.5877 | 613.8782 | 1358.5877
2784 | 609.2646 | 1355.2797 | 609.2646 | 1355.2797
2785 | 588.4668 | 1312.2453 | 588.4668 | 1312.2453
2786 | 586.6518 | 1257.6542 | 586.6518 | 1257.6542
2787 | 594.6139 | 1216.3031 | 594.6139 | 1216.3031
2788 | 608.4586 | 1151.2475 | 608.4586 | 1151.2475
2789 | 642.8819 | 1039.4311 | 642.8819 | 1039.4311
2790 | 652.9177 | 904.2114 | 652.9177 | 904.2114
2791 | 619.9321 | 810.6141 | 619.9321 | 810.6141
2792 | 600.7962 | 791.8831 | 600.7962 | 791.8831
2793 | 579.5645 | 853.9244 | 579.5645 | 853.9244
2794 | 554.1195 | 958.7013 | 554.1195 | 958.7013
2795 | 520.7767 | 927.9758 | 520.7767 | 927.9758
2796 | 489.637 | 910.5509 | 489.637 | 910.5509
2797 | 471.2127 | 985.9383 | 471.2127 | 985.9383
2798 | 461.8667 | 1030.0681 | 461.8667 | 1030.0681
2799 | 456.4243 | 1096.6196 | 456.4243 | 1096.6196
2800 | 457.9083 | 1168.9642 | 457.9083 | 1168.9642
2801 | 467.0893 | 1258.8311 | 467.0893 | 1258.8311
2802 | 483.3248 | 1292.5324 | 483.3248 | 1292.5324
2803 | 512.3518 | 1308.0033 | 512.3518 | 1308.0033
2804 | 549.7454 | 1319.5853 | 549.7454 | 1319.5853
2805 | 575.7138 | 1333.5993 | 575.7138 | 1333.5993
2806 | 594.1863 | 1341.0751 | 594.1863 | 1341.0751
2807 | 628.1975 | 1349.5129 | 628.1975 | 1349.5129
2808 | 617.6597 | 1370.847 | 617.6597 | 1370.847
2809 | 588.6479 | 1380.5644 | 588.6479 | 1380.5644
2810 | 586.2709 | 1353.3452 | 586.2709 | 1353.3452
2811 | 595.4805 | 1321.659 | 595.4805 | 1321.659
2812 | 615.7983 | 1289.8039 | 615.7983 | 1289.8039
2813 | 649.9403 | 1256.1191 | 649.9403 | 1256.1191
2814 | 656.5984 | 1211.6472 | 656.5984 | 1211.6472
2815 | 624.4386 | 1196.6979 | 624.4386 | 1196.6979
2816 | 605.029 | 1210.946 | 605.029 | 1210.946
2817 | 580.8601 | 1246.7959 | 580.8601 | 1246.7959
2818 | 550.7037 | 1301.1819 | 550.7037 | 1301.1819
2819 | 512.0942 | 1343.94 | 512.0942 | 1343.94
2820 | 481.2312 | 1371.3725 | 481.2312 | 1371.3725
2821 | 464.7511 | 1388.6224 | 464.7511 | 1388.6224
2822 | 455.7623 | 1401.6175 | 455.7623 | 1401.6175
2823 | 450.6381 | 1425.8939 | 450.6381 | 1425.8939
2824 | 457.551 | 1468.8745 | 457.551 | 1468.8745
2825 | 466.4674 | 1552.9867 | 466.4674 | 1552.9867
2826 | 492.7077 | 1598.8615 | 492.7077 | 1598.8615
2827 | 536.1451 | 1619.2018 | 536.1451 | 1619.2018
2828 | 582.96 | 1626.062 | 582.96 | 1626.062
2829 | 616.7119 | 1631.075 | 616.7119 | 1631.075
2830 | 636.8623 | 1623.7212 | 636.8623 | 1623.7212
2831 | 672.6207 | 1625.5927 | 672.6207 | 1625.5927
2832 | 652.9851 | 1618.1531 | 652.9851 | 1618.1531
2833 | 614.9823 | 1600.0559 | 614.9823 | 1600.0559
2834 | 614.8294 | 1531.5945 | 614.8294 | 1531.5945
2835 | 626.6535 | 1471.2084 | 626.6535 | 1471.2084
2836 | 641.1655 | 1430.5736 | 641.1655 | 1430.5736
2837 | 674.6732 | 1412.7513 | 674.6732 | 1412.7513
2838 | 680.7874 | 1397.2743 | 680.7874 | 1397.2743
2839 | 652.8515 | 1384.6122 | 652.8515 | 1384.6122
2840 | 623.0595 | 1384.7686 | 623.0595 | 1384.7686
2841 | 595.3548 | 1397.6733 | 595.3548 | 1397.6733
2842 | 566.1081 | 1443.0583 | 566.1081 | 1443.0583
2843 | 526.9839 | 1484.7835 | 526.9839 | 1484.7835
2844 | 488.6503 | 1508.9698 | 488.6503 | 1508.9698
2845 | 470.4911 | 1519.0631 | 470.4911 | 1519.0631
2846 | 459.5704 | 1522.6883 | 459.5704 | 1522.6883
2847 | 456.8025 | 1536.1192 | 456.8025 | 1536.1192
2848 | 461.6541 | 1557.4089 | 461.6541 | 1557.4089
2849 | 472.3366 | 1620.7155 | 472.3366 | 1620.7155
2850 | 495.4895 | 1641.0629 | 495.4895 | 1641.0629
2851 | 541.7474 | 1658.2307 | 541.7474 | 1658.2307
2852 | 587.1585 | 1674.6821 | 587.1585 | 1674.6821
2853 | 615.2679 | 1679.5476 | 615.2679 | 1679.5476
2854 | 640.6928 | 1671.1609 | 640.6928 | 1671.1609
2855 | 676.8356 | 1663.8101 | 676.8356 | 1663.8101
2856 | 656.578 | 1652.534 | 656.578 | 1652.534
2857 | 628.423 | 1636.8715 | 628.423 | 1636.8715
2858 | 627.4205 | 1577.1159 | 627.4205 | 1577.1159
2859 | 636.0322 | 1524.6242 | 636.0322 | 1524.6242
2860 | 651.3523 | 1496.3104 | 651.3523 | 1496.3104
2861 | 683.6264 | 1468.9706 | 683.6264 | 1468.9706
2862 | 695.8075 | 1445.378 | 695.8075 | 1445.378
2863 | 664.448 | 1439.356 | 664.448 | 1439.356
2864 | 633.032 | 1450.5054 | 633.032 | 1450.5054
2865 | 605.1361 | 1478.1658 | 605.1361 | 1478.1658
2866 | 578.7103 | 1519.0504 | 578.7103 | 1519.0504
2867 | 537.3892 | 1542.4047 | 537.3892 | 1542.4047
2868 | 501.9708 | 1552.9419 | 501.9708 | 1552.9419
2869 | 484.9082 | 1563.8467 | 484.9082 | 1563.8467
2870 | 470.7036 | 1575.0712 | 470.7036 | 1575.0712
2871 | 467.2604 | 1593.0026 | 467.2604 | 1593.0026
2872 | 473.6738 | 1622.0391 | 473.6738 | 1622.0391
2873 | 478.3291 | 1683.5012 | 478.3291 | 1683.5012
2874 | 507.4392 | 1702.4467 | 507.4392 | 1702.4467
2875 | 551.4112 | 1714.5976 | 551.4112 | 1714.5976
2876 | 604.941 | 1712.6781 | 604.941 | 1712.6781
2877 | 622.7467 | 1710.3133 | 622.7467 | 1710.3133
2878 | 648.3627 | 1708.3453 | 648.3627 | 1708.3453
2879 | 681.9941 | 1706.159 | 681.9941 | 1706.159
2880 | 663.1309 | 1703.8101 | 663.1309 | 1703.8101
2881 | 630.8531 | 1695.7469 | 630.8531 | 1695.7469
2882 | 629.2402 | 1676.7171 | 629.2402 | 1676.7171
2883 | 636.1878 | 1658.016 | 636.1878 | 1658.016
2884 | 653.6767 | 1650.3603 | 653.6767 | 1650.3603
2885 | 690.5745 | 1637.85 | 690.5745 | 1637.85
2886 | 699.4965 | 1619.7171 | 699.4965 | 1619.7171
2887 | 665.9927 | 1608.1616 | 665.9927 | 1608.1616
2888 | 642.2043 | 1607.7277 | 642.2043 | 1607.7277
2889 | 619.9654 | 1619.1569 | 619.9654 | 1619.1569
2890 | 585.5199 | 1638.7932 | 585.5199 | 1638.7932
2891 | 547.8512 | 1654.3269 | 547.8512 | 1654.3269
2892 | 507.1023 | 1671.7993 | 507.1023 | 1671.7993
2893 | 483.8691 | 1689.4181 | 483.8691 | 1689.4181
2894 | 471.1318 | 1712.4471 | 471.1318 | 1712.4471
2895 | 467.634 | 1739.4533 | 467.634 | 1739.4533
2896 | 469.6587 | 1782.8028 | 469.6587 | 1782.8028
2897 | 479.5174 | 1858.3566 | 479.5174 | 1858.3566
2898 | 500.2182 | 1899.5096 | 500.2182 | 1899.5096
2899 | 534.6293 | 1914.9067 | 534.6293 | 1914.9067
2900 | 572.4474 | 1915.8646 | 572.4474 | 1915.8646
2901 | 602.541 | 1913.2784 | 602.541 | 1913.2784
2902 | 623.2622 | 1901.2028 | 623.2622 | 1901.2028
2903 | 660.3803 | 1882.859 | 660.3803 | 1882.859
2904 | 642.0737 | 1868.1153 | 642.0737 | 1868.1153
2905 | 607.5126 | 1853.1906 | 607.5126 | 1853.1906
2906 | 601.0668 | 1804.0591 | 601.0668 | 1804.0591
2907 | 607.4309 | 1737.8446 | 607.4309 | 1737.8446
2908 | 614.7499 | 1673.1579 | 614.7499 | 1673.1579
2909 | 636.6457 | 1605.0185 | 636.6457 | 1605.0185
2910 | 627.9008 | 1543.2823 | 627.9008 | 1543.2823
2911 | 612.3538 | 1501.5515 | 612.3538 | 1501.5515
2912 | 588.4314 | 1487.4685 | 588.4314 | 1487.4685
2913 | 574.6268 | 1504.1359 | 574.6268 | 1504.1359
2914 | 555.1423 | 1546.4223 | 555.1423 | 1546.4223
2915 | 530.6079 | 1591.6888 | 530.6079 | 1591.6888
2916 | 513.8256 | 1927.5097 | 513.8256 | 1927.5097
2917 | 493.4799 | 1954.8127 | 493.4799 | 1954.8127
2918 | 477.5303 | 1981.397 | 477.5303 | 1981.397
2919 | 480.5222 | 1991.769 | 480.5222 | 1991.769
2920 | 479.2405 | 1999.0149 | 479.2405 | 1999.0149
2921 | 484.8387 | 2030.3933 | 484.8387 | 2030.3933
2922 | 502.9813 | 2078.513 | 502.9813 | 2078.513
2923 | 529.684 | 2085.0696 | 529.684 | 2085.0696
2924 | 567.9876 | 2088.7433 | 567.9876 | 2088.7433
2925 | 587.2065 | 2087.1745 | 587.2065 | 2087.1745
2926 | 613.1784 | 2084.0058 | 613.1784 | 2084.0058
2927 | 649.1704 | 2075.5765 | 649.1704 | 2075.5765
2928 | 645.9704 | 2073.3724 | 645.9704 | 2073.3724
2929 | 624.3543 | 2069.8682 | 624.3543 | 2069.8682
2930 | 621.6605 | 2017.844 | 621.6605 | 2017.844
2931 | 628.0514 | 1946.8289 | 628.0514 | 1946.8289
2932 | 658.2428 | 1877.7985 | 658.2428 | 1877.7985
2933 | 686.3829 | 1821.3663 | 686.3829 | 1821.3663
2934 | 667.0621 | 1782.5979 | 667.0621 | 1782.5979
2935 | 650.2916 | 1758.2104 | 650.2916 | 1758.2104
2936 | 626.8452 | 1750.437 | 626.8452 | 1750.437
2937 | 598.2729 | 1761.9268 | 598.2729 | 1761.9268
2938 | 572.1648 | 1815.1049 | 572.1648 | 1815.1049
2939 | 540.7166 | 1845.5499 | 540.7166 | 1845.5499
2940 | 511.6502 | 1850.7497 | 511.6502 | 1850.7497
2941 | 490.2762 | 1871.8098 | 490.2762 | 1871.8098
2942 | 478.4862 | 1899.2733 | 478.4862 | 1899.2733
2943 | 474.9832 | 1919.8449 | 474.9832 | 1919.8449
2944 | 477.4227 | 1941.3349 | 477.4227 | 1941.3349
2945 | 490.9111 | 1982.0336 | 490.9111 | 1982.0336
2946 | 509.2081 | 2037.2753 | 509.2081 | 2037.2753
2947 | 529.5085 | 2049.9868 | 529.5085 | 2049.9868
2948 | 557.0733 | 2057.4413 | 557.0733 | 2057.4413
2949 | 581.9524 | 2051.8279 | 581.9524 | 2051.8279
2950 | 617.0825 | 2053.6711 | 617.0825 | 2053.6711
2951 | 641.6363 | 2057.2877 | 641.6363 | 2057.2877
2952 | 630.6146 | 2068.6243 | 630.6146 | 2068.6243
2953 | 613.3384 | 2077.6057 | 613.3384 | 2077.6057
2954 | 609.9074 | 2019.2508 | 609.9074 | 2019.2508
2955 | 628.5058 | 1944.8946 | 628.5058 | 1944.8946
2956 | 657.6654 | 1896.6148 | 657.6654 | 1896.6148
2957 | 695.831 | 1877.1119 | 695.831 | 1877.1119
2958 | 672.2843 | 1868.2386 | 672.2843 | 1868.2386
2959 | 641.5376 | 1863.5467 | 641.5376 | 1863.5467
2960 | 617.4945 | 1871.2484 | 617.4945 | 1871.2484
2961 | 601.63 | 1894.4325 | 601.63 | 1894.4325
2962 | 571.0265 | 1961.5909 | 571.0265 | 1961.5909
2963 | 536.5589 | 1998.7184 | 536.5589 | 1998.7184
2964 | 505.7345 | 2002.2475 | 505.7345 | 2002.2475
2965 | 483.3864 | 2014.515 | 483.3864 | 2014.515
2966 | 475.7281 | 2030.7239 | 475.7281 | 2030.7239
2967 | 472.4739 | 2050.0645 | 472.4739 | 2050.0645
2968 | 472.7855 | 2078.3249 | 472.7855 | 2078.3249
2969 | 487.0655 | 2121.0458 | 487.0655 | 2121.0458
2970 | 502.4272 | 2179.1012 | 502.4272 | 2179.1012
2971 | 531.969 | 2192.9558 | 531.969 | 2192.9558
2972 | 569.7095 | 2208.6754 | 569.7095 | 2208.6754
2973 | 592.7357 | 2209.6565 | 592.7357 | 2209.6565
2974 | 613.0105 | 2216.5994 | 613.0105 | 2216.5994
2975 | 631.7867 | 2222.7659 | 631.7867 | 2222.7659
2976 | 636.898 | 2232.6078 | 636.898 | 2232.6078
2977 | 609.2962 | 2257.0643 | 609.2962 | 2257.0643
2978 | 610.7091 | 2186.3996 | 610.7091 | 2186.3996
2979 | 623.6933 | 2077.9278 | 623.6933 | 2077.9278
2980 | 669.5596 | 1993.2464 | 669.5596 | 1993.2464
2981 | 695.9558 | 1928.1973 | 695.9558 | 1928.1973
2982 | 673.352 | 1882.5706 | 673.352 | 1882.5706
2983 | 646.9204 | 1843.939 | 646.9204 | 1843.939
2984 | 621.5165 | 1833.7915 | 621.5165 | 1833.7915
2985 | 596.9966 | 1860.4048 | 596.9966 | 1860.4048
2986 | 577.5298 | 1920.1774 | 577.5298 | 1920.1774
2987 | 541.2129 | 1931.1906 | 541.2129 | 1931.1906
2988 | 505.2908 | 1928.2131 | 505.2908 | 1928.2131
2989 | 485.586 | 1943.2943 | 485.586 | 1943.2943
2990 | 476.4583 | 1963.372 | 476.4583 | 1963.372
2991 | 473.3677 | 1992.1207 | 473.3677 | 1992.1207
2992 | 478.4656 | 2060.9154 | 478.4656 | 2060.9154
2993 | 493.9491 | 2163.0748 | 493.9491 | 2163.0748
2994 | 516.2114 | 2274.7656 | 516.2114 | 2274.7656
2995 | 543.3098 | 2318.4273 | 543.3098 | 2318.4273
2996 | 590.0563 | 2348.479 | 590.0563 | 2348.479
2997 | 621.8052 | 2363.4404 | 621.8052 | 2363.4404
2998 | 641.6759 | 2359.7442 | 641.6759 | 2359.7442
2999 | 683.8266 | 2345.2479 | 683.8266 | 2345.2479
3000 | 674.7382 | 2318.9519 | 674.7382 | 2318.9519
3001 | 635.9797 | 2278.6063 | 635.9797 | 2278.6063
3002 | 635.5436 | 2208.6451 | 635.5436 | 2208.6451
3003 | 657.4207 | 2140.092 | 657.4207 | 2140.092
3004 | 691.1425 | 2124.0814 | 691.1425 | 2124.0814
3005 | 719.7649 | 2135.4408 | 719.7649 | 2135.4408
3006 | 706.9389 | 2159.6279 | 706.9389 | 2159.6279
3007 | 670.2572 | 2196.6133 | 670.2572 | 2196.6133
3008 | 644.6774 | 2254.1695 | 644.6774 | 2254.1695
3009 | 622.1864 | 2324.3945 | 622.1864 | 2324.3945
3010 | 591.2895 | 2403.0712 | 591.2895 | 2403.0712
3011 | 550.6621 | 2441.2539 | 550.6621 | 2441.2539
3012 | 520.8097 | 2461.8408 | 520.8097 | 2461.8408
3013 | 493.5991 | 2496.6176 | 493.5991 | 2496.6176
3014 | 485.3698 | 2529.2687 | 485.3698 | 2529.2687
3015 | 482.1519 | 2552.2143 | 482.1519 | 2552.2143
3016 | 483.1297 | 2582.8487 | 483.1297 | 2582.8487
3017 | 497.1183 | 2637.2639 | 497.1183 | 2637.2639
3018 | 518.1152 | 2710.2669 | 518.1152 | 2710.2669
3019 | 549.2004 | 2736.2554 | 549.2004 | 2736.2554
3020 | 593.5188 | 2751.3595 | 593.5188 | 2751.3595
3021 | 619.0896 | 2751.3734 | 619.0896 | 2751.3734
3022 | 643.1204 | 2746.71 | 643.1204 | 2746.71
3023 | 682.5406 | 2728.4329 | 682.5406 | 2728.4329
3024 | 677.4004 | 2707.1486 | 677.4004 | 2707.1486
3025 | 646.4914 | 2679.8162 | 646.4914 | 2679.8162
3026 | 643.6165 | 2632.628 | 643.6165 | 2632.628
3027 | 660.249 | 2578.407 | 660.249 | 2578.407
3028 | 702.0913 | 2523.3569 | 702.0913 | 2523.3569
3029 | 716.5896 | 2471.7607 | 716.5896 | 2471.7607
3030 | 710.2421 | 2427.277 | 710.2421 | 2427.277
3031 | 677.7704 | 2397.7019 | 677.7704 | 2397.7019
3032 | 643.8717 | 2392.9179 | 643.8717 | 2392.9179
3033 | 620.9647 | 2406.7819 | 620.9647 | 2406.7819
3034 | 598.8079 | 2430.2406 | 598.8079 | 2430.2406
3035 | 555.2405 | 2427.5373 | 555.2405 | 2427.5373
3036 | 516.8356 | 2425.2632 | 516.8356 | 2425.2632
3037 | 494.9301 | 2438.498 | 494.9301 | 2438.498
3038 | 486.0508 | 2462.3565 | 486.0508 | 2462.3565
3039 | 480.2053 | 2478.8834 | 480.2053 | 2478.8834
3040 | 487.1192 | 2502.044 | 487.1192 | 2502.044
3041 | 497.6836 | 2544.9408 | 497.6836 | 2544.9408
3042 | 514.5176 | 2600.0947 | 514.5176 | 2600.0947
3043 | 541.6494 | 2614.3009 | 541.6494 | 2614.3009
3044 | 584.0102 | 2625.5363 | 584.0102 | 2625.5363
3045 | 615.3943 | 2629.6827 | 615.3943 | 2629.6827
3046 | 639.0821 | 2639.2635 | 639.0821 | 2639.2635
3047 | 675.2389 | 2647.2764 | 675.2389 | 2647.2764
3048 | 667.7022 | 2656.4149 | 667.7022 | 2656.4149
3049 | 639.9174 | 2660.4724 | 639.9174 | 2660.4724
3050 | 643.9144 | 2642.6517 | 643.9144 | 2642.6517
3051 | 661.1844 | 2607.5108 | 661.1844 | 2607.5108
3052 | 703.1422 | 2563.7153 | 703.1422 | 2563.7153
3053 | 720.3617 | 2539.2885 | 720.3617 | 2539.2885
3054 | 706.762 | 2515.3797 | 706.762 | 2515.3797
3055 | 681.9412 | 2492.0473 | 681.9412 | 2492.0473
3056 | 652.6329 | 2496.0561 | 652.6329 | 2496.0561
3057 | 623.3623 | 2532.7809 | 623.3623 | 2532.7809
3058 | 597.4584 | 2640.0339 | 597.4584 | 2640.0339
3059 | 554.6946 | 2763.1538 | 554.6946 | 2763.1538
3060 | 523.4456 | 2815.9219 | 523.4456 | 2815.9219
3061 | 499.8325 | 2860.3707 | 499.8325 | 2860.3707
3062 | 489.0174 | 2864.6215 | 489.0174 | 2864.6215
3063 | 485.7625 | 2857.6719 | 485.7625 | 2857.6719
3064 | 489.3929 | 2871.952 | 489.3929 | 2871.952
3065 | 499.5767 | 2894.0981 | 499.5767 | 2894.0981
3066 | 517.6806 | 2921.8188 | 517.6806 | 2921.8188
3067 | 544.1534 | 2904.1955 | 544.1534 | 2904.1955
3068 | 587.0272 | 2891.3389 | 587.0272 | 2891.3389
3069 | 611.8053 | 2888.4513 | 611.8053 | 2888.4513
3070 | 626.4085 | 2889.591 | 626.4085 | 2889.591
3071 | 662.415 | 2879.8428 | 662.415 | 2879.8428
3072 | 658.9034 | 2878.9575 | 658.9034 | 2878.9575
3073 | 631.1244 | 2881.0806 | 631.1244 | 2881.0806
3074 | 633.0167 | 2845.0591 | 633.0167 | 2845.0591
3075 | 646.034 | 2800.8618 | 646.034 | 2800.8618
3076 | 689.363 | 2778.2567 | 689.363 | 2778.2567
3077 | 706.7996 | 2762.9742 | 706.7996 | 2762.9742
3078 | 691.6873 | 2748.1219 | 691.6873 | 2748.1219
3079 | 664.4796 | 2731.2081 | 664.4796 | 2731.2081
3080 | 636.8051 | 2728.8862 | 636.8051 | 2728.8862
3081 | 615.5592 | 2733.8695 | 615.5592 | 2733.8695
3082 | 585.955 | 2754.9542 | 585.955 | 2754.9542
3083 | 548.4718 | 2782.2339 | 548.4718 | 2782.2339
3084 | 522.9879 | 2797.1935 | 522.9879 | 2797.1935
3085 | 501.0523 | 2861.8654 | 501.0523 | 2861.8654
3086 | 490.2987 | 2923.5324 | 490.2987 | 2923.5324
3087 | 488.3758 | 2950.8743 | 488.3758 | 2950.8743
3088 | 482.3448 | 2937.0178 | 482.3448 | 2937.0178
3089 | 492.2713 | 2916.6952 | 492.2713 | 2916.6952
3090 | 511.2711 | 2912.4106 | 511.2711 | 2912.4106
3091 | 533.8047 | 2896.9855 | 533.8047 | 2896.9855
3092 | 563.3794 | 2903.7366 | 563.3794 | 2903.7366
3093 | 587.9552 | 2899.7938 | 587.9552 | 2899.7938
3094 | 612.5958 | 2901.4611 | 612.5958 | 2901.4611
3095 | 643.2702 | 2900.6814 | 643.2702 | 2900.6814
3096 | 642.1571 | 2898.3894 | 642.1571 | 2898.3894
3097 | 612.6182 | 2886.2683 | 612.6182 | 2886.2683
3098 | 613.4772 | 2809.0971 | 613.4772 | 2809.0971
3099 | 624.9098 | 2639.9558 | 624.9098 | 2639.9558
3100 | 673.4221 | 2549.8229 | 673.4221 | 2549.8229
3101 | 688.2727 | 2506.4038 | 688.2727 | 2506.4038
3102 | 667.178 | 2476.7798 | 667.178 | 2476.7798
3103 | 639.2786 | 2448.1718 | 639.2786 | 2448.1718
3104 | 622.2645 | 2429.1438 | 622.2645 | 2429.1438
3105 | 601.2243 | 2417.3331 | 601.2243 | 2417.3331
3106 | 577.0064 | 2457.1462 | 577.0064 | 2457.1462
3107 | 543.2998 | 2515.0244 | 543.2998 | 2515.0244
3108 | 513.6968 | 2539.9198 | 513.6968 | 2539.9198
3109 | 493.1044 | 2556.6715 | 493.1044 | 2556.6715
3110 | 484.0182 | 2571.1219 | 484.0182 | 2571.1219
3111 | 480.1467 | 2580.175 | 480.1467 | 2580.175
3112 | 479.5096 | 2597.8842 | 479.5096 | 2597.8842
3113 | 488.13 | 2641.0448 | 488.13 | 2641.0448
3114 | 506.4067 | 2699.5399 | 506.4067 | 2699.5399
3115 | 524.0474 | 2712.4272 | 524.0474 | 2712.4272
3116 | 553.0976 | 2718.7387 | 553.0976 | 2718.7387
3117 | 578.6619 | 2710.6633 | 578.6619 | 2710.6633
3118 | 599.1518 | 2704.5931 | 599.1518 | 2704.5931
3119 | 627.3558 | 2697.8343 | 627.3558 | 2697.8343
3120 | 627.3366 | 2695.3664 | 627.3366 | 2695.3664
3121 | 608.6966 | 2698.0171 | 608.6966 | 2698.0171
3122 | 608.5493 | 2659.9733 | 608.5493 | 2659.9733
3123 | 632.0016 | 2597.5751 | 632.0016 | 2597.5751
3124 | 673.105 | 2574.4424 | 673.105 | 2574.4424
3125 | 692.2059 | 2563.7321 | 692.2059 | 2563.7321
3126 | 673.7943 | 2556.8811 | 673.7943 | 2556.8811
3127 | 646.9023 | 2562.9163 | 646.9023 | 2562.9163
3128 | 622.1835 | 2593.0393 | 622.1835 | 2593.0393
3129 | 603.392 | 2631.8744 | 603.392 | 2631.8744
3130 | 573.1585 | 2682.5905 | 573.1585 | 2682.5905
3131 | 541.0811 | 2721.1248 | 541.0811 | 2721.1248
3132 | 512.6313 | 2753.5818 | 512.6313 | 2753.5818
3133 | 488.693 | 2788.3586 | 488.693 | 2788.3586
3134 | 481.672 | 2834.4626 | 481.672 | 2834.4626
3135 | 478.9485 | 2872.8833 | 478.9485 | 2872.8833
3136 | 481.6239 | 2922.9495 | 481.6239 | 2922.9495
3137 | 491.0842 | 2998.2034 | 491.0842 | 2998.2034
3138 | 504.3202 | 3089.671 | 504.3202 | 3089.671
3139 | 527.6112 | 3143.796 | 527.6112 | 3143.796
3140 | 551.4555 | 3189.3228 | 551.4555 | 3189.3228
3141 | 584.3816 | 3223.4523 | 584.3816 | 3223.4523
3142 | 605.4011 | 3247.6289 | 605.4011 | 3247.6289
3143 | 638.7325 | 3256.7849 | 638.7325 | 3256.7849
3144 | 634.555 | 3268.4732 | 634.555 | 3268.4732
3145 | 619.8995 | 3277.9821 | 619.8995 | 3277.9821
3146 | 615.5799 | 3274.1418 | 615.5799 | 3274.1418
3147 | 632.0157 | 3257.3776 | 632.0157 | 3257.3776
3148 | 680.6266 | 3234.3329 | 680.6266 | 3234.3329
3149 | 696.3596 | 3222.1278 | 696.3596 | 3222.1278
3150 | 669.3858 | 3215.4527 | 669.3858 | 3215.4527
3151 | 647.5325 | 3211.6401 | 647.5325 | 3211.6401
3152 | 621.7521 | 3221.5399 | 621.7521 | 3221.5399
3153 | 606.0665 | 3239.0088 | 606.0665 | 3239.0088
3154 | 577.5995 | 3274.6015 | 577.5995 | 3274.6015
3155 | 541.6997 | 3290.9783 | 541.6997 | 3290.9783
3156 | 515.5071 | 3305.9379 | 515.5071 | 3305.9379
3157 | 495.9644 | 3324.8878 | 495.9644 | 3324.8878
3158 | 478.8548 | 3341.888 | 478.8548 | 3341.888
3159 | 478.4013 | 3343.1157 | 478.4013 | 3343.1157
3160 | 480.7408 | 3343.6792 | 480.7408 | 3343.6792
3161 | 492.6295 | 3363.8029 | 492.6295 | 3363.8029
3162 | 511.7489 | 3401.2835 | 511.7489 | 3401.2835
3163 | 535.5697 | 3401.5094 | 535.5697 | 3401.5094
3164 | 560.3314 | 3399.4678 | 560.3314 | 3399.4678
3165 | 592.5209 | 3395.2612 | 592.5209 | 3395.2612
3166 | 624.0363 | 3396.1372 | 624.0363 | 3396.1372
3167 | 655.0818 | 3391.4887 | 655.0818 | 3391.4887
3168 | 657.0397 | 3392.9775 | 657.0397 | 3392.9775
3169 | 623.0021 | 3395.892 | 623.0021 | 3395.892
3170 | 620.9984 | 3379.7419 | 620.9984 | 3379.7419
3171 | 647.1934 | 3344.601 | 647.1934 | 3344.601
3172 | 687.8906 | 3301.5089 | 687.8906 | 3301.5089
3173 | 706.7711 | 3267.7618 | 706.7711 | 3267.7618
3174 | 682.8498 | 3239.4567 | 682.8498 | 3239.4567
3175 | 660.7409 | 3210.8487 | 660.7409 | 3210.8487
3176 | 633.6471 | 3194.986 | 633.6471 | 3194.986
3177 | 615.7197 | 3182.384 | 615.7197 | 3182.384
3178 | 588.4665 | 3199.3362 | 588.4665 | 3199.3362
3179 | 553.0751 | 3237.3429 | 553.0751 | 3237.3429
3180 | 520.3149 | 3276.7462 | 520.3149 | 3276.7462
3181 | 501.0959 | 3334.2081 | 501.0959 | 3334.2081
3182 | 482.831 | 3369.4091 | 482.831 | 3369.4091
3183 | 484.1768 | 3408.0936 | 484.1768 | 3408.0936
3184 | 488.7002 | 3462.9079 | 488.7002 | 3462.9079
3185 | 498.3284 | 3533.9412 | 498.3284 | 3533.9412
3186 | 516.1864 | 3617.9351 | 516.1864 | 3617.9351
3187 | 549.9118 | 3657.1126 | 549.9118 | 3657.1126
3188 | 588.897 | 3689.4503 | 588.897 | 3689.4503
3189 | 623.4233 | 3713.6441 | 623.4233 | 3713.6441
3190 | 642.0024 | 3704.2326 | 642.0024 | 3704.2326
3191 | 670.571 | 3696.155 | 670.571 | 3696.155
3192 | 649.9004 | 3707.052 | 649.9004 | 3707.052
3193 | 643.1672 | 3695.4585 | 643.1672 | 3695.4585
3194 | 646.0761 | 3573.8842 | 646.0761 | 3573.8842
3195 | 668.038 | 3311.8043 | 668.038 | 3311.8043
3196 | 709.3533 | 3128.2932 | 709.3533 | 3128.2932
3197 | 725.6443 | 2978.7465 | 725.6443 | 2978.7465
3198 | 717.6614 | 2869.4608 | 717.6614 | 2869.4608
3199 | 685.3105 | 2794.6913 | 685.3105 | 2794.6913
3200 | 665.4135 | 2769.5963 | 665.4135 | 2769.5963
3201 | 634.7143 | 2783.8119 | 634.7143 | 2783.8119
3202 | 609.1795 | 2845.5188 | 609.1795 | 2845.5188
3203 | 560.0165 | 2880.7119 | 560.0165 | 2880.7119
3204 | 528.9636 | 2891.8907 | 528.9636 | 2891.8907
3205 | 502.2108 | 2905.6529 | 502.2108 | 2905.6529
3206 | 492.8516 | 2899.0888 | 492.8516 | 2899.0888
3207 | 485.4926 | 2874.7297 | 485.4926 | 2874.7297
3208 | 489.0947 | 2873.2709 | 489.0947 | 2873.2709
3209 | 498.3054 | 2926.8068 | 498.3054 | 2926.8068
3210 | 521.3642 | 3052.1263 | 521.3642 | 3052.1263
3211 | 550.904 | 3164.8105 | 550.904 | 3164.8105
3212 | 594.8931 | 3211.2166 | 594.8931 | 3211.2166
3213 | 624.8584 | 3184.3249 | 624.8584 | 3184.3249
3214 | 647.3329 | 3120.223 | 647.3329 | 3120.223
3215 | 684.6222 | 3043.5624 | 684.6222 | 3043.5624
3216 | 683.1505 | 2993.2624 | 683.1505 | 2993.2624
3217 | 642.8704 | 2958.72 | 642.8704 | 2958.72
3218 | 644.5357 | 2895.0895 | 644.5357 | 2895.0895
3219 | 664.408 | 2746.0834 | 664.408 | 2746.0834
3220 | 698.9429 | 2651.6421 | 698.9429 | 2651.6421
3221 | 721.9358 | 2587.9999 | 721.9358 | 2587.9999
3222 | 705.9233 | 2553.8037 | 705.9233 | 2553.8037
3223 | 681.6389 | 2532.3178 | 681.6389 | 2532.3178
3224 | 651.1519 | 2527.5339 | 651.1519 | 2527.5339
3225 | 634.013 | 2534.0998 | 634.013 | 2534.0998
3226 | 612.4498 | 2602.1375 | 612.4498 | 2602.1375
3227 | 572.576 | 2659.5761 | 572.576 | 2659.5761
3228 | 536.2444 | 2692.209 | 536.2444 | 2692.209
3229 | 509.1115 | 2739.3834 | 509.1115 | 2739.3834
3230 | 496.186 | 2768.5175 | 496.186 | 2768.5175
3231 | 489.8589 | 2778.6258 | 489.8589 | 2778.6258
3232 | 490.3985 | 2800.0279 | 490.3985 | 2800.0279
3233 | 496.9778 | 2841.2541 | 496.9778 | 2841.2541
3234 | 520.7393 | 2890.9565 | 520.7393 | 2890.9565
3235 | 555.1367 | 2867.9697 | 555.1367 | 2867.9697
3236 | 586.4669 | 2872.2588 | 586.4669 | 2872.2588
3237 | 615.5027 | 2913.0708 | 615.5027 | 2913.0708
3238 | 640.6472 | 2900.6698 | 640.6472 | 2900.6698
3239 | 672.5512 | 2825.5919 | 672.5512 | 2825.5919
3240 | 671.4988 | 2771.7748 | 671.4988 | 2771.7748
3241 | 635.6136 | 2739.3427 | 635.6136 | 2739.3427
3242 | 645.584 | 2694.7923 | 645.584 | 2694.7923
3243 | 668.9711 | 2645.3193 | 668.9711 | 2645.3193
3244 | 710.7822 | 2586.4004 | 710.7822 | 2586.4004
3245 | 716.6272 | 2537.7058 | 716.6272 | 2537.7058
3246 | 699.0744 | 2512.0385 | 699.0744 | 2512.0385
3247 | 674.8246 | 2503.7416 | 674.8246 | 2503.7416
3248 | 643.4828 | 2534.1284 | 643.4828 | 2534.1284
3249 | 626.5905 | 2599.3415 | 626.5905 | 2599.3415
3250 | 600.4885 | 2692.9658 | 600.4885 | 2692.9658
3251 | 565.9526 | 2782.8494 | 565.9526 | 2782.8494
3252 | 532.5875 | 2876.4156 | 532.5875 | 2876.4156
3253 | 513.2711 | 2970.455 | 513.2711 | 2970.455
3254 | 498.3427 | 3051.0263 | 498.3427 | 3051.0263
3255 | 490.2446 | 3101.6688 | 490.2446 | 3101.6688
3256 | 493.4388 | 3149.8885 | 493.4388 | 3149.8885
3257 | 499.0752 | 3210.7224 | 499.0752 | 3210.7224
3258 | 519.148 | 3279.417 | 519.148 | 3279.417
3259 | 542.171 | 3298.723 | 542.171 | 3298.723
3260 | 570.1883 | 3310.6618 | 570.1883 | 3310.6618
3261 | 597.1068 | 3313.929 | 597.1068 | 3313.929
3262 | 623.0177 | 3318.322 | 623.0177 | 3318.322
3263 | 656.0558 | 3326.7746 | 656.0558 | 3326.7746
3264 | 645.9116 | 3348.2228 | 645.9116 | 3348.2228
3265 | 626.1207 | 3400.4641 | 626.1207 | 3400.4641
3266 | 625.7151 | 3426.6948 | 625.7151 | 3426.6948
3267 | 651.0937 | 3289.4709 | 651.0937 | 3289.4709
3268 | 687.1061 | 3195.2934 | 687.1061 | 3195.2934
3269 | 700.2423 | 3118.8139 | 700.2423 | 3118.8139
3270 | 680.547 | 3050.1504 | 680.547 | 3050.1504
3271 | 656.2249 | 2994.5489 | 656.2249 | 2994.5489
3272 | 632.9598 | 2971.9158 | 632.9598 | 2971.9158
3273 | 611.0239 | 3016.9937 | 611.0239 | 3016.9937
3274 | 589.58 | 3142.0079 | 589.58 | 3142.0079
3275 | 558.0838 | 3215.9767 | 558.0838 | 3215.9767
3276 | 530.2975 | 3243.6857 | 530.2975 | 3243.6857
3277 | 510.1073 | 3241.885 | 510.1073 | 3241.885
3278 | 495.0104 | 3228.1108 | 495.0104 | 3228.1108
3279 | 491.4678 | 3182.5614 | 491.4678 | 3182.5614
3280 | 491.7797 | 3093.7033 | 491.7797 | 3093.7033
3281 | 499.9711 | 3025.9882 | 499.9711 | 3025.9882
3282 | 515.1253 | 2988.3793 | 515.1253 | 2988.3793
3283 | 534.3712 | 2932.508 | 534.3712 | 2932.508
3284 | 555.1195 | 2880.8756 | 555.1195 | 2880.8756
3285 | 574.8362 | 2810.724 | 574.8362 | 2810.724
3286 | 584.8706 | 2760.8662 | 584.8706 | 2760.8662
3287 | 649.4052 | 2716.0352 | 649.4052 | 2716.0352
3288 | 649.3616 | 2681.474 | 649.3616 | 2681.474
3289 | 635.4159 | 2630.6652 | 635.4159 | 2630.6652
3290 | 632.6855 | 2559.385 | 632.6855 | 2559.385
3291 | 654.9129 | 2474.7413 | 654.9129 | 2474.7413
3292 | 697.2689 | 2378.6294 | 697.2689 | 2378.6294
3293 | 708.3744 | 2281.2234 | 708.3744 | 2281.2234
3294 | 682.466 | 2181.6975 | 682.466 | 2181.6975
3295 | 660.1283 | 2073.6037 | 660.1283 | 2073.6037
3296 | 632.3162 | 1993.3787 | 632.3162 | 1993.3787
3297 | 610.2775 | 1949.4747 | 610.2775 | 1949.4747
3298 | 581.5782 | 1926.7719 | 581.5782 | 1926.7719
3299 | 543.8331 | 1872.2797 | 543.8331 | 1872.2797
3300 | 516.2105 | 1831.5816 | 516.2105 | 1831.5816
3301 | 494.2497 | 1808.9422 | 494.2497 | 1808.9422
3302 | 478.9867 | 1797.63 | 478.9867 | 1797.63
3303 | 478.022 | 1787.8668 | 478.022 | 1787.8668
3304 | 480.0661 | 1811.555 | 480.0661 | 1811.555
3305 | 485.4256 | 1861.6618 | 485.4256 | 1861.6618
3306 | 501.9458 | 1909.3419 | 501.9458 | 1909.3419
3307 | 532.6334 | 1979.4696 | 532.6334 | 1979.4696
3308 | 561.0496 | 2012.8625 | 561.0496 | 2012.8625
3309 | 589.778 | 2081.0196 | 589.778 | 2081.0196
3310 | 616.1709 | 2148.1924 | 616.1709 | 2148.1924
3311 | 653.9066 | 2220.8315 | 653.9066 | 2220.8315
3312 | 653.9117 | 2300.9269 | 653.9117 | 2300.9269
3313 | 631.1842 | 2368.1158 | 631.1842 | 2368.1158
3314 | 630.9383 | 2398.0394 | 630.9383 | 2398.0394
3315 | 659.8083 | 2378.9891 | 659.8083 | 2378.9891
3316 | 697.8932 | 2320.2461 | 697.8932 | 2320.2461
3317 | 705.9115 | 2251.592 | 705.9115 | 2251.592
3318 | 686.6398 | 2199.3708 | 686.6398 | 2199.3708
3319 | 657.7413 | 2158.541 | 657.7413 | 2158.541
3320 | 643.5144 | 2143.9972 | 643.5144 | 2143.9972
3321 | 621.7001 | 2168.0606 | 621.7001 | 2168.0606
3322 | 588.7692 | 2242.0773 | 588.7692 | 2242.0773
3323 | 550.5469 | 2294.1524 | 550.5469 | 2294.1524
3324 | 521.2984 | 2338.0399 | 521.2984 | 2338.0399
3325 | 505.1191 | 2386.2694 | 505.1191 | 2386.2694
3326 | 495.7768 | 2427.0978 | 495.7768 | 2427.0978
3327 | 490.8289 | 2431.0512 | 490.8289 | 2431.0512
3328 | 496.6516 | 2433.7249 | 496.6516 | 2433.7249
3329 | 505.8626 | 2470.8185 | 505.8626 | 2470.8185
3330 | 526.3344 | 2515.4212 | 526.3344 | 2515.4212
3331 | 561.1376 | 2520.7468 | 561.1376 | 2520.7468
3332 | 605.4243 | 2530.4874 | 605.4243 | 2530.4874
3333 | 633.9503 | 2536.2166 | 633.9503 | 2536.2166
3334 | 656.6436 | 2529.2671 | 656.6436 | 2529.2671
3335 | 699.4819 | 2504.923 | 699.4819 | 2504.923
3336 | 685.2006 | 2461.9208 | 685.2006 | 2461.9208
3337 | 661.4287 | 2411.1999 | 661.4287 | 2411.1999
3338 | 669.0352 | 2345.1075 | 669.0352 | 2345.1075
3339 | 694.741 | 2247.5385 | 694.741 | 2247.5385
3340 | 729.7965 | 2152.3059 | 729.7965 | 2152.3059
3341 | 741.9868 | 2060.703 | 741.9868 | 2060.703
3342 | 714.4317 | 1983.2468 | 714.4317 | 1983.2468
3343 | 684.7469 | 1933.0967 | 684.7469 | 1933.0967
3344 | 661.9753 | 1917.4099 | 661.9753 | 1917.4099
3345 | 637.5667 | 1933.1203 | 637.5667 | 1933.1203
3346 | 606.5258 | 1979.0004 | 606.5258 | 1979.0004
3347 | 564.9868 | 1981.3968 | 564.9868 | 1981.3968
3348 | 536.6773 | 1983.2553 | 536.6773 | 1983.2553
3349 | 519.383 | 1997.1055 | 519.383 | 1997.1055
3350 | 504.4392 | 2017.6228 | 504.4392 | 2017.6228
3351 | 500.622 | 2037.7547 | 500.622 | 2037.7547
3352 | 501.9143 | 2066.8064 | 501.9143 | 2066.8064
3353 | 509.697 | 2114.7151 | 509.697 | 2114.7151
3354 | 536.0559 | 2174.8808 | 536.0559 | 2174.8808
3355 | 564.7665 | 2190.5818 | 564.7665 | 2190.5818
3356 | 604.8138 | 2201.0258 | 604.8138 | 2201.0258
3357 | 631.1934 | 2193.9176 | 631.1934 | 2193.9176
3358 | 664.0905 | 2184.5941 | 664.0905 | 2184.5941
3359 | 701.4275 | 2169.3065 | 701.4275 | 2169.3065
3360 | 684.7994 | 2139.4054 | 684.7994 | 2139.4054
3361 | 657.2604 | 2123.5914 | 657.2604 | 2123.5914
3362 | 656.592 | 2075.3481 | 656.592 | 2075.3481
3363 | 685.7753 | 1996.3317 | 685.7753 | 1996.3317
3364 | 724.1938 | 1917.2776 | 724.1938 | 1917.2776
3365 | 732.1726 | 1850.8218 | 732.1726 | 1850.8218
3366 | 711.7896 | 1801.0625 | 711.7896 | 1801.0625
3367 | 686.5043 | 1767.2668 | 686.5043 | 1767.2668
3368 | 661.3497 | 1760.7244 | 661.3497 | 1760.7244
3369 | 629.0201 | 1785.5791 | 629.0201 | 1785.5791
3370 | 597.7907 | 1880.6103 | 597.7907 | 1880.6103
3371 | 557.2425 | 1905.1643 | 557.2425 | 1905.1643
3372 | 531.2324 | 1923.9927 | 531.2324 | 1923.9927
3373 | 511.3756 | 1957.8902 | 511.3756 | 1957.8902
3374 | 500.909 | 1993.8826 | 500.909 | 1993.8826
3375 | 495.4254 | 2011.3767 | 495.4254 | 2011.3767
3376 | 492.6309 | 2029.6134 | 492.6309 | 2029.6134
3377 | 498.0413 | 2082.0942 | 498.0413 | 2082.0942
3378 | 523.2227 | 2161.428 | 523.2227 | 2161.428
3379 | 558.2667 | 2198.3193 | 558.2667 | 2198.3193
3380 | 599.4572 | 2234.2621 | 599.4572 | 2234.2621
3381 | 627.6557 | 2263.7315 | 627.6557 | 2263.7315
3382 | 649.9959 | 2282.8083 | 649.9959 | 2282.8083
3383 | 699.7266 | 2294.6021 | 699.7266 | 2294.6021
3384 | 691.5048 | 2317.8088 | 691.5048 | 2317.8088
3385 | 664.1151 | 2352.8165 | 664.1151 | 2352.8165
3386 | 667.9748 | 2337.6337 | 667.9748 | 2337.6337
3387 | 704.8572 | 2260.1121 | 704.8572 | 2260.1121
3388 | 734.0494 | 2235.9243 | 734.0494 | 2235.9243
3389 | 742.3254 | 2229.7862 | 742.3254 | 2229.7862
3390 | 724.2407 | 2233.1347 | 724.2407 | 2233.1347
3391 | 689.645 | 2237.4113 | 689.645 | 2237.4113
3392 | 655.335 | 2254.1695 | 655.335 | 2254.1695
3393 | 634.971 | 2280.1673 | 634.971 | 2280.1673
3394 | 610.6489 | 2319.6287 | 610.6489 | 2319.6287
3395 | 567.1793 | 2338.9071 | 567.1793 | 2338.9071
3396 | 538.8706 | 2364.0662 | 538.8706 | 2364.0662
3397 | 509.6088 | 2403.591 | 509.6088 | 2403.591
3398 | 495.7933 | 2445.3866 | 495.7933 | 2445.3866
3399 | 492.7908 | 2482.928 | 492.7908 | 2482.928
3400 | 496.5949 | 2528.5979 | 496.5949 | 2528.5979
3401 | 503.7336 | 2591.4541 | 503.7336 | 2591.4541
3402 | 523.9157 | 2668.6776 | 523.9157 | 2668.6776
3403 | 552.6216 | 2699.8537 | 552.6216 | 2699.8537
3404 | 589.9782 | 2726.6521 | 589.9782 | 2726.6521
3405 | 613.103 | 2748.9994 | 613.103 | 2748.9994
3406 | 633.776 | 2776.693 | 633.776 | 2776.693
3407 | 678.9187 | 2799.9173 | 678.9187 | 2799.9173
3408 | 672.8767 | 2832.3563 | 672.8767 | 2832.3563
3409 | 653.9439 | 2886.8838 | 653.9439 | 2886.8838
3410 | 662.3386 | 2957.8692 | 662.3386 | 2957.8692
3411 | 691.6331 | 2890.4592 | 691.6331 | 2890.4592
3412 | 722.8803 | 2820.3736 | 722.8803 | 2820.3736
3413 | 729.701 | 2767.4585 | 729.701 | 2767.4585
3414 | 706.2201 | 2720.5129 | 706.2201 | 2720.5129
3415 | 676.1765 | 2694.5427 | 676.1765 | 2694.5427
3416 | 648.5277 | 2709.8061 | 648.5277 | 2709.8061
3417 | 634.0234 | 2817.9275 | 634.0234 | 2817.9275
3418 | 613.1506 | 3087.2295 | 613.1506 | 3087.2295
3419 | 577.7973 | 3203.4032 | 577.7973 | 3203.4032
3420 | 541.5262 | 3193.0399 | 541.5262 | 3193.0399
3421 | 518.0881 | 3153.7823 | 518.0881 | 3153.7823
3422 | 505.0562 | 3159.8796 | 505.0562 | 3159.8796
3423 | 501.5661 | 3163.2175 | 501.5661 | 3163.2175
3424 | 498.2551 | 3182.7732 | 498.2551 | 3182.7732
3425 | 505.4708 | 3136.9518 | 505.4708 | 3136.9518
3426 | 523.9615 | 3075.5148 | 523.9615 | 3075.5148
3427 | 546.4697 | 2947.1038 | 546.4697 | 2947.1038
3428 | 575.8147 | 2883.1617 | 575.8147 | 2883.1617
3429 | 599.1922 | 2812.3946 | 599.1922 | 2812.3946
3430 | 622.3584 | 2758.0525 | 622.3584 | 2758.0525
3431 | 658.649 | 2712.0785 | 658.649 | 2712.0785
3432 | 655.0993 | 2653.0736 | 655.0993 | 2653.0736
3433 | 637.8517 | 2556.5429 | 637.8517 | 2556.5429
3434 | 640.4893 | 2490.0987 | 640.4893 | 2490.0987
3435 | 667.8956 | 2419.5233 | 667.8956 | 2419.5233
3436 | 698.7394 | 2336.9521 | 698.7394 | 2336.9521
3437 | 706.8891 | 2254.5815 | 706.8891 | 2254.5815
3438 | 688.9935 | 2176.4219 | 688.9935 | 2176.4219
3439 | 658.2789 | 2104.2023 | 658.2789 | 2104.2023
3440 | 635.4171 | 2052.5534 | 635.4171 | 2052.5534
3441 | 617.2468 | 2023.0694 | 617.2468 | 2023.0694
3442 | 597.7007 | 2022.6121 | 597.7007 | 2022.6121
3443 | 565.9188 | 1989.3981 | 565.9188 | 1989.3981
3444 | 541.4155 | 1957.4928 | 541.4155 | 1957.4928
3445 | 516.0338 | 1941.7996 | 516.0338 | 1941.7996
3446 | 504.4431 | 1930.1356 | 504.4431 | 1930.1356
3447 | 496.9627 | 1919.5811 | 496.9627 | 1919.5811
3448 | 497.9386 | 1919.0895 | 497.9386 | 1919.0895
3449 | 509.7426 | 1944.0492 | 509.7426 | 1944.0492
3450 | 523.1465 | 1989.619 | 523.1465 | 1989.619
3451 | 539.0486 | 1998.5497 | 539.0486 | 1998.5497
3452 | 564.8883 | 2012.5987 | 564.8883 | 2012.5987
3453 | 589.3544 | 2013.6677 | 589.3544 | 2013.6677
3454 | 611.8253 | 1998.4531 | 611.8253 | 1998.4531
3455 | 641.893 | 1982.0224 | 641.893 | 1982.0224
3456 | 642.9608 | 1973.2238 | 642.9608 | 1973.2238
3457 | 626.0545 | 1970.9505 | 626.0545 | 1970.9505
3458 | 637.463 | 1968.7808 | 637.463 | 1968.7808
3459 | 666.5751 | 1960.7214 | 666.5751 | 1960.7214
3460 | 702.4933 | 1949.3709 | 702.4933 | 1949.3709
3461 | 713.6187 | 1947.6291 | 713.6187 | 1947.6291
3462 | 697.7208 | 1946.6693 | 697.7208 | 1946.6693
3463 | 671.5712 | 1937.2293 | 671.5712 | 1937.2293
3464 | 651.1209 | 1926.4664 | 651.1209 | 1926.4664
3465 | 631.2315 | 1935.4064 | 631.2315 | 1935.4064
3466 | 614.1506 | 2005.5543 | 614.1506 | 2005.5543
3467 | 573.8243 | 2058.3327 | 573.8243 | 2058.3327
3468 | 542.5079 | 2000.6648 | 542.5079 | 2000.6648
3469 | 514.4491 | 1929.6657 | 514.4491 | 1929.6657
3470 | 504.3485 | 1939.28 | 504.3485 | 1939.28
3471 | 497.4807 | 1957.2138 | 497.4807 | 1957.2138
3472 | 498.9823 | 1987.3206 | 498.9823 | 1987.3206
3473 | 501.527 | 2045.0771 | 501.527 | 2045.0771
3474 | 521.5843 | 2124.9383 | 521.5843 | 2124.9383
3475 | 551.1286 | 2168.9518 | 551.1286 | 2168.9518
3476 | 582.8537 | 2202.2567 | 582.8537 | 2202.2567
3477 | 599.5514 | 2218.8009 | 599.5514 | 2218.8009
3478 | 633.4389 | 2243.4171 | 633.4389 | 2243.4171
3479 | 669.4082 | 2264.9708 | 669.4082 | 2264.9708
3480 | 661.1597 | 2287.562 | 661.1597 | 2287.562
3481 | 638.0856 | 2313.5133 | 638.0856 | 2313.5133
3482 | 644.7764 | 2339.5681 | 644.7764 | 2339.5681
3483 | 679.5965 | 2311.1975 | 679.5965 | 2311.1975
3484 | 715.1861 | 2247.7944 | 715.1861 | 2247.7944
3485 | 729.3119 | 2193.8241 | 729.3119 | 2193.8241
3486 | 709.2282 | 2149.6043 | 709.2282 | 2149.6043
3487 | 673.965 | 2121.348 | 673.965 | 2121.348
3488 | 651.0227 | 2120.6966 | 651.0227 | 2120.6966
3489 | 635.3834 | 2197.9557 | 635.3834 | 2197.9557
3490 | 605.2489 | 2388.5633 | 605.2489 | 2388.5633
3491 | 568.3622 | 2471.7645 | 568.3622 | 2471.7645
3492 | 534.4906 | 2522.774 | 534.4906 | 2522.774
3493 | 509.5907 | 2557.4629 | 509.5907 | 2557.4629
3494 | 497.3272 | 2518.9813 | 497.3272 | 2518.9813
3495 | 491.3523 | 2446.4384 | 491.3523 | 2446.4384
3496 | 491.3233 | 2452.7171 | 491.3233 | 2452.7171
3497 | 502.2132 | 2498.6913 | 502.2132 | 2498.6913
3498 | 527.8568 | 2566.067 | 527.8568 | 2566.067
3499 | 570.0945 | 2597.1552 | 570.0945 | 2597.1552
3500 | 610.7246 | 2632.9221 | 610.7246 | 2632.9221
3501 | 638.8221 | 2661.6881 | 638.8221 | 2661.6881
3502 | 667.8261 | 2679.7977 | 667.8261 | 2679.7977
3503 | 707.0721 | 2719.2005 | 707.0721 | 2719.2005
3504 | 701.7318 | 2774.5885 | 701.7318 | 2774.5885
3505 | 666.4954 | 2827.7091 | 666.4954 | 2827.7091
3506 | 675.6693 | 2839.0801 | 675.6693 | 2839.0801
3507 | 714.2161 | 2632.482 | 714.2161 | 2632.482
3508 | 745.8612 | 2442.2005 | 745.8612 | 2442.2005
3509 | 757.7888 | 2331.2537 | 757.7888 | 2331.2537
3510 | 738.6888 | 2250.808 | 738.6888 | 2250.808
3511 | 704.9742 | 2215.6934 | 704.9742 | 2215.6934
3512 | 680.7379 | 2222.9555 | 680.7379 | 2222.9555
3513 | 661.8137 | 2289.9272 | 661.8137 | 2289.9272
3514 | 629.805 | 2438.3299 | 629.805 | 2438.3299
3515 | 582.7715 | 2502.5388 | 582.7715 | 2502.5388
3516 | 549.4516 | 2549.24 | 549.4516 | 2549.24
3517 | 523.3891 | 2589.9958 | 523.3891 | 2589.9958
3518 | 510.9796 | 2635.1326 | 510.9796 | 2635.1326
3519 | 501.3519 | 2681.5546 | 501.3519 | 2681.5546
3520 | 501.0442 | 2721.4213 | 501.0442 | 2721.4213
3521 | 507.3808 | 2774.6056 | 507.3808 | 2774.6056
3522 | 529.2233 | 2840.9261 | 529.2233 | 2840.9261
3523 | 573.4155 | 2864.5406 | 573.4155 | 2864.5406
3524 | 611.5031 | 2880.2602 | 611.5031 | 2880.2602
3525 | 637.3342 | 2884.2308 | 637.3342 | 2884.2308
3526 | 655.2045 | 2882.9086 | 655.2045 | 2882.9086
3527 | 694.6736 | 2860.4989 | 694.6736 | 2860.4989
3528 | 693.8574 | 2844.2265 | 693.8574 | 2844.2265
3529 | 661.1262 | 2830.5227 | 661.1262 | 2830.5227
3530 | 673.5317 | 2835.7389 | 673.5317 | 2835.7389
3531 | 706.6041 | 2746.1713 | 706.6041 | 2746.1713
3532 | 741.5133 | 2551.8452 | 741.5133 | 2551.8452
3533 | 751.812 | 2459.5389 | 751.812 | 2459.5389
3534 | 735.461 | 2371.3556 | 735.461 | 2371.3556
3535 | 700.5455 | 2313.9076 | 700.5455 | 2313.9076
3536 | 674.5478 | 2298.5725 | 674.5478 | 2298.5725
3537 | 650.5924 | 2345.4969 | 650.5924 | 2345.4969
3538 | 626.2271 | 2509.6385 | 626.2271 | 2509.6385
3539 | 585.7397 | 2578.5076 | 585.7397 | 2578.5076
3540 | 553.441 | 2584.4107 | 553.441 | 2584.4107
3541 | 526.6587 | 2537.5914 | 526.6587 | 2537.5914
3542 | 513.7144 | 2513.9695 | 513.7144 | 2513.9695
3543 | 508.9411 | 2529.8809 | 508.9411 | 2529.8809
3544 | 509.5594 | 2562.3618 | 509.5594 | 2562.3618
3545 | 519.6345 | 2629.1747 | 519.6345 | 2629.1747
3546 | 540.0704 | 2709.5635 | 540.0704 | 2709.5635
3547 | 579.4001 | 2736.8709 | 579.4001 | 2736.8709
3548 | 626.8886 | 2757.5144 | 626.8886 | 2757.5144
3549 | 655.0745 | 2781.2685 | 655.0745 | 2781.2685
3550 | 670.7844 | 2820.2168 | 670.7844 | 2820.2168
3551 | 709.6899 | 2844.5841 | 709.6899 | 2844.5841
3552 | 700.5749 | 2844.5782 | 700.5749 | 2844.5782
3553 | 671.7897 | 2881.4324 | 671.7897 | 2881.4324
3554 | 677.6277 | 2922.083 | 677.6277 | 2922.083
3555 | 709.3382 | 2856.7832 | 709.3382 | 2856.7832
3556 | 735.9528 | 2788.4562 | 735.9528 | 2788.4562
3557 | 747.0012 | 2706.1735 | 747.0012 | 2706.1735
3558 | 735.1845 | 2626.2553 | 735.1845 | 2626.2553
3559 | 696.587 | 2578.7431 | 696.587 | 2578.7431
3560 | 671.9986 | 2560.1547 | 671.9986 | 2560.1547
3561 | 648.8702 | 2554.9385 | 648.8702 | 2554.9385
3562 | 627.1439 | 2582.0902 | 627.1439 | 2582.0902
3563 | 589.1967 | 2590.1139 | 589.1967 | 2590.1139
3564 | 556.8195 | 2587.664 | 556.8195 | 2587.664
3565 | 531.5052 | 2594.4801 | 531.5052 | 2594.4801
3566 | 518.6439 | 2600.3136 | 518.6439 | 2600.3136
3567 | 510.7259 | 2609.8943 | 510.7259 | 2609.8943
3568 | 507.8123 | 2639.2098 | 507.8123 | 2639.2098
3569 | 514.422 | 2700.2195 | 514.422 | 2700.2195
3570 | 531.9216 | 2756.6923 | 531.9216 | 2756.6923
3571 | 565.877 | 2761.93 | 565.877 | 2761.93
3572 | 602.9347 | 2775.7152 | 602.9347 | 2775.7152
3573 | 624.4534 | 2767.1123 | 624.4534 | 2767.1123
3574 | 649.6066 | 2770.0985 | 649.6066 | 2770.0985
3575 | 692.0881 | 2758.6797 | 692.0881 | 2758.6797
3576 | 685.5954 | 2749.6172 | 685.5954 | 2749.6172
3577 | 663.3773 | 2752.4438 | 663.3773 | 2752.4438
3578 | 674.2942 | 2760.9132 | 674.2942 | 2760.9132
3579 | 709.0031 | 2733.2461 | 709.0031 | 2733.2461
3580 | 736.744 | 2582.6196 | 736.744 | 2582.6196
3581 | 739.2869 | 2490.9287 | 739.2869 | 2490.9287
3582 | 721.6205 | 2415.1431 | 721.6205 | 2415.1431
3583 | 696.9242 | 2372.2031 | 696.9242 | 2372.2031
3584 | 669.2206 | 2365.0452 | 669.2206 | 2365.0452
3585 | 643.7817 | 2386.4708 | 643.7817 | 2386.4708
3586 | 621.639 | 2447.6501 | 621.639 | 2447.6501
3587 | 590.2674 | 2503.506 | 590.2674 | 2503.506
3588 | 563.1308 | 2555.5707 | 563.1308 | 2555.5707
3589 | 538.6041 | 2597.2937 | 538.6041 | 2597.2937
3590 | 524.7106 | 2636.0118 | 524.7106 | 2636.0118
3591 | 517.6848 | 2670.4758 | 517.6848 | 2670.4758
3592 | 515.8587 | 2704.3635 | 515.8587 | 2704.3635
3593 | 524.5978 | 2753.679 | 524.5978 | 2753.679
3594 | 541.3707 | 2826.5061 | 541.3707 | 2826.5061
3595 | 565.0912 | 2859.4408 | 565.0912 | 2859.4408
3596 | 593.6707 | 2893.8888 | 593.6707 | 2893.8888
3597 | 609.6219 | 2923.2703 | 609.6219 | 2923.2703
3598 | 637.2913 | 2979.1005 | 637.2913 | 2979.1005
3599 | 672.2279 | 3020.4377 | 672.2279 | 3020.4377
3600 | 675.7677 | 3001.3516 | 675.7677 | 3001.3516
3601 | 652.9364 | 2923.8131 | 652.9364 | 2923.8131
3602 | 661.9208 | 2897.0239 | 661.9208 | 2897.0239
3603 | 693.5577 | 2814.2266 | 693.5577 | 2814.2266
3604 | 721.1254 | 2713.7184 | 721.1254 | 2713.7184
3605 | 726.2046 | 2617.1037 | 726.2046 | 2617.1037
3606 | 710.1266 | 2525.755 | 710.1266 | 2525.755
3607 | 679.55 | 2479.8255 | 679.55 | 2479.8255
3608 | 662.4843 | 2476.8001 | 662.4843 | 2476.8001
3609 | 638.1318 | 2493.3897 | 638.1318 | 2493.3897
3610 | 615.452 | 2535.3131 | 615.452 | 2535.3131
3611 | 585.1166 | 2534.0166 | 585.1166 | 2534.0166
3612 | 556.8605 | 2539.3922 | 556.8605 | 2539.3922
3613 | 533.2742 | 2567.5745 | 533.2742 | 2567.5745
3614 | 521.8321 | 2628.9777 | 521.8321 | 2628.9777
3615 | 512.1325 | 2704.0639 | 512.1325 | 2704.0639
3616 | 505.7648 | 2777.4307 | 505.7648 | 2777.4307
3617 | 511.6692 | 2850.4864 | 511.6692 | 2850.4864
3618 | 526.4496 | 2898.7819 | 526.4496 | 2898.7819
3619 | 550.164 | 2937.256 | 550.164 | 2937.256
3620 | 575.5874 | 3015.8433 | 575.5874 | 3015.8433
3621 | 595.4513 | 3070.8114 | 595.4513 | 3070.8114
3622 | 620.81 | 3109.32 | 620.81 | 3109.32
3623 | 662.3179 | 3156.9001 | 662.3179 | 3156.9001
3624 | 663.042 | 3215.2775 | 663.042 | 3215.2775
3625 | 643.4229 | 3264.1776 | 643.4229 | 3264.1776
3626 | 652.3827 | 3287.4188 | 652.3827 | 3287.4188
3627 | 682.8283 | 3166.4613 | 682.8283 | 3166.4613
3628 | 716.971 | 3012.4936 | 716.971 | 3012.4936
3629 | 728.5463 | 2909.0206 | 728.5463 | 2909.0206
3630 | 703.8066 | 2813.979 | 703.8066 | 2813.979
3631 | 674.6382 | 2729.5375 | 674.6382 | 2729.5375
3632 | 659.7842 | 2708.663 | 659.7842 | 2708.663
3633 | 638.4709 | 2764.5559 | 638.4709 | 2764.5559
3634 | 615.9763 | 2900.2093 | 615.9763 | 2900.2093
3635 | 579.4826 | 2970.8369 | 579.4826 | 2970.8369
3636 | 553.0173 | 2640.7616 | 553.0173 | 2640.7616
3637 | 534.4499 | 2650.7599 | 534.4499 | 2650.7599
3638 | 518.7802 | 2654.023 | 518.7802 | 2654.023
3639 | 515.1856 | 2681.8293 | 515.1856 | 2681.8293
3640 | 512.674 | 2741.5959 | 512.674 | 2741.5959
3641 | 523.5896 | 2835.4656 | 523.5896 | 2835.4656
3642 | 537.8177 | 2935.816 | 537.8177 | 2935.816
3643 | 569.1326 | 2975.6195 | 569.1326 | 2975.6195
3644 | 604.0648 | 2990.5362 | 604.0648 | 2990.5362
3645 | 630.504 | 2976.2541 | 630.504 | 2976.2541
3646 | 653.5398 | 2959.014 | 653.5398 | 2959.014
3647 | 696.0285 | 2958.7791 | 696.0285 | 2958.7791
3648 | 685.5363 | 2973.0731 | 685.5363 | 2973.0731
3649 | 666.2678 | 2997.4477 | 666.2678 | 2997.4477
3650 | 679.0901 | 3002.5053 | 679.0901 | 3002.5053
3651 | 711.454 | 2904.0119 | 711.454 | 2904.0119
3652 | 737.4402 | 2725.7253 | 737.4402 | 2725.7253
3653 | 751.1156 | 2567.163 | 751.1156 | 2567.163
3654 | 730.9676 | 2440.679 | 730.9676 | 2440.679
3655 | 700.1899 | 2349.7008 | 700.1899 | 2349.7008
3656 | 679.5348 | 2320.9882 | 679.5348 | 2320.9882
3657 | 657.5605 | 2433.6824 | 657.5605 | 2433.6824
3658 | 627.4984 | 2609.8371 | 627.4984 | 2609.8371
3659 | 590.516 | 2573.5803 | 590.516 | 2573.5803
3660 | 555.4173 | 2497.3402 | 555.4173 | 2497.3402
3661 | 530.4615 | 2492.4165 | 530.4615 | 2492.4165
3662 | 518.1131 | 2506.2719 | 518.1131 | 2506.2719
3663 | 514.4335 | 2511.8112 | 514.4335 | 2511.8112
3664 | 512.814 | 2500.8335 | 512.814 | 2500.8335
3665 | 524.9342 | 2506.5628 | 524.9342 | 2506.5628
3666 | 545.3142 | 2581.3988 | 545.3142 | 2581.3988
3667 | 583.5501 | 2609.6822 | 583.5501 | 2609.6822
3668 | 627.4774 | 2630.7069 | 627.4774 | 2630.7069
3669 | 653.0257 | 2644.4906 | 653.0257 | 2644.4906
3670 | 678.8653 | 2662.9705 | 678.8653 | 2662.9705
3671 | 718.7585 | 2667.452 | 718.7585 | 2667.452
3672 | 710.5246 | 2657.314 | 710.5246 | 2657.314
3673 | 677.6669 | 2638.7782 | 677.6669 | 2638.7782
3674 | 691.7717 | 2571.1587 | 691.7717 | 2571.1587
3675 | 726.3942 | 2479.5464 | 726.3942 | 2479.5464
3676 | 749.3851 | 2298.3217 | 749.3851 | 2298.3217
3677 | 762.7327 | 2165.0419 | 762.7327 | 2165.0419
3678 | 749.8925 | 2062.9124 | 749.8925 | 2062.9124
3679 | 712.765 | 1989.0211 | 712.765 | 1989.0211
3680 | 688.3396 | 1964.9474 | 688.3396 | 1964.9474
3681 | 664.8052 | 1990.3517 | 664.8052 | 1990.3517
3682 | 632.9168 | 2042.8779 | 632.9168 | 2042.8779
3683 | 593.3282 | 2056.722 | 593.3282 | 2056.722
3684 | 558.9059 | 2070.7098 | 558.9059 | 2070.7098
3685 | 535.0998 | 2101.1969 | 535.0998 | 2101.1969
3686 | 522.789 | 2107.4753 | 522.789 | 2107.4753
3687 | 517.735 | 2091.366 | 517.735 | 2091.366
3688 | 517.5912 | 2066.3942 | 517.5912 | 2066.3942
3689 | 528.5694 | 2063.8507 | 528.5694 | 2063.8507
3690 | 549.8585 | 2108.5334 | 549.8585 | 2108.5334
3691 | 587.5982 | 2119.1887 | 587.5982 | 2119.1887
3692 | 631.5721 | 2139.5949 | 631.5721 | 2139.5949
3693 | 663.1225 | 2152.9919 | 663.1225 | 2152.9919
3694 | 682.349 | 2154.0758 | 682.349 | 2154.0758
3695 | 723.4048 | 2150.207 | 723.4048 | 2150.207
3696 | 717.44 | 2155.9962 | 717.44 | 2155.9962
3697 | 687.8215 | 2176.8916 | 687.8215 | 2176.8916
3698 | 702.7972 | 2189.4489 | 702.7972 | 2189.4489
3699 | 732.3274 | 2193.6313 | 732.3274 | 2193.6313
3700 | 748.091 | 2205.6197 | 748.091 | 2205.6197
3701 | 760.0728 | 2241.5848 | 760.0728 | 2241.5848
3702 | 749.1926 | 2267.7229 | 749.1926 | 2267.7229
3703 | 716.1932 | 2281.7399 | 716.1932 | 2281.7399
3704 | 690.7264 | 2294.3141 | 690.7264 | 2294.3141
3705 | 669.1311 | 2308.4303 | 669.1311 | 2308.4303
3706 | 633.7977 | 2331.499 | 633.7977 | 2331.499
3707 | 595.3442 | 2322.7668 | 595.3442 | 2322.7668
3708 | 561.3774 | 2315.7246 | 561.3774 | 2315.7246
3709 | 535.2144 | 2329.4341 | 535.2144 | 2329.4341
3710 | 521.8912 | 2348.9335 | 521.8912 | 2348.9335
3711 | 533.6111 | 2376.5852 | 533.6111 | 2376.5852
3712 | 533.525 | 2428.079 | 533.525 | 2428.079
3713 | 544.1499 | 2504.4753 | 544.1499 | 2504.4753
3714 | 566.1149 | 2609.7739 | 566.1149 | 2609.7739
3715 | 602.6721 | 2657.4636 | 602.6721 | 2657.4636
3716 | 646.6369 | 2678.8749 | 646.6369 | 2678.8749
3717 | 662.0163 | 2664.8247 | 662.0163 | 2664.8247
3718 | 682.2856 | 2651.6824 | 682.2856 | 2651.6824
3719 | 718.288 | 2639.7728 | 718.288 | 2639.7728
3720 | 708.7786 | 2618.5786 | 708.7786 | 2618.5786
3721 | 689.3652 | 2591.6153 | 689.3652 | 2591.6153
3722 | 695.4751 | 2568.9165 | 695.4751 | 2568.9165
3723 | 730.4561 | 2503.9783 | 730.4561 | 2503.9783
3724 | 749.8389 | 2416.6927 | 749.8389 | 2416.6927
3725 | 752.8685 | 2334.6734 | 752.8685 | 2334.6734
3726 | 743.7311 | 2260.6871 | 743.7311 | 2260.6871
3727 | 711.0787 | 2214.243 | 711.0787 | 2214.243
3728 | 678.5524 | 2200.6843 | 678.5524 | 2200.6843
3729 | 657.415 | 2208.6152 | 657.415 | 2208.6152
3730 | 632.6552 | 2271.7336 | 632.6552 | 2271.7336
3731 | 597.0741 | 2311.324 | 597.0741 | 2311.324
3732 | 566.9555 | 2334.1258 | 566.9555 | 2334.1258
3733 | 541.524 | 2344.5108 | 541.524 | 2344.5108
3734 | 528.6832 | 2328.1355 | 528.6832 | 2328.1355
3735 | 521.509 | 2310.6346 | 521.509 | 2310.6346
3736 | 520.1128 | 2330.8153 | 520.1128 | 2330.8153
3737 | 529.5076 | 2414.3247 | 529.5076 | 2414.3247
3738 | 546.3562 | 2556.8896 | 546.3562 | 2556.8896
3739 | 577.3008 | 2647.7218 | 577.3008 | 2647.7218
3740 | 616.1886 | 2666.1177 | 616.1886 | 2666.1177
3741 | 640.4268 | 2610.3942 | 640.4268 | 2610.3942
3742 | 665.6856 | 2547.2283 | 665.6856 | 2547.2283
3743 | 704.9622 | 2500.1398 | 704.9622 | 2500.1398
3744 | 699.3446 | 2492.2441 | 699.3446 | 2492.2441
3745 | 677.2549 | 2507.9593 | 677.2549 | 2507.9593
3746 | 688.5565 | 2471.0343 | 688.5565 | 2471.0343
3747 | 727.263 | 2406.7919 | 727.263 | 2406.7919
3748 | 744.7269 | 2347.1855 | 744.7269 | 2347.1855
3749 | 754.657 | 2324.4677 | 754.657 | 2324.4677
3750 | 736.3332 | 2330.0397 | 736.3332 | 2330.0397
3751 | 699.2847 | 2348.773 | 699.2847 | 2348.773
3752 | 674.0945 | 2391.6551 | 674.0945 | 2391.6551
3753 | 653.393 | 2443.115 | 653.393 | 2443.115
3754 | 628.3359 | 2513.3465 | 628.3359 | 2513.3465
3755 | 595.2793 | 2572.4206 | 595.2793 | 2572.4206
3756 | 564.5565 | 2624.5252 | 564.5565 | 2624.5252
3757 | 543.472 | 2684.9337 | 543.472 | 2684.9337
3758 | 527.9647 | 2733.8905 | 527.9647 | 2733.8905
3759 | 521.8329 | 2784.1186 | 521.8329 | 2784.1186
3760 | 518.7582 | 2838.0091 | 518.7582 | 2838.0091
3761 | 527.2074 | 2901.6482 | 527.2074 | 2901.6482
3762 | 538.8256 | 3001.2254 | 538.8256 | 3001.2254
3763 | 564.5437 | 3051.8532 | 564.5437 | 3051.8532
3764 | 591.0918 | 3090.506 | 591.0918 | 3090.506
3765 | 615.3846 | 3114.2634 | 615.3846 | 3114.2634
3766 | 641.6587 | 3139.9337 | 641.6587 | 3139.9337
3767 | 675.5019 | 3172.1716 | 675.5019 | 3172.1716
3768 | 667.3424 | 3236.8757 | 667.3424 | 3236.8757
3769 | 655.8738 | 3310.1914 | 655.8738 | 3310.1914
3770 | 666.2964 | 3352.8247 | 666.2964 | 3352.8247
3771 | 695.616 | 3292.2935 | 695.616 | 3292.2935
3772 | 725.6 | 3072.4108 | 725.6 | 3072.4108
3773 | 731.9227 | 2938.1258 | 731.9227 | 2938.1258
3774 | 704.9889 | 2822.4661 | 704.9889 | 2822.4661
3775 | 686.6504 | 2726.8489 | 686.6504 | 2726.8489
3776 | 661.7522 | 2676.1785 | 661.7522 | 2676.1785
3777 | 642.6199 | 2648.3893 | 642.6199 | 2648.3893
3778 | 621.217 | 2612.9297 | 621.217 | 2612.9297
3779 | 590.3321 | 2540.2571 | 590.3321 | 2540.2571
3780 | 558.6824 | 2479.3255 | 558.6824 | 2479.3255
3781 | 534.929 | 2443.4754 | 534.929 | 2443.4754
3782 | 521.6205 | 2419.7551 | 521.6205 | 2419.7551
3783 | 518.1727 | 2396.3009 | 518.1727 | 2396.3009
3784 | 516.0088 | 2403.8791 | 516.0088 | 2403.8791
3785 | 522.861 | 2439.3751 | 522.861 | 2439.3751
3786 | 536.0571 | 2521.9427 | 536.0571 | 2521.9427
3787 | 564.5705 | 2560.5092 | 564.5705 | 2560.5092
3788 | 595.8103 | 2589.1882 | 595.8103 | 2589.1882
3789 | 615.7039 | 2592.6114 | 615.7039 | 2592.6114
3790 | 639.7121 | 2572.2787 | 639.7121 | 2572.2787
3791 | 677.1111 | 2539.1845 | 677.1111 | 2539.1845
3792 | 674.9472 | 2498.6613 | 674.9472 | 2498.6613
3793 | 660.2238 | 2461.415 | 660.2238 | 2461.415
3794 | 668.5995 | 2407.867 | 668.5995 | 2407.867
3795 | 705.8289 | 2353.4438 | 705.8289 | 2353.4438
3796 | 733.5293 | 2286.2604 | 733.5293 | 2286.2604
3797 | 740.2001 | 2227.8226 | 740.2001 | 2227.8226
3798 | 719.6749 | 2172.3148 | 719.6749 | 2172.3148
3799 | 687.3381 | 2117.3658 | 687.3381 | 2117.3658
3800 | 670.6406 | 2075.4322 | 670.6406 | 2075.4322
3801 | 654.5979 | 2039.7567 | 654.5979 | 2039.7567
3802 | 627.7237 | 2014.5802 | 627.7237 | 2014.5802
3803 | 594.2211 | 1981.7253 | 594.2211 | 1981.7253
3804 | 563.0282 | 1963.0857 | 563.0282 | 1963.0857
3805 | 536.4481 | 1981.9754 | 536.4481 | 1981.9754
3806 | 524.227 | 2035.6486 | 524.227 | 2035.6486
3807 | 517.3562 | 2149.1985 | 517.3562 | 2149.1985
3808 | 516.8077 | 2308.9349 | 516.8077 | 2308.9349
3809 | 525.9768 | 2490.5584 | 525.9768 | 2490.5584
3810 | 542.7664 | 2693.6619 | 542.7664 | 2693.6619
3811 | 574.7579 | 2835.9092 | 574.7579 | 2835.9092
3812 | 612.9762 | 2954.6615 | 612.9762 | 2954.6615
3813 | 637.3901 | 3055.1938 | 637.3901 | 3055.1938
3814 | 663.6725 | 3154.0052 | 663.6725 | 3154.0052
3815 | 698.5337 | 3231.7051 | 698.5337 | 3231.7051
3816 | 693.9169 | 3301.8986 | 693.9169 | 3301.8986
3817 | 670.8147 | 3375.4462 | 670.8147 | 3375.4462
3818 | 681.5522 | 3436.3261 | 681.5522 | 3436.3261
3819 | 716.8634 | 3477.311 | 716.8634 | 3477.311
3820 | 742.0055 | 3487.9077 | 742.0055 | 3487.9077
3821 | 747.0647 | 3490.4723 | 747.0647 | 3490.4723
3822 | 730.7449 | 3475.2462 | 730.7449 | 3475.2462
3823 | 699.228 | 3451.9195 | 699.228 | 3451.9195
3824 | 679.8801 | 3445.7832 | 679.8801 | 3445.7832
3825 | 655.5416 | 3466.2393 | 655.5416 | 3466.2393
3826 | 625.4371 | 3589.4324 | 625.4371 | 3589.4324
3827 | 590.3731 | 3750.5637 | 590.3731 | 3750.5637
3828 | 556.2155 | 3873.7219 | 556.2155 | 3873.7219
3829 | 532.9118 | 3935.5994 | 532.9118 | 3935.5994
3830 | 521.6672 | 3958.578 | 521.6672 | 3958.578
3831 | 515.0298 | 3982.132 | 515.0298 | 3982.132
3832 | 516.5712 | 3987.8546 | 516.5712 | 3987.8546
3833 | 524.9 | 4002.398 | 524.9 | 4002.398
3834 | 541.524 | 4070.4302 | 541.524 | 4070.4302
3835 | 575.9397 | 4086.5749 | 575.9397 | 4086.5749
3836 | 623.4203 | 4095.2291 | 623.4203 | 4095.2291
3837 | 648.8883 | 4091.8485 | 648.8883 | 4091.8485
3838 | 671.4965 | 4090.6902 | 671.4965 | 4090.6902
3839 | 707.5039 | 4079.3991 | 707.5039 | 4079.3991
3840 | 701.0668 | 4036.0152 | 701.0668 | 4036.0152
3841 | 675.8486 | 3986.2437 | 675.8486 | 3986.2437
3842 | 689.7761 | 3946.458 | 689.7761 | 3946.458
3843 | 724.0806 | 3842.0885 | 724.0806 | 3842.0885
3844 | 744.7566 | 3610.9176 | 744.7566 | 3610.9176
3845 | 757.7649 | 3459.2365 | 757.7649 | 3459.2365
3846 | 742.3205 | 3389.4253 | 742.3205 | 3389.4253
3847 | 710.3745 | 3349.0891 | 710.3745 | 3349.0891
3848 | 690.6257 | 3346.1228 | 690.6257 | 3346.1228
3849 | 665.6928 | 3397.7372 | 665.6928 | 3397.7372
3850 | 633.0659 | 3501.6786 | 633.0659 | 3501.6786
3851 | 591.62 | 3527.1201 | 591.62 | 3527.1201
3852 | 559.484 | 3515.8255 | 559.484 | 3515.8255
3853 | 533.1578 | 3520.3344 | 533.1578 | 3520.3344
3854 | 517.4146 | 3546.0192 | 517.4146 | 3546.0192
3855 | 512.518 | 3590.9897 | 512.518 | 3590.9897
3856 | 511.3372 | 3662.8176 | 511.3372 | 3662.8176
3857 | 519.9181 | 3766.4291 | 519.9181 | 3766.4291
3858 | 543.4368 | 3909.3807 | 543.4368 | 3909.3807
3859 | 582.9303 | 3991.0895 | 582.9303 | 3991.0895
3860 | 628.9136 | 4051.932 | 628.9136 | 4051.932
3861 | 656.2643 | 4092.0031 | 656.2643 | 4092.0031
3862 | 673.8715 | 4118.6013 | 673.8715 | 4118.6013
3863 | 711.2876 | 4132.8245 | 711.2876 | 4132.8245
3864 | 704.5886 | 4140.6239 | 704.5886 | 4140.6239
3865 | 680.85 | 4137.5513 | 680.85 | 4137.5513
3866 | 685.4298 | 4082.689 | 685.4298 | 4082.689
3867 | 714.2213 | 3973.8352 | 714.2213 | 3973.8352
3868 | 738.9766 | 3826.8616 | 738.9766 | 3826.8616
3869 | 748.2524 | 3706.2616 | 748.2524 | 3706.2616
3870 | 732.8149 | 3605.2919 | 732.8149 | 3605.2919
3871 | 701.0905 | 3535.3437 | 701.0905 | 3535.3437
3872 | 681.0776 | 3505.0847 | 681.0776 | 3505.0847
3873 | 658.2736 | 3505.284 | 658.2736 | 3505.284
3874 | 625.1907 | 3528.1207 | 625.1907 | 3528.1207
3875 | 583.2805 | 3536.0115 | 583.2805 | 3536.0115
3876 | 550.4714 | 3549.3034 | 550.4714 | 3549.3034
3877 | 525.7652 | 3577.0845 | 525.7652 | 3577.0845
3878 | 511.6342 | 3597.589 | 511.6342 | 3597.589
3879 | 503.0526 | 3606.8395 | 503.0526 | 3606.8395
3880 | 504.021 | 3598.0267 | 504.021 | 3598.0267
3881 | 512.8743 | 3596.7202 | 512.8743 | 3596.7202
3882 | 531.9583 | 3646.1966 | 531.9583 | 3646.1966
3883 | 568.6276 | 3666.2845 | 568.6276 | 3666.2845
3884 | 614.3463 | 3682.2063 | 614.3463 | 3682.2063
3885 | 638.9179 | 3688.181 | 638.9179 | 3688.181
3886 | 659.4756 | 3705.5012 | 659.4756 | 3705.5012
3887 | 697.5156 | 3715.3948 | 697.5156 | 3715.3948
3888 | 692.6955 | 3726.3641 | 692.6955 | 3726.3641
3889 | 668.8281 | 3746.4863 | 668.8281 | 3746.4863
3890 | 682.0017 | 3756.4922 | 682.0017 | 3756.4922
3891 | 712.6465 | 3761.7571 | 712.6465 | 3761.7571
3892 | 734.9576 | 3738.4893 | 734.9576 | 3738.4893
3893 | 736.2381 | 3718.6322 | 736.2381 | 3718.6322
3894 | 719.0232 | 3686.5512 | 719.0232 | 3686.5512
3895 | 687.5951 | 3650.9313 | 687.5951 | 3650.9313
3896 | 670.0642 | 3628.2493 | 670.0642 | 3628.2493
3897 | 648.1702 | 3614.5317 | 648.1702 | 3614.5317
3898 | 617.7663 | 3616.1838 | 617.7663 | 3616.1838
3899 | 582.5387 | 3600.7251 | 582.5387 | 3600.7251
3900 | 549.7673 | 3585.0235 | 549.7673 | 3585.0235
3901 | 525.6269 | 3591.2333 | 525.6269 | 3591.2333
3902 | 509.7189 | 3595.1149 | 509.7189 | 3595.1149
3903 | 502.3865 | 3615.4989 | 502.3865 | 3615.4989
3904 | 501.9781 | 3644.339 | 501.9781 | 3644.339
3905 | 510.019 | 3676.2012 | 510.019 | 3676.2012
3906 | 534.5887 | 3751.3465 | 534.5887 | 3751.3465
3907 | 568.2039 | 3781.7947 | 568.2039 | 3781.7947
3908 | 604.979 | 3817.0456 | 604.979 | 3817.0456
3909 | 627.548 | 3853.019 | 627.548 | 3853.019
3910 | 645.177 | 3898.4049 | 645.177 | 3898.4049
3911 | 683.4452 | 3937.0601 | 683.4452 | 3937.0601
3912 | 683.2356 | 3970.0646 | 683.2356 | 3970.0646
3913 | 662.3391 | 3989.027 | 662.3391 | 3989.027
3914 | 671.9234 | 3974.5237 | 671.9234 | 3974.5237
3915 | 706.6404 | 3873.015 | 706.6404 | 3873.015
3916 | 731.0256 | 3696.8159 | 731.0256 | 3696.8159
3917 | 735.5902 | 3553.253 | 735.5902 | 3553.253
3918 | 713.0856 | 3447.2577 | 713.0856 | 3447.2577
3919 | 682.0875 | 3375.2993 | 682.0875 | 3375.2993
3920 | 659.2019 | 3348.4422 | 659.2019 | 3348.4422
3921 | 636.6318 | 3408.0203 | 636.6318 | 3408.0203
3922 | 614.5669 | 3546.0581 | 614.5669 | 3546.0581
3923 | 584.4995 | 3568.2523 | 584.4995 | 3568.2523
3924 | 554.1564 | 3550.1539 | 554.1564 | 3550.1539
3925 | 531.4295 | 3547.859 | 531.4295 | 3547.859
3926 | 515.3819 | 3529.7828 | 515.3819 | 3529.7828
3927 | 506.4877 | 3515.993 | 506.4877 | 3515.993
3928 | 502.8626 | 3485.841 | 502.8626 | 3485.841
3929 | 512.5787 | 3452.0618 | 512.5787 | 3452.0618
3930 | 530.4213 | 3455.9989 | 530.4213 | 3455.9989
3931 | 557.8507 | 3418.0997 | 557.8507 | 3418.0997
3932 | 585.6866 | 3372.9418 | 585.6866 | 3372.9418
3933 | 600.1906 | 3321.8572 | 600.1906 | 3321.8572
3934 | 624.4628 | 3270.5207 | 624.4628 | 3270.5207
3935 | 657.3621 | 3217.3243 | 657.3621 | 3217.3243
3936 | 658.6572 | 3189.1717 | 658.6572 | 3189.1717
3937 | 644.5492 | 3181.692 | 644.5492 | 3181.692
3938 | 655.9313 | 3154.2769 | 655.9313 | 3154.2769
3939 | 691.9172 | 3080.4473 | 691.9172 | 3080.4473
3940 | 718.2897 | 2991.8474 | 718.2897 | 2991.8474
3941 | 708.5646 | 2931.9405 | 708.5646 | 2931.9405
3942 | 681.7313 | 2878.9842 | 681.7313 | 2878.9842
3943 | 657.3489 | 2855.9668 | 657.3489 | 2855.9668
3944 | 641.4914 | 2852.4593 | 641.4914 | 2852.4593
3945 | 631.3688 | 2865.1837 | 631.3688 | 2865.1837
3946 | 605.5139 | 2913.3802 | 605.5139 | 2913.3802
3947 | 579.1116 | 2934.6466 | 579.1116 | 2934.6466
3948 | 549.6908 | 2949.021 | 549.6908 | 2949.021
3949 | 525.5947 | 2967.988 | 525.5947 | 2967.988
3950 | 513.1801 | 2969.3182 | 513.1801 | 2969.3182
3951 | 505.5689 | 3006.0932 | 505.5689 | 3006.0932
3952 | 505.7458 | 3058.4374 | 505.7458 | 3058.4374
3953 | 510.144 | 3130.272 | 510.144 | 3130.272
3954 | 523.8325 | 3251.8843 | 523.8325 | 3251.8843
3955 | 554.7592 | 3350.9893 | 554.7592 | 3350.9893
3956 | 582.1039 | 3463.7882 | 582.1039 | 3463.7882
3957 | 603.3655 | 3580.7889 | 603.3655 | 3580.7889
3958 | 627.1277 | 3698.1562 | 627.1277 | 3698.1562
3959 | 667.7975 | 3798.8962 | 667.7975 | 3798.8962
3960 | 664.2815 | 3877.5945 | 664.2815 | 3877.5945
3961 | 648.5439 | 3922.5352 | 648.5439 | 3922.5352
3962 | 662.4803 | 3921.5622 | 662.4803 | 3921.5622
3963 | 702.0945 | 3869.9997 | 702.0945 | 3869.9997
3964 | 719.7245 | 3735.242 | 719.7245 | 3735.242
3965 | 728.436 | 3631.2649 | 728.436 | 3631.2649
3966 | 706.8648 | 3545.5265 | 706.8648 | 3545.5265
3967 | 679.9727 | 3502.5616 | 679.9727 | 3502.5616
3968 | 658.2806 | 3501.3735 | 658.2806 | 3501.3735
3969 | 640.0099 | 3564.972 | 640.0099 | 3564.972
3970 | 616.3618 | 3728.9107 | 616.3618 | 3728.9107
3971 | 584.5166 | 3813.5764 | 584.5166 | 3813.5764
3972 | 555.5624 | 3845.1149 | 555.5624 | 3845.1149
3973 | 530.7314 | 3874.5969 | 530.7314 | 3874.5969
3974 | 516.0412 | 3924.7136 | 516.0412 | 3924.7136
3975 | 507.7939 | 3948.2675 | 507.7939 | 3948.2675
3976 | 506.8449 | 3985.999 | 506.8449 | 3985.999
3977 | 513.9794 | 4060.849 | 513.9794 | 4060.849
3978 | 530.9079 | 4165.3744 | 530.9079 | 4165.3744
3979 | 562.3144 | 4210.4354 | 562.3144 | 4210.4354
3980 | 598.1525 | 4238.5732 | 598.1525 | 4238.5732
3981 | 620.303 | 4243.9293 | 620.303 | 4243.9293
3982 | 641.7651 | 4213.7001 | 641.7651 | 4213.7001
3983 | 680.9839 | 4160.1945 | 680.9839 | 4160.1945
3984 | 675.8989 | 4122.4546 | 675.8989 | 4122.4546
3985 | 654.5726 | 4113.0421 | 654.5726 | 4113.0421
3986 | 658.9738 | 4099.3893 | 658.9738 | 4099.3893
3987 | 699.0643 | 4043.1105 | 699.0643 | 4043.1105
3988 | 726.7853 | 3827.7121 | 726.7853 | 3827.7121
3989 | 735.5107 | 3584.7206 | 735.5107 | 3584.7206
3990 | 713.7369 | 3445.5568 | 713.7369 | 3445.5568
3991 | 683.9699 | 3353.6507 | 683.9699 | 3353.6507
3992 | 663.7489 | 3315.8148 | 663.7489 | 3315.8148
3993 | 648.9891 | 3319.8026 | 648.9891 | 3319.8026
3994 | 619.5705 | 3324.47 | 619.5705 | 3324.47
3995 | 587.9044 | 3271.9769 | 587.9044 | 3271.9769
3996 | 553.6573 | 3218.777 | 553.6573 | 3218.777
3997 | 532.8891 | 3162.902 | 532.8891 | 3162.902
3998 | 515.7677 | 3105.8584 | 515.7677 | 3105.8584
3999 | 509.9266 | 3064.3895 | 509.9266 | 3064.3895
4000 | 509.2504 | 3033.6189 | 509.2504 | 3033.6189
4001 | 516.7974 | 3027.2096 | 516.7974 | 3027.2096
4002 | 537.6835 | 3079.392 | 537.6835 | 3079.392
4003 | 574.417 | 3110.6134 | 574.417 | 3110.6134
4004 | 620.8351 | 3115.7883 | 620.8351 | 3115.7883
4005 | 646.242 | 3110.3202 | 646.242 | 3110.3202
4006 | 658.6136 | 3145.4232 | 658.6136 | 3145.4232
4007 | 696.049 | 3179.1301 | 696.049 | 3179.1301
4008 | 689.099 | 3208.6553 | 689.099 | 3208.6553
4009 | 664.8712 | 3243.4676 | 664.8712 | 3243.4676
4010 | 667.8052 | 3261.1278 | 667.8052 | 3261.1278
4011 | 707.736 | 3264.9236 | 707.736 | 3264.9236
4012 | 728.3871 | 3229.9038 | 728.3871 | 3229.9038
4013 | 731.517 | 3187.5477 | 731.517 | 3187.5477
4014 | 714.3613 | 3135.3645 | 714.3613 | 3135.3645
4015 | 677.5878 | 3085.2091 | 677.5878 | 3085.2091
4016 | 663.1472 | 3057.5016 | 663.1472 | 3057.5016
4017 | 654.9365 | 3045.9488 | 654.9365 | 3045.9488
4018 | 627.2599 | 3040.8745 | 627.2599 | 3040.8745
4019 | 589.9037 | 3006.164 | 589.9037 | 3006.164
4020 | 557.5494 | 2972.9117 | 557.5494 | 2972.9117
4021 | 533.165 | 2968.6839 | 533.165 | 2968.6839
4022 | 519.1004 | 2981.5341 | 519.1004 | 2981.5341
4023 | 513.0934 | 2949.0339 | 513.0934 | 2949.0339
4024 | 512.7627 | 2940.0664 | 512.7627 | 2940.0664
4025 | 521.4165 | 2977.5727 | 521.4165 | 2977.5727
4026 | 543.0151 | 3064.5473 | 543.0151 | 3064.5473
4027 | 576.5757 | 3106.6703 | 576.5757 | 3106.6703
4028 | 621.7497 | 3153.8279 | 621.7497 | 3153.8279
4029 | 641.9892 | 3201.3213 | 641.9892 | 3201.3213
4030 | 664.2973 | 3264.258 | 664.2973 | 3264.258
4031 | 704.0511 | 3325.1029 | 704.0511 | 3325.1029
4032 | 698.4554 | 3384.8588 | 698.4554 | 3384.8588
4033 | 666.4423 | 3448.51 | 666.4423 | 3448.51
4034 | 681.23 | 3494.8545 | 681.23 | 3494.8545
4035 | 718.8032 | 3535.6847 | 718.8032 | 3535.6847
4036 | 746.135 | 3552.2347 | 746.135 | 3552.2347
4037 | 744.0626 | 3566.0101 | 744.0626 | 3566.0101
4038 | 720.874 | 3565.6287 | 720.874 | 3565.6287
4039 | 693.1327 | 3559.5436 | 693.1327 | 3559.5436
4040 | 677.7217 | 3565.1593 | 677.7217 | 3565.1593
4041 | 662.7253 | 3568.2193 | 662.7253 | 3568.2193
4042 | 633.8193 | 3581.7008 | 633.8193 | 3581.7008
4043 | 593.0714 | 3601.5756 | 593.0714 | 3601.5756
4044 | 561.8687 | 3643.4745 | 561.8687 | 3643.4745
4045 | 535.6734 | 3724.2171 | 535.6734 | 3724.2171
4046 | 519.4454 | 3825.9035 | 519.4454 | 3825.9035
4047 | 509.9789 | 3951.1282 | 509.9789 | 3951.1282
4048 | 509.2468 | 4070.6602 | 509.2468 | 4070.6602
4049 | 519.1047 | 4187.2608 | 519.1047 | 4187.2608
4050 | 539.407 | 4339.4903 | 539.407 | 4339.4903
4051 | 572.755 | 4432.41 | 572.755 | 4432.41
4052 | 621.8486 | 4505.1592 | 621.8486 | 4505.1592
4053 | 642.5132 | 4546.2354 | 642.5132 | 4546.2354
4054 | 655.3609 | 4550.5665 | 655.3609 | 4550.5665
4055 | 692.9799 | 4522.9617 | 692.9799 | 4522.9617
4056 | 693.9692 | 4494.1906 | 693.9692 | 4494.1906
4057 | 662.5771 | 4457.5628 | 662.5771 | 4457.5628
4058 | 667.5636 | 4376.5676 | 667.5636 | 4376.5676
4059 | 700.9425 | 4138.9825 | 700.9425 | 4138.9825
4060 | 722.744 | 3836.0622 | 722.744 | 3836.0622
4061 | 722.0348 | 3588.3545 | 722.0348 | 3588.3545
4062 | 705.6161 | 3410.4553 | 705.6161 | 3410.4553
4063 | 674.9007 | 3315.9205 | 674.9007 | 3315.9205
4064 | 654.3498 | 3269.5025 | 654.3498 | 3269.5025
4065 | 640.2129 | 3241.8679 | 640.2129 | 3241.8679
4066 | 616.9234 | 3215.8409 | 616.9234 | 3215.8409
4067 | 584.9707 | 3173.3215 | 584.9707 | 3173.3215
4068 | 550.2012 | 3136.8992 | 550.2012 | 3136.8992
4069 | 526.7313 | 3116.203 | 526.7313 | 3116.203
4070 | 509.7476 | 3095.3434 | 509.7476 | 3095.3434
4071 | 502.3607 | 3089.5946 | 502.3607 | 3089.5946
4072 | 498.7487 | 3104.3632 | 498.7487 | 3104.3632
4073 | 504.851 | 3135.9934 | 504.851 | 3135.9934
4074 | 524.4267 | 3237.8901 | 524.4267 | 3237.8901
4075 | 551.9099 | 3285.4252 | 551.9099 | 3285.4252
4076 | 594.135 | 3292.3011 | 594.135 | 3292.3011
4077 | 612.7679 | 3261.7052 | 612.7679 | 3261.7052
4078 | 633.7516 | 3233.7182 | 633.7516 | 3233.7182
4079 | 663.9163 | 3212.9946 | 663.9163 | 3212.9946
4080 | 664.5187 | 3212.6758 | 664.5187 | 3212.6758
4081 | 643.1807 | 3231.5609 | 643.1807 | 3231.5609
4082 | 654.6314 | 3229.6601 | 654.6314 | 3229.6601
4083 | 690.2344 | 3209.488 | 690.2344 | 3209.488
4084 | 714.2525 | 3100.2446 | 714.2525 | 3100.2446
4085 | 717.444 | 2994.6439 | 717.444 | 2994.6439
4086 | 690.9095 | 2932.1004 | 690.9095 | 2932.1004
4087 | 663.6888 | 2904.676 | 663.6888 | 2904.676
4088 | 642.8701 | 2915.6265 | 642.8701 | 2915.6265
4089 | 630.4308 | 2981.1579 | 630.4308 | 2981.1579
4090 | 612.0633 | 3101.7996 | 612.0633 | 3101.7996
4091 | 581.4502 | 3120.7465 | 581.4502 | 3120.7465
4092 | 552.3019 | 3085.4066 | 552.3019 | 3085.4066
4093 | 528.1374 | 3051.3348 | 528.1374 | 3051.3348
4094 | 512.0918 | 3059.7007 | 512.0918 | 3059.7007
4095 | 506.5127 | 3104.4393 | 506.5127 | 3104.4393
4096 | 503.1487 | 3120.2903 | 503.1487 | 3120.2903
4097 | 511.4584 | 3130.504 | 511.4584 | 3130.504
4098 | 525.1191 | 3183.073 | 525.1191 | 3183.073
4099 | 548.1393 | 3196.589 | 548.1393 | 3196.589
4100 | 572.0159 | 3207.9492 | 572.0159 | 3207.9492
4101 | 586.1783 | 3221.1916 | 586.1783 | 3221.1916
4102 | 607.5768 | 3242.3003 | 607.5768 | 3242.3003
4103 | 638.5495 | 3254.668 | 638.5495 | 3254.668
4104 | 646.6132 | 3247.8546 | 646.6132 | 3247.8546
4105 | 635.3241 | 3233.2619 | 635.3241 | 3233.2619
4106 | 645.7573 | 3173.9925 | 645.7573 | 3173.9925
4107 | 678.6515 | 3064.8295 | 678.6515 | 3064.8295
4108 | 699.7827 | 2904.0936 | 699.7827 | 2904.0936
4109 | 691.9664 | 2798.261 | 691.9664 | 2798.261
4110 | 679.1758 | 2719.3264 | 679.1758 | 2719.3264
4111 | 656.6735 | 2643.966 | 656.6735 | 2643.966
4112 | 646.4559 | 2585.7959 | 646.4559 | 2585.7959
4113 | 626.3869 | 2543.2394 | 626.3869 | 2543.2394
4114 | 608.7365 | 2524.0162 | 608.7365 | 2524.0162
4115 | 580.6674 | 2474.8476 | 580.6674 | 2474.8476
4116 | 555.1263 | 2425.3589 | 555.1263 | 2425.3589
4117 | 531.9945 | 2392.6014 | 531.9945 | 2392.6014
4118 | 519.4517 | 2366.9482 | 519.4517 | 2366.9482
4119 | 511.2062 | 2353.2358 | 511.2062 | 2353.2358
4120 | 506.2848 | 2358.8038 | 506.2848 | 2358.8038
4121 | 508.7919 | 2359.0436 | 508.7919 | 2359.0436
4122 | 520.8929 | 2377.3616 | 520.8929 | 2377.3616
4123 | 540.6217 | 2368.8425 | 540.6217 | 2368.8425
4124 | 565.9378 | 2367.6002 | 565.9378 | 2367.6002
4125 | 583.137 | 2362.0548 | 583.137 | 2362.0548
4126 | 605.8945 | 2343.8868 | 605.8945 | 2343.8868
4127 | 637.8136 | 2296.9531 | 637.8136 | 2296.9531
4128 | 641.8139 | 2230.9155 | 641.8139 | 2230.9155
4129 | 629.2424 | 2187.7932 | 629.2424 | 2187.7932
4130 | 636.2153 | 2132.6216 | 636.2153 | 2132.6216
4131 | 668.983 | 2096.6769 | 668.983 | 2096.6769
4132 | 691.8478 | 2052.3018 | 691.8478 | 2052.3018
4133 | 698.4951 | 2034.3776 | 698.4951 | 2034.3776
4134 | 678.148 | 2032.5272 | 678.148 | 2032.5272
4135 | 658.0865 | 2038.7353 | 658.0865 | 2038.7353
4136 | 643.8197 | 2056.4124 | 643.8197 | 2056.4124
4137 | 631.6682 | 2084.2908 | 631.6682 | 2084.2908
4138 | 614.3689 | 2119.8848 | 614.3689 | 2119.8848
4139 | 586.506 | 2134.4247 | 586.506 | 2134.4247
4140 | 560.0363 | 2162.484 | 560.0363 | 2162.484
4141 | 537.9153 | 2211.759 | 537.9153 | 2211.759
4142 | 522.4253 | 2261.7209 | 522.4253 | 2261.7209
4143 | 517.1824 | 2304.2947 | 517.1824 | 2304.2947
4144 | 511.124 | 2382.7718 | 511.124 | 2382.7718
4145 | 513.1724 | 2529.3711 | 513.1724 | 2529.3711
4146 | 523.6492 | 2656.7821 | 523.6492 | 2656.7821
4147 | 542.8505 | 2669.293 | 542.8505 | 2669.293
4148 | 571.5238 | 2612.6923 | 571.5238 | 2612.6923
4149 | 592.0927 | 2538.7994 | 592.0927 | 2538.7994
4150 | 614.3689 | 2548.1561 | 614.3689 | 2548.1561
4151 | 655.7602 | 2503.1552 | 655.7602 | 2503.1552
4152 | 650.3722 | 2420.6493 | 650.3722 | 2420.6493
4153 | 632.7468 | 2373.9704 | 632.7468 | 2373.9704
4154 | 643.6549 | 2323.1285 | 643.6549 | 2323.1285
4155 | 682.1781 | 2283.8593 | 682.1781 | 2283.8593
4156 | 704.8134 | 2233.9174 | 704.8134 | 2233.9174
4157 | 710.1273 | 2176.4073 | 710.1273 | 2176.4073
4158 | 691.7909 | 2135.9762 | 691.7909 | 2135.9762
4159 | 665.1882 | 2101.0521 | 665.1882 | 2101.0521
4160 | 644.7951 | 2087.2615 | 644.7951 | 2087.2615
4161 | 631.7356 | 2111.2742 | 631.7356 | 2111.2742
4162 | 615.8719 | 2156.6872 | 615.8719 | 2156.6872
4163 | 593.3045 | 2104.426 | 593.3045 | 2104.426
4164 | 564.617 | 1999.5016 | 564.617 | 1999.5016
4165 | 543.9656 | 1980.0425 | 543.9656 | 1980.0425
4166 | 528.0932 | 2044.3853 | 528.0932 | 2044.3853
4167 | 517.6333 | 2158.0126 | 517.6333 | 2158.0126
4168 | 512.5711 | 2273.9106 | 512.5711 | 2273.9106
4169 | 516.399 | 2386.8001 | 516.399 | 2386.8001
4170 | 534.7759 | 2522.4839 | 534.7759 | 2522.4839
4171 | 558.3549 | 2601.7187 | 558.3549 | 2601.7187
4172 | 588.4603 | 2670.2928 | 588.4603 | 2670.2928
4173 | 611.4105 | 2726.9096 | 611.4105 | 2726.9096
4174 | 632.0118 | 2774.6923 | 632.0118 | 2774.6923
4175 | 666.3966 | 2806.8529 | 666.3966 | 2806.8529
4176 | 676.4387 | 2840.244 | 676.4387 | 2840.244
4177 | 654.7319 | 2885.4166 | 654.7319 | 2885.4166
4178 | 657.8417 | 2923.4109 | 657.8417 | 2923.4109
4179 | 692.7962 | 2924.6553 | 692.7962 | 2924.6553
4180 | 716.7712 | 2838.2202 | 716.7712 | 2838.2202
4181 | 715.7106 | 2773.2105 | 715.7106 | 2773.2105
4182 | 705.5515 | 2696.8274 | 705.5515 | 2696.8274
4183 | 676.0589 | 2645.7443 | 676.0589 | 2645.7443
4184 | 649.9166 | 2627.9332 | 649.9166 | 2627.9332
4185 | 633.4711 | 2631.7663 | 633.4711 | 2631.7663
4186 | 622.3507 | 2633.3412 | 622.3507 | 2633.3412
4187 | 596.8566 | 2575.1266 | 596.8566 | 2575.1266
4188 | 573.0016 | 2516.4373 | 573.0016 | 2516.4373
4189 | 549.1207 | 2481.9015 | 549.1207 | 2481.9015
4190 | 529.6792 | 2449.4445 | 529.6792 | 2449.4445
4191 | 518.0183 | 2425.3717 | 518.0183 | 2425.3717
4192 | 511.9548 | 2413.6209 | 511.9548 | 2413.6209
4193 | 516.9855 | 2424.2211 | 516.9855 | 2424.2211
4194 | 535.2925 | 2471.0687 | 535.2925 | 2471.0687
4195 | 554.4646 | 2470.0493 | 554.4646 | 2470.0493
4196 | 582.9025 | 2460.3022 | 582.9025 | 2460.3022
4197 | 607.46 | 2434.6546 | 607.46 | 2434.6546
4198 | 626.8866 | 2401.1781 | 626.8866 | 2401.1781
4199 | 655.0957 | 2367.4654 | 655.0957 | 2367.4654
4200 | 664.013 | 2349.1319 | 664.013 | 2349.1319
4201 | 646.3879 | 2351.3941 | 646.3879 | 2351.3941
4202 | 650.5606 | 2344.0039 | 650.5606 | 2344.0039
4203 | 684.7963 | 2317.801 | 684.7963 | 2317.801
4204 | 708.1049 | 2258.7359 | 708.1049 | 2258.7359
4205 | 706.1001 | 2189.7057 | 706.1001 | 2189.7057
4206 | 689.5156 | 2131.1053 | 689.5156 | 2131.1053
4207 | 665.7864 | 2089.3001 | 665.7864 | 2089.3001
4208 | 641.7593 | 2075.8188 | 641.7593 | 2075.8188
4209 | 626.2194 | 2115.2946 | 626.2194 | 2115.2946
4210 | 605.4189 | 2184.5984 | 605.4189 | 2184.5984
4211 | 590.453 | 2197.5147 | 590.453 | 2197.5147
4212 | 572.2845 | 2209.1056 | 572.2845 | 2209.1056
4213 | 556.701 | 2258.1486 | 556.701 | 2258.1486
4214 | 540.3735 | 2321.8729 | 540.3735 | 2321.8729
4215 | 524.7741 | 2388.1054 | 524.7741 | 2388.1054
4216 | 516.7964 | 2454.0572 | 516.7964 | 2454.0572
4217 | 516.995 | 2526.665 | 516.995 | 2526.665
4218 | 530.3053 | 2616.7323 | 530.3053 | 2616.7323
4219 | 548.1233 | 2645.2477 | 548.1233 | 2645.2477
4220 | 565.202 | 2651.1184 | 565.202 | 2651.1184
4221 | 575.9214 | 2635.9858 | 575.9214 | 2635.9858
4222 | 593.672 | 2652.3782 | 593.672 | 2652.3782
4223 | 617.6155 | 2676.8845 | 617.6155 | 2676.8845
4224 | 620.6194 | 2709.3478 | 620.6194 | 2709.3478
4225 | 610.9906 | 2768.9012 | 610.9906 | 2768.9012
4226 | 620.7908 | 2756.4081 | 620.7908 | 2756.4081
4227 | 646.9294 | 2645.7761 | 646.9294 | 2645.7761
4228 | 667.0716 | 2512.9513 | 667.0716 | 2512.9513
4229 | 663.6933 | 2452.0393 | 663.6933 | 2452.0393
4230 | 645.8997 | 2410.1392 | 645.8997 | 2410.1392
4231 | 630.7974 | 2343.9794 | 630.7974 | 2343.9794
4232 | 613.8777 | 2329.261 | 613.8777 | 2329.261
4233 | 603.0872 | 2375.1541 | 603.0872 | 2375.1541
4234 | 587.5906 | 2460.2304 | 587.5906 | 2460.2304
4235 | 576.5457 | 2465.1831 | 576.5457 | 2465.1831
4236 | 563.1918 | 2459.0687 | 563.1918 | 2459.0687
4237 | 549.3079 | 2491.1794 | 549.3079 | 2491.1794
4238 | 534.1444 | 2514.0808 | 534.1444 | 2514.0808
4239 | 519.919 | 2539.7996 | 519.919 | 2539.7996
4240 | 514.0464 | 2567.7893 | 514.0464 | 2567.7893
4241 | 515.1957 | 2609.4706 | 515.1957 | 2609.4706
4242 | 525.8815 | 2682.6057 | 525.8815 | 2682.6057
4243 | 540.0041 | 2703.0028 | 540.0041 | 2703.0028
4244 | 558.1525 | 2706.3221 | 558.1525 | 2706.3221
4245 | 574.1624 | 2687.8649 | 574.1624 | 2687.8649
4246 | 598.5696 | 2658.8728 | 598.5696 | 2658.8728
4247 | 633.7016 | 2621.9901 | 633.7016 | 2621.9901
4248 | 648.3803 | 2585.9512 | 648.3803 | 2585.9512
4249 | 642.3895 | 2558.8333 | 642.3895 | 2558.8333
4250 | 654.3037 | 2518.3517 | 654.3037 | 2518.3517
4251 | 685.3449 | 2480.2422 | 685.3449 | 2480.2422
4252 | 709.5201 | 2420.3266 | 709.5201 | 2420.3266
4253 | 715.7243 | 2370.3935 | 715.7243 | 2370.3935
4254 | 689.1026 | 2319.2927 | 689.1026 | 2319.2927
4255 | 659.8711 | 2277.101 | 659.8711 | 2277.101
4256 | 636.0348 | 2262.0733 | 636.0348 | 2262.0733
4257 | 616.9541 | 2268.4579 | 616.9541 | 2268.4579
4258 | 604.0045 | 2301.5777 | 604.0045 | 2301.5777
4259 | 590.7165 | 2269.8825 | 590.7165 | 2269.8825
4260 | 576.7816 | 2182.1223 | 576.7816 | 2182.1223
4261 | 562.0919 | 2129.4173 | 562.0919 | 2129.4173
4262 | 545.4171 | 2099.6663 | 545.4171 | 2099.6663
4263 | 527.343 | 2079.614 | 527.343 | 2079.614
4264 | 517.4275 | 2069.6414 | 517.4275 | 2069.6414
4265 | 517.0846 | 2077.8449 | 517.0846 | 2077.8449
4266 | 526.3968 | 2130.6458 | 526.3968 | 2130.6458
4267 | 543.1965 | 2151.8161 | 543.1965 | 2151.8161
4268 | 559.4409 | 2192.7111 | 559.4409 | 2192.7111
4269 | 576.1784 | 2241.6735 | 576.1784 | 2241.6735
4270 | 600.4281 | 2289.9975 | 600.4281 | 2289.9975
4271 | 638.5553 | 2329.5032 | 638.5553 | 2329.5032
4272 | 650.4785 | 2367.3785 | 650.4785 | 2367.3785
4273 | 645.3566 | 2411.3141 | 645.3566 | 2411.3141
4274 | 651.6935 | 2429.1289 | 651.6935 | 2429.1289
4275 | 686.0551 | 2423.4922 | 686.0551 | 2423.4922
4276 | 708.9629 | 2399.0646 | 708.9629 | 2399.0646
4277 | 707.3571 | 2376.1922 | 707.3571 | 2376.1922
4278 | 688.9879 | 2350.2965 | 688.9879 | 2350.2965
4279 | 661.4256 | 2327.1245 | 661.4256 | 2327.1245
4280 | 639.9628 | 2324.7767 | 639.9628 | 2324.7767
4281 | 617.6348 | 2336.8053 | 617.6348 | 2336.8053
4282 | 601.8608 | 2335.7514 | 601.8608 | 2335.7514
4283 | 585.97 | 2299.5719 | 585.97 | 2299.5719
4284 | 574.5471 | 2263.3816 | 574.5471 | 2263.3816
4285 | 556.6506 | 2247.0151 | 556.6506 | 2247.0151
4286 | 538.883 | 2232.6501 | 538.883 | 2232.6501
4287 | 527.3321 | 2238.7306 | 527.3321 | 2238.7306
4288 | 518.5971 | 2274.8384 | 518.5971 | 2274.8384
4289 | 517.4879 | 2340.5651 | 517.4879 | 2340.5651
4290 | 525.5202 | 2452.8221 | 525.5202 | 2452.8221
4291 | 542.7393 | 2515.2792 | 542.7393 | 2515.2792
4292 | 557.9702 | 2562.9007 | 557.9702 | 2562.9007
4293 | 568.8228 | 2583.7201 | 568.8228 | 2583.7201
4294 | 592.5889 | 2595.9374 | 592.5889 | 2595.9374
4295 | 626.0404 | 2629.4897 | 626.0404 | 2629.4897
4296 | 643.385 | 2689.4002 | 643.385 | 2689.4002
4297 | 638.4336 | 2748.8763 | 638.4336 | 2748.8763
4298 | 650.6564 | 2789.886 | 650.6564 | 2789.886
4299 | 684.0934 | 2788.1151 | 684.0934 | 2788.1151
4300 | 702.5967 | 2648.7184 | 702.5967 | 2648.7184
4301 | 714.0296 | 2572.1886 | 714.0296 | 2572.1886
4302 | 692.2844 | 2528.2782 | 692.2844 | 2528.2782
4303 | 663.4061 | 2494.5139 | 663.4061 | 2494.5139
4304 | 643.1424 | 2496.0319 | 643.1424 | 2496.0319
4305 | 627.5177 | 2527.8535 | 627.5177 | 2527.8535
4306 | 612.6024 | 2561.5145 | 612.6024 | 2561.5145
4307 | 596.7311 | 2577.3688 | 596.7311 | 2577.3688
4308 | 581.115 | 2627.2313 | 581.115 | 2627.2313
4309 | 563.4816 | 2759.7757 | 563.4816 | 2759.7757
4310 | 548.4652 | 2888.2135 | 548.4652 | 2888.2135
4311 | 536.709 | 2895.8404 | 536.709 | 2895.8404
4312 | 530.513 | 2823.0098 | 530.513 | 2823.0098
4313 | 531.7142 | 2783.5092 | 531.7142 | 2783.5092
4314 | 539.294 | 2827.1868 | 539.294 | 2827.1868
4315 | 556.4986 | 2861.1916 | 556.4986 | 2861.1916
4316 | 576.5144 | 2885.3863 | 576.5144 | 2885.3863
4317 | 589.1742 | 2896.9277 | 589.1742 | 2896.9277
4318 | 615.9445 | 2899.5579 | 615.9445 | 2899.5579
4319 | 648.2703 | 2891.2821 | 648.2703 | 2891.2821
4320 | 663.6064 | 2897.8445 | 663.6064 | 2897.8445
4321 | 658.6897 | 2925.3117 | 658.6897 | 2925.3117
4322 | 661.8753 | 2918.1534 | 661.8753 | 2918.1534
4323 | 691.3515 | 2861.6427 | 691.3515 | 2861.6427
4324 | 720.5489 | 2792.0625 | 720.5489 | 2792.0625
4325 | 724.8401 | 2728.4445 | 724.8401 | 2728.4445
4326 | 705.9451 | 2656.2364 | 705.9451 | 2656.2364
4327 | 678.0649 | 2622.3948 | 678.0649 | 2622.3948
4328 | 650.317 | 2616.3358 | 650.317 | 2616.3358
4329 | 627.3078 | 2618.0814 | 627.3078 | 2618.0814
4330 | 617.01 | 2619.1923 | 617.01 | 2619.1923
4331 | 597.6791 | 2601.6461 | 597.6791 | 2601.6461
4332 | 582.7621 | 2594.6039 | 582.7621 | 2594.6039
4333 | 566.7994 | 2594.1645 | 566.7994 | 2594.1645
4334 | 551.3898 | 2580.9592 | 551.3898 | 2580.9592
4335 | 541.2008 | 2570.8034 | 541.2008 | 2570.8034
4336 | 531.4718 | 2564.1554 | 531.4718 | 2564.1554
4337 | 534.4744 | 2570.1167 | 534.4744 | 2570.1167
4338 | 545.7212 | 2613.8716 | 545.7212 | 2613.8716
4339 | 563.6335 | 2613.78 | 563.6335 | 2613.78
4340 | 586.7797 | 2608.9038 | 586.7797 | 2608.9038
4341 | 602.6656 | 2599.6472 | 602.6656 | 2599.6472
4342 | 622.7627 | 2597.6384 | 622.7627 | 2597.6384
4343 | 656.2576 | 2593.2285 | 656.2576 | 2593.2285
4344 | 668.9942 | 2590.5902 | 668.9942 | 2590.5902
4345 | 661.587 | 2603.2901 | 661.587 | 2603.2901
4346 | 671.798 | 2606.956 | 671.798 | 2606.956
4347 | 697.1649 | 2579.2842 | 697.1649 | 2579.2842
4348 | 725.2313 | 2514.343 | 725.2313 | 2514.343
4349 | 733.0456 | 2458.5339 | 733.0456 | 2458.5339
4350 | 714.5593 | 2405.4229 | 714.5593 | 2405.4229
4351 | 681.7035 | 2360.3704 | 681.7035 | 2360.3704
4352 | 654.5749 | 2352.6878 | 654.5749 | 2352.6878
4353 | 629.1578 | 2406.4671 | 629.1578 | 2406.4671
4354 | 613.7203 | 2485.1261 | 613.7203 | 2485.1261
4355 | 597.2778 | 2526.8814 | 597.2778 | 2526.8814
4356 | 561.6311 | 2568.6256 | 561.6311 | 2568.6256
4357 | 550.0483 | 2625.0137 | 550.0483 | 2625.0137
4358 | 538.0301 | 2682.0887 | 538.0301 | 2682.0887
4359 | 526.4816 | 2752.2643 | 526.4816 | 2752.2643
4360 | 517.2941 | 2833.3702 | 517.2941 | 2833.3702
4361 | 518.3268 | 2930.1006 | 518.3268 | 2930.1006
4362 | 530.3343 | 3055.5787 | 530.3343 | 3055.5787
4363 | 544.9394 | 3122.0562 | 544.9394 | 3122.0562
4364 | 565.8394 | 3178.3371 | 565.8394 | 3178.3371
4365 | 580.7338 | 3222.4286 | 580.7338 | 3222.4286
4366 | 603.9177 | 3261.0881 | 603.9177 | 3261.0881
4367 | 638.8577 | 3291.3931 | 638.8577 | 3291.3931
4368 | 649.285 | 3322.3873 | 649.285 | 3322.3873
4369 | 638.841 | 3367.0188 | 638.841 | 3367.0188
4370 | 651.1323 | 3383.5965 | 651.1323 | 3383.5965
4371 | 676.265 | 3304.3549 | 676.265 | 3304.3549
4372 | 697.4995 | 3190.9364 | 697.4995 | 3190.9364
4373 | 703.9263 | 3098.2475 | 703.9263 | 3098.2475
4374 | 679.6048 | 3005.0868 | 679.6048 | 3005.0868
4375 | 647.6447 | 2928.8759 | 647.6447 | 2928.8759
4376 | 626.1056 | 2894.8285 | 626.1056 | 2894.8285
4377 | 602.5189 | 2920.0009 | 602.5189 | 2920.0009
4378 | 583.2979 | 2992.0107 | 583.2979 | 2992.0107
4379 | 568.9467 | 3043.6624 | 568.9467 | 3043.6624
4380 | 561.0507 | 3241.8115 | 561.0507 | 3241.8115
4381 | 560.5504 | 3258.7805 | 560.5504 | 3258.7805
4382 | 549.2267 | 3272.4743 | 549.2267 | 3272.4743
4383 | 529.8106 | 3288.2867 | 529.8106 | 3288.2867
4384 | 519.8937 | 3309.5123 | 519.8937 | 3309.5123
4385 | 518.3651 | 3346.1565 | 518.3651 | 3346.1565
4386 | 522.354 | 3418.0011 | 522.354 | 3418.0011
4387 | 527.6514 | 3436.7351 | 527.6514 | 3436.7351
4388 | 531.5446 | 3446.426 | 531.5446 | 3446.426
4389 | 531.313 | 3442.3721 | 531.313 | 3442.3721
4390 | 537.6998 | 3433.4297 | 537.6998 | 3433.4297
4391 | 564.7062 | 3415.9567 | 564.7062 | 3415.9567
4392 | 578.2574 | 3401.5641 | 578.2574 | 3401.5641
4393 | 575.8105 | 3386.4035 | 575.8105 | 3386.4035
4394 | 590.98 | 3367.1158 | 590.98 | 3367.1158
4395 | 628.696 | 3307.2765 | 628.696 | 3307.2765
4396 | 651.716 | 3164.5464 | 651.716 | 3164.5464
4397 | 657.4247 | 3003.1336 | 657.4247 | 3003.1336
4398 | 643.856 | 2880.7288 | 643.856 | 2880.7288
4399 | 628.7493 | 2801.5796 | 628.7493 | 2801.5796
4400 | 616.6282 | 2779.4141 | 616.6282 | 2779.4141
4401 | 598.2075 | 2808.8422 | 598.2075 | 2808.8422
4402 | 584.1843 | 2823.1222 | 584.1843 | 2823.1222
4403 | 576.8124 | 2788.7828 | 576.8124 | 2788.7828
4404 | 566.4883 | 2744.3274 | 566.4883 | 2744.3274
4405 | 554.9999 | 2700.9195 | 554.9999 | 2700.9195
4406 | 543.2447 | 2657.4304 | 543.2447 | 2657.4304
4407 | 528.4547 | 2627.2711 | 528.4547 | 2627.2711
4408 | 517.894 | 2617.4313 | 517.894 | 2617.4313
4409 | 518.3695 | 2638.8561 | 518.3695 | 2638.8561
4410 | 524.0621 | 2707.5064 | 524.0621 | 2707.5064
4411 | 536.0819 | 2736.6999 | 536.0819 | 2736.6999
4412 | 550.8133 | 2770.3162 | 550.8133 | 2770.3162
4413 | 562.3044 | 2784.0497 | 562.3044 | 2784.0497
4414 | 578.2372 | 2783.2494 | 578.2372 | 2783.2494
4415 | 611.2105 | 2777.6139 | 611.2105 | 2777.6139
4416 | 626.3524 | 2784.3908 | 626.3524 | 2784.3908
4417 | 627.4085 | 2797.7902 | 627.4085 | 2797.7902
4418 | 643.3094 | 2801.9268 | 643.3094 | 2801.9268
4419 | 672.4263 | 2772.7145 | 672.4263 | 2772.7145
4420 | 699.1697 | 2683.8477 | 699.1697 | 2683.8477
4421 | 705.5079 | 2586.4446 | 705.5079 | 2586.4446
4422 | 688.0014 | 2516.4625 | 688.0014 | 2516.4625
4423 | 659.8365 | 2464.6208 | 659.8365 | 2464.6208
4424 | 642.5172 | 2442.6432 | 642.5172 | 2442.6432
4425 | 627.0059 | 2452.0917 | 627.0059 | 2452.0917
4426 | 609.0911 | 2481.0275 | 609.0911 | 2481.0275
4427 | 593.1694 | 2452.0745 | 593.1694 | 2452.0745
4428 | 580.2581 | 2425.3439 | 580.2581 | 2425.3439
4429 | 564.1287 | 2399.8486 | 564.1287 | 2399.8486
4430 | 549.4156 | 2383.1033 | 549.4156 | 2383.1033
4431 | 534.0231 | 2355.5119 | 534.0231 | 2355.5119
4432 | 524.1669 | 2312.9157 | 524.1669 | 2312.9157
4433 | 521.7942 | 2312.9204 | 521.7942 | 2312.9204
4434 | 528.8046 | 2355.5786 | 528.8046 | 2355.5786
4435 | 540.8035 | 2346.2535 | 540.8035 | 2346.2535
4436 | 554.6381 | 2336.0276 | 554.6381 | 2336.0276
4437 | 566.209 | 2309.1131 | 566.209 | 2309.1131
4438 | 585.9236 | 2278.1243 | 585.9236 | 2278.1243
4439 | 617.5554 | 2248.2502 | 617.5554 | 2248.2502
4440 | 632.0186 | 2218.0118 | 632.0186 | 2218.0118
4441 | 626.3138 | 2181.8069 | 626.3138 | 2181.8069
4442 | 644.3082 | 2148.9281 | 644.3082 | 2148.9281
4443 | 675.2791 | 2103.682 | 675.2791 | 2103.682
4444 | 703.3186 | 2033.0411 | 703.3186 | 2033.0411
4445 | 707.1504 | 1961.6928 | 707.1504 | 1961.6928
4446 | 694.9844 | 1903.6734 | 694.9844 | 1903.6734
4447 | 671.1828 | 1845.0674 | 671.1828 | 1845.0674
4448 | 650.7727 | 1798.6008 | 650.7727 | 1798.6008
4449 | 630.0235 | 1763.706 | 630.0235 | 1763.706
4450 | 607.4805 | 1714.1643 | 607.4805 | 1714.1643
4451 | 597.4123 | 1603.8526 | 597.4123 | 1603.8526
4452 | 577.9487 | 1514.4276 | 577.9487 | 1514.4276
4453 | 561.206 | 1484.4855 | 561.206 | 1484.4855
4454 | 543.1814 | 1476.5713 | 543.1814 | 1476.5713
4455 | 530.0225 | 1484.6799 | 530.0225 | 1484.6799
4456 | 520.4732 | 1502.2103 | 520.4732 | 1502.2103
4457 | 521.6879 | 1536.9129 | 521.6879 | 1536.9129
4458 | 525.8315 | 1611.8264 | 525.8315 | 1611.8264
4459 | 536.8897 | 1642.3352 | 536.8897 | 1642.3352
4460 | 548.1371 | 1659.9804 | 548.1371 | 1659.9804
4461 | 558.9245 | 1668.766 | 558.9245 | 1668.766
4462 | 578.822 | 1682.6215 | 578.822 | 1682.6215
4463 | 613.4439 | 1690.6397 | 613.4439 | 1690.6397
4464 | 625.659 | 1699.8592 | 625.659 | 1699.8592
4465 | 620.9273 | 1704.6155 | 620.9273 | 1704.6155
4466 | 627.983 | 1695.161 | 627.983 | 1695.161
4467 | 660.5245 | 1675.594 | 660.5245 | 1675.594
4468 | 689.2989 | 1649.171 | 689.2989 | 1649.171
4469 | 702.4541 | 1645.6529 | 702.4541 | 1645.6529
4470 | 688.3071 | 1644.691 | 688.3071 | 1644.691
4471 | 664.0694 | 1641.3263 | 664.0694 | 1641.3263
4472 | 650.0539 | 1646.4056 | 650.0539 | 1646.4056
4473 | 639.4218 | 1656.7936 | 639.4218 | 1656.7936
4474 | 621.6331 | 1663.4326 | 621.6331 | 1663.4326
4475 | 601.0853 | 1657.7159 | 601.0853 | 1657.7159
4476 | 578.2642 | 1672.5101 | 578.2642 | 1672.5101
4477 | 554.4538 | 1737.7683 | 554.4538 | 1737.7683
4478 | 538.8533 | 1789.9179 | 538.8533 | 1789.9179
4479 | 526.172 | 1808.5488 | 526.172 | 1808.5488
4480 | 515.7975 | 1860.276 | 515.7975 | 1860.276
4481 | 517.5585 | 1961.9946 | 517.5585 | 1961.9946
4482 | 522.0336 | 2081.6899 | 522.0336 | 2081.6899
4483 | 537.545 | 2117.9608 | 537.545 | 2117.9608
4484 | 553.6107 | 2133.0381 | 553.6107 | 2133.0381
4485 | 567.8624 | 2147.8363 | 567.8624 | 2147.8363
4486 | 588.5003 | 2158.6229 | 588.5003 | 2158.6229
4487 | 622.4359 | 2154.3026 | 622.4359 | 2154.3026
4488 | 631.0045 | 2159.7016 | 631.0045 | 2159.7016
4489 | 627.4942 | 2165.8984 | 627.4942 | 2165.8984
4490 | 632.6654 | 2169.7219 | 632.6654 | 2169.7219
4491 | 665.4195 | 2122.1584 | 665.4195 | 2122.1584
4492 | 693.4687 | 2072.687 | 693.4687 | 2072.687
4493 | 702.0342 | 2067.791 | 702.0342 | 2067.791
4494 | 689.5141 | 2081.7354 | 689.5141 | 2081.7354
4495 | 667.1155 | 2099.5403 | 667.1155 | 2099.5403
4496 | 656.1282 | 2125.9144 | 656.1282 | 2125.9144
4497 | 646.5976 | 2151.7724 | 646.5976 | 2151.7724
4498 | 624.3486 | 2187.0967 | 624.3486 | 2187.0967
4499 | 601.5139 | 2216.078 | 601.5139 | 2216.078
4500 | 577.6947 | 2256.2381 | 577.6947 | 2256.2381
4501 | 555.5495 | 2344.169 | 555.5495 | 2344.169
4502 | 538.3122 | 2453.1256 | 538.3122 | 2453.1256
4503 | 527.02 | 2509.3355 | 527.02 | 2509.3355
4504 | 518.9738 | 2511.7089 | 518.9738 | 2511.7089
4505 | 519.0394 | 2532.5073 | 519.0394 | 2532.5073
4506 | 528.7784 | 2625.3335 | 528.7784 | 2625.3335
4507 | 549.2724 | 2691.793 | 549.2724 | 2691.793
4508 | 577.2487 | 2775.9531 | 577.2487 | 2775.9531
4509 | 586.851 | 2844.6773 | 586.851 | 2844.6773
4510 | 607.9461 | 2830.8495 | 607.9461 | 2830.8495
4511 | 650.8479 | 2772.7286 | 650.8479 | 2772.7286
4512 | 650.8865 | 2735.9138 | 650.8865 | 2735.9138
4513 | 636.2676 | 2711.2331 | 636.2676 | 2711.2331
4514 | 650.8146 | 2679.1686 | 650.8146 | 2679.1686
4515 | 683.8993 | 2598.0971 | 683.8993 | 2598.0971
4516 | 714.0888 | 2466.0144 | 714.0888 | 2466.0144
4517 | 717.2648 | 2345.6254 | 717.2648 | 2345.6254
4518 | 699.7288 | 2278.9002 | 699.7288 | 2278.9002
4519 | 675.7113 | 2228.3112 | 675.7113 | 2228.3112
4520 | 662.8897 | 2216.1041 | 662.8897 | 2216.1041
4521 | 646.3799 | 2238.3921 | 646.3799 | 2238.3921
4522 | 626.0667 | 2263.6327 | 626.0667 | 2263.6327
4523 | 601.9297 | 2255.035 | 601.9297 | 2255.035
4524 | 574.3334 | 2239.6407 | 574.3334 | 2239.6407
4525 | 548.9861 | 2229.9913 | 548.9861 | 2229.9913
4526 | 537.1471 | 2219.3213 | 537.1471 | 2219.3213
4527 | 525.723 | 2206.7615 | 525.723 | 2206.7615
4528 | 517.1422 | 2190.2827 | 517.1422 | 2190.2827
4529 | 520.4405 | 2188.659 | 520.4405 | 2188.659
4530 | 531.7193 | 2222.7366 | 531.7193 | 2222.7366
4531 | 555.7611 | 2203.5158 | 555.7611 | 2203.5158
4532 | 593.865 | 2175.565 | 593.865 | 2175.565
4533 | 615.987 | 2138.5042 | 615.987 | 2138.5042
4534 | 639.5783 | 2102.5675 | 639.5783 | 2102.5675
4535 | 680.8327 | 2060.6681 | 680.8327 | 2060.6681
4536 | 679.6104 | 2024.2917 | 679.6104 | 2024.2917
4537 | 660.0415 | 1990.5295 | 660.0415 | 1990.5295
4538 | 670.07 | 1957.9013 | 670.07 | 1957.9013
4539 | 699.5814 | 1931.1942 | 699.5814 | 1931.1942
4540 | 730.5208 | 1899.9486 | 730.5208 | 1899.9486
4541 | 737.7045 | 1877.0146 | 737.7045 | 1877.0146
4542 | 722.4897 | 1847.43 | 722.4897 | 1847.43
4543 | 689.6594 | 1811.4342 | 689.6594 | 1811.4342
4544 | 673.587 | 1788.5797 | 673.587 | 1788.5797
4545 | 658.3363 | 1774.5413 | 658.3363 | 1774.5413
4546 | 640.1106 | 1759.5723 | 640.1106 | 1759.5723
4547 | 604.0171 | 1725.9845 | 604.0171 | 1725.9845
4548 | 572.8634 | 1700.945 | 572.8634 | 1700.945
4549 | 549.9923 | 1689.2287 | 549.9923 | 1689.2287
4550 | 536.4044 | 1656.1991 | 536.4044 | 1656.1991
4551 | 524.8651 | 1631.6767 | 524.8651 | 1631.6767
4552 | 515.8462 | 1647.9544 | 515.8462 | 1647.9544
4553 | 520.2252 | 1670.3812 | 520.2252 | 1670.3812
4554 | 533.3697 | 1711.4109 | 533.3697 | 1711.4109
4555 | 560.6208 | 1676.8453 | 560.6208 | 1676.8453
4556 | 601.0238 | 1638.2472 | 601.0238 | 1638.2472
4557 | 617.2805 | 1625.5501 | 617.2805 | 1625.5501
4558 | 639.215 | 1620.6161 | 639.215 | 1620.6161
4559 | 682.6862 | 1627.5069 | 682.6862 | 1627.5069
4560 | 674.9312 | 1649.6286 | 674.9312 | 1649.6286
4561 | 654.9735 | 1691.2749 | 654.9735 | 1691.2749
4562 | 666.0001 | 1747.3333 | 666.0001 | 1747.3333
4563 | 696.2192 | 1807.9349 | 696.2192 | 1807.9349
4564 | 724.8172 | 1858.3611 | 724.8172 | 1858.3611
4565 | 731.2267 | 1902.8189 | 731.2267 | 1902.8189
4566 | 722.2894 | 1928.9766 | 722.2894 | 1928.9766
4567 | 687.3091 | 1939.9546 | 687.3091 | 1939.9546
4568 | 671.3596 | 1954.9923 | 671.3596 | 1954.9923
4569 | 658.361 | 1968.0734 | 658.361 | 1968.0734
4570 | 637.181 | 1978.0319 | 637.181 | 1978.0319
4571 | 604.8165 | 1977.1379 | 604.8165 | 1977.1379
4572 | 573.894 | 1993.6232 | 573.894 | 1993.6232
4573 | 550.2781 | 2039.1523 | 550.2781 | 2039.1523
4574 | 534.1698 | 2096.9388 | 534.1698 | 2096.9388
4575 | 524.5546 | 2150.706 | 524.5546 | 2150.706
4576 | 517.5976 | 2191.9738 | 517.5976 | 2191.9738
4577 | 523.5315 | 2243.3991 | 523.5315 | 2243.3991
4578 | 536.1955 | 2327.2064 | 536.1955 | 2327.2064
4579 | 564.3977 | 2358.4667 | 564.3977 | 2358.4667
4580 | 604.3636 | 2383.2519 | 604.3636 | 2383.2519
4581 | 627.0837 | 2412.9566 | 627.0837 | 2412.9566
4582 | 644.5938 | 2458.8795 | 644.5938 | 2458.8795
4583 | 690.0522 | 2498.2762 | 690.0522 | 2498.2762
4584 | 685.8049 | 2540.8158 | 685.8049 | 2540.8158
4585 | 664.8131 | 2581.3975 | 664.8131 | 2581.3975
4586 | 672.3085 | 2615.9731 | 672.3085 | 2615.9731
4587 | 702.2513 | 2640.123 | 702.2513 | 2640.123
4588 | 733.7704 | 2648.1476 | 733.7704 | 2648.1476
4589 | 739.7049 | 2656.78 | 739.7049 | 2656.78
4590 | 724.6463 | 2655.3797 | 724.6463 | 2655.3797
4591 | 694.1149 | 2642.6202 | 694.1149 | 2642.6202
4592 | 675.0988 | 2636.6764 | 675.0988 | 2636.6764
4593 | 655.4415 | 2641.9285 | 655.4415 | 2641.9285
4594 | 634.2121 | 2676.6265 | 634.2121 | 2676.6265
4595 | 602.3755 | 2711.5578 | 602.3755 | 2711.5578
4596 | 573.9752 | 2758.4196 | 573.9752 | 2758.4196
4597 | 550.1371 | 2837.5193 | 550.1371 | 2837.5193
4598 | 535.3229 | 2940.3381 | 535.3229 | 2940.3381
4599 | 525.0925 | 3033.8138 | 525.0925 | 3033.8138
4600 | 517.1187 | 3111.6585 | 517.1187 | 3111.6585
4601 | 520.2062 | 3204.9845 | 520.2062 | 3204.9845
4602 | 530.4567 | 3324.2413 | 530.4567 | 3324.2413
4603 | 555.6758 | 3369.4686 | 555.6758 | 3369.4686
4604 | 588.5632 | 3392.3748 | 588.5632 | 3392.3748
4605 | 612.3462 | 3397.152 | 612.3462 | 3397.152
4606 | 633.7898 | 3380.819 | 633.7898 | 3380.819
4607 | 672.6866 | 3344.8071 | 672.6866 | 3344.8071
4608 | 676.8713 | 3312.2512 | 676.8713 | 3312.2512
4609 | 662.5961 | 3300.4101 | 662.5961 | 3300.4101
4610 | 670.7603 | 3289.014 | 670.7603 | 3289.014
4611 | 699.8783 | 3228.611 | 699.8783 | 3228.611
4612 | 733.1605 | 3007.2781 | 733.1605 | 3007.2781
4613 | 743.2226 | 2854.1953 | 743.2226 | 2854.1953
4614 | 729.4732 | 2745.5694 | 729.4732 | 2745.5694
4615 | 700.3899 | 2655.8355 | 700.3899 | 2655.8355
4616 | 681.5119 | 2615.6321 | 681.5119 | 2615.6321
4617 | 662.5149 | 2650.5717 | 662.5149 | 2650.5717
4618 | 639.9909 | 2729.5504 | 639.9909 | 2729.5504
4619 | 611.7557 | 2721.2031 | 611.7557 | 2721.2031
4620 | 587.2401 | 2671.1735 | 587.2401 | 2671.1735
4621 | 562.2363 | 2636.2209 | 562.2363 | 2636.2209
4622 | 544.013 | 2606.0098 | 544.013 | 2606.0098
4623 | 531.6056 | 2584.0552 | 531.6056 | 2584.0552
4624 | 524.3686 | 2574.4033 | 524.3686 | 2574.4033
4625 | 527.5223 | 2590.3164 | 527.5223 | 2590.3164
4626 | 534.9443 | 2660.6578 | 534.9443 | 2660.6578
4627 | 553.556 | 2686.1561 | 553.556 | 2686.1561
4628 | 581.3387 | 2695.5965 | 581.3387 | 2695.5965
4629 | 598.8855 | 2696.1147 | 598.8855 | 2696.1147
4630 | 618.1 | 2698.446 | 618.1 | 2698.446
4631 | 656.0617 | 2723.5626 | 656.0617 | 2723.5626
4632 | 655.9006 | 2776.1234 | 655.9006 | 2776.1234
4633 | 645.6234 | 2841.0061 | 645.6234 | 2841.0061
4634 | 655.3538 | 2843.7022 | 655.3538 | 2843.7022
4635 | 683.4561 | 2739.3317 | 683.4561 | 2739.3317
4636 | 712.9078 | 2615.5791 | 712.9078 | 2615.5791
4637 | 722.3619 | 2536.7776 | 722.3619 | 2536.7776
4638 | 705.8691 | 2491.9735 | 705.8691 | 2491.9735
4639 | 678.9599 | 2470.8213 | 678.9599 | 2470.8213
4640 | 662.7672 | 2482.4143 | 662.7672 | 2482.4143
4641 | 646.9894 | 2537.083 | 646.9894 | 2537.083
4642 | 627.815 | 2674.1212 | 627.815 | 2674.1212
4643 | 599.3278 | 2772.0601 | 599.3278 | 2772.0601
4644 | 574.1846 | 2833.4524 | 574.1846 | 2833.4524
4645 | 550.7055 | 2883.0526 | 550.7055 | 2883.0526
4646 | 536.6694 | 2911.4648 | 536.6694 | 2911.4648
4647 | 526.48 | 2923.1435 | 526.48 | 2923.1435
4648 | 518.4845 | 2927.897 | 518.4845 | 2927.897
4649 | 518.8977 | 2946.6285 | 518.8977 | 2946.6285
4650 | 525.512 | 3017.5962 | 525.512 | 3017.5962
4651 | 545.8793 | 3078.4814 | 545.8793 | 3078.4814
4652 | 568.8711 | 3141.0336 | 568.8711 | 3141.0336
4653 | 584.0356 | 3161.1556 | 584.0356 | 3161.1556
4654 | 613.06 | 3142.0668 | 613.06 | 3142.0668
4655 | 650.1701 | 3099.2906 | 650.1701 | 3099.2906
4656 | 651.8304 | 3041.3062 | 651.8304 | 3041.3062
4657 | 640.2095 | 2945.1627 | 640.2095 | 2945.1627
4658 | 650.6103 | 2873.0139 | 650.6103 | 2873.0139
4659 | 677.2447 | 2744.2797 | 677.2447 | 2744.2797
4660 | 707.3395 | 2593.7206 | 707.3395 | 2593.7206
4661 | 721.3594 | 2467.2563 | 721.3594 | 2467.2563
4662 | 704.0207 | 2363.3278 | 704.0207 | 2363.3278
4663 | 672.2484 | 2285.8698 | 672.2484 | 2285.8698
4664 | 660.2646 | 2242.8479 | 660.2646 | 2242.8479
4665 | 645.0981 | 2233.4442 | 645.0981 | 2233.4442
4666 | 619.0153 | 2231.8784 | 619.0153 | 2231.8784
4667 | 588.7227 | 2218.3954 | 588.7227 | 2218.3954
4668 | 562.8592 | 2196.4248 | 562.8592 | 2196.4248
4669 | 538.2573 | 2166.1695 | 538.2573 | 2166.1695
4670 | 522.8107 | 2127.1273 | 522.8107 | 2127.1273
4671 | 513.198 | 2086.6338 | 513.198 | 2086.6338
4672 | 506.0527 | 2043.286 | 506.0527 | 2043.286
4673 | 506.9446 | 2023.5617 | 506.9446 | 2023.5617
4674 | 518.334 | 2036.4071 | 518.334 | 2036.4071
4675 | 541.7158 | 1980.0457 | 541.7158 | 1980.0457
4676 | 572.0429 | 1931.8649 | 572.0429 | 1931.8649
4677 | 583.2998 | 1884.094 | 583.2998 | 1884.094
4678 | 602.4518 | 1833.063 | 602.4518 | 1833.063
4679 | 642.466 | 1783.2721 | 642.466 | 1783.2721
4680 | 647.0134 | 1750.0273 | 647.0134 | 1750.0273
4681 | 628.532 | 1726.474 | 628.532 | 1726.474
4682 | 634.0244 | 1704.7437 | 634.0244 | 1704.7437
4683 | 664.2464 | 1680.2287 | 664.2464 | 1680.2287
4684 | 692.3329 | 1650.7368 | 692.3329 | 1650.7368
4685 | 708.1724 | 1635.5692 | 708.1724 | 1635.5692
4686 | 691.3835 | 1627.9057 | 691.3835 | 1627.9057
4687 | 660.8911 | 1619.4678 | 660.8911 | 1619.4678
4688 | 648.7362 | 1621.2277 | 648.7362 | 1621.2277
4689 | 634.14 | 1637.1899 | 634.14 | 1637.1899
4690 | 612.9059 | 1664.3094 | 612.9059 | 1664.3094
4691 | 584.633 | 1677.3823 | 584.633 | 1677.3823
4692 | 555.8731 | 1699.066 | 555.8731 | 1699.066
4693 | 530.1141 | 1735.5762 | 530.1141 | 1735.5762
4694 | 515.1941 | 1791.9848 | 515.1941 | 1791.9848
4695 | 502.4311 | 1866.7963 | 502.4311 | 1866.7963
4696 | 497.578 | 1943.2631 | 497.578 | 1943.2631
4697 | 500.8926 | 2040.7228 | 500.8926 | 2040.7228
4698 | 515.5811 | 2162.6727 | 515.5811 | 2162.6727
4699 | 549.2921 | 2224.9358 | 549.2921 | 2224.9358
4700 | 595.4499 | 2270.0763 | 595.4499 | 2270.0763
4701 | 616.1945 | 2296.9626 | 616.1945 | 2296.9626
4702 | 634.069 | 2321.716 | 634.069 | 2321.716
4703 | 677.1889 | 2344.9537 | 677.1889 | 2344.9537
4704 | 672.9318 | 2377.347 | 672.9318 | 2377.347
4705 | 648.4504 | 2411.1017 | 648.4504 | 2411.1017
4706 | 662.4423 | 2443.6732 | 662.4423 | 2443.6732
4707 | 682.7141 | 2456.1736 | 682.7141 | 2456.1736
4708 | 719.8092 | 2449.7928 | 719.8092 | 2449.7928
4709 | 736.3195 | 2436.0657 | 736.3195 | 2436.0657
4710 | 726.5612 | 2412.9948 | 726.5612 | 2412.9948
4711 | 687.3083 | 2387.3958 | 687.3083 | 2387.3958
4712 | 673.8475 | 2383.2683 | 673.8475 | 2383.2683
4713 | 662.9271 | 2420.5879 | 662.9271 | 2420.5879
4714 | 627.479 | 2514.285 | 627.479 | 2514.285
4715 | 595.0503 | 2568.2564 | 595.0503 | 2568.2564
4716 | 564.3694 | 2564.9501 | 564.3694 | 2564.9501
4717 | 538.3903 | 2531.6885 | 538.3903 | 2531.6885
4718 | 525.8084 | 2486.6963 | 525.8084 | 2486.6963
4719 | 518.1845 | 2429.7305 | 518.1845 | 2429.7305
4720 | 509.6295 | 2352.9374 | 509.6295 | 2352.9374
4721 | 514.8201 | 2311.793 | 514.8201 | 2311.793
4722 | 532.916 | 2333.908 | 532.916 | 2333.908
4723 | 564.0599 | 2313.4971 | 564.0599 | 2313.4971
4724 | 618.3651 | 2288.678 | 618.3651 | 2288.678
4725 | 631.4133 | 2259.3835 | 631.4133 | 2259.3835
4726 | 649.1066 | 2235.4721 | 649.1066 | 2235.4721
4727 | 692.3512 | 2217.3728 | 692.3512 | 2217.3728
4728 | 689.2494 | 2221.707 | 689.2494 | 2221.707
4729 | 664.1967 | 2249.5118 | 664.1967 | 2249.5118
4730 | 671.2394 | 2309.516 | 671.2394 | 2309.516
4731 | 695.8495 | 2406.8824 | 695.8495 | 2406.8824
4732 | 736.5198 | 2484.8039 | 736.5198 | 2484.8039
4733 | 755.1297 | 2548.9281 | 755.1297 | 2548.9281
4734 | 744.0362 | 2604.4601 | 744.0362 | 2604.4601
4735 | 707.6891 | 2651.2008 | 707.6891 | 2651.2008
4736 | 687.5774 | 2701.9387 | 687.5774 | 2701.9387
4737 | 670.9169 | 2744.2688 | 670.9169 | 2744.2688
4738 | 644.6356 | 2782.2237 | 644.6356 | 2782.2237
4739 | 612.073 | 2804.8165 | 612.073 | 2804.8165
4740 | 575.1254 | 2837.8366 | 575.1254 | 2837.8366
4741 | 549.3615 | 2890.7563 | 549.3615 | 2890.7563
4742 | 539.6483 | 2947.1649 | 539.6483 | 2947.1649
4743 | 530.5598 | 3016.9659 | 530.5598 | 3016.9659
4744 | 527.7929 | 3091.7416 | 527.7929 | 3091.7416
4745 | 532.0572 | 3182.2492 | 532.0572 | 3182.2492
4746 | 549.6779 | 3303.1344 | 549.6779 | 3303.1344
4747 | 581.6785 | 3371.2223 | 581.6785 | 3371.2223
4748 | 624.0486 | 3422.2502 | 624.0486 | 3422.2502
4749 | 642.6865 | 3454.7106 | 642.6865 | 3454.7106
4750 | 661.572 | 3472.8877 | 661.572 | 3472.8877
4751 | 694.9557 | 3471.8243 | 694.9557 | 3471.8243
4752 | 686.0469 | 3472.9643 | 686.0469 | 3472.9643
4753 | 666.2459 | 3476.1548 | 666.2459 | 3476.1548
4754 | 677.1904 | 3465.2598 | 677.1904 | 3465.2598
4755 | 698.816 | 3381.182 | 698.816 | 3381.182
4756 | 735.466 | 3255.8635 | 735.466 | 3255.8635
4757 | 751.3578 | 3148.2514 | 751.3578 | 3148.2514
4758 | 733.739 | 3051.6508 | 733.739 | 3051.6508
4759 | 698.0465 | 2969.4328 | 698.0465 | 2969.4328
4760 | 683.7041 | 2921.7761 | 683.7041 | 2921.7761
4761 | 672.9855 | 2913.8756 | 672.9855 | 2913.8756
4762 | 641.2038 | 2950.5778 | 641.2038 | 2950.5778
4763 | 607.8122 | 2971.0412 | 607.8122 | 2971.0412
4764 | 576.6738 | 2988.9044 | 576.6738 | 2988.9044
4765 | 554.7198 | 3016.0825 | 554.7198 | 3016.0825
4766 | 541.8788 | 3044.8705 | 541.8788 | 3044.8705
4767 | 532.7258 | 3079.9734 | 532.7258 | 3079.9734
4768 | 526.8038 | 3116.1054 | 526.8038 | 3116.1054
4769 | 530.6093 | 3169.4723 | 530.6093 | 3169.4723
4770 | 544.9658 | 3266.6201 | 544.9658 | 3266.6201
4771 | 571.9173 | 3319.1126 | 571.9173 | 3319.1126
4772 | 606.2203 | 3356.9879 | 606.2203 | 3356.9879
4773 | 626.5153 | 3383.4983 | 626.5153 | 3383.4983
4774 | 648.2118 | 3408.1265 | 648.2118 | 3408.1265
4775 | 688.1267 | 3416.0194 | 688.1267 | 3416.0194
4776 | 689.7138 | 3414.7794 | 689.7138 | 3414.7794
4777 | 671.6712 | 3397.6772 | 671.6712 | 3397.6772
4778 | 680.915 | 3359.3495 | 680.915 | 3359.3495
4779 | 703.7983 | 3281.7854 | 703.7983 | 3281.7854
4780 | 741.0141 | 3192.0418 | 741.0141 | 3192.0418
4781 | 759.837 | 3127.0819 | 759.837 | 3127.0819
4782 | 743.8162 | 3082.6536 | 743.8162 | 3082.6536
4783 | 715.9852 | 3048.5367 | 715.9852 | 3048.5367
4784 | 693.0469 | 3035.2022 | 693.0469 | 3035.2022
4785 | 678.2965 | 3038.0118 | 678.2965 | 3038.0118
4786 | 657.182 | 3061.3734 | 657.182 | 3061.3734
4787 | 618.4193 | 3082.5258 | 618.4193 | 3082.5258
4788 | 586.4299 | 3115.859 | 586.4299 | 3115.859
4789 | 563.854 | 3164.0813 | 563.854 | 3164.0813
4790 | 549.072 | 3215.542 | 549.072 | 3215.542
4791 | 539.2602 | 3271.8771 | 539.2602 | 3271.8771
4792 | 533.2816 | 3324.9197 | 533.2816 | 3324.9197
4793 | 537.2359 | 3397.4519 | 537.2359 | 3397.4519
4794 | 549.2498 | 3516.145 | 549.2498 | 3516.145
4795 | 570.2977 | 3579.0971 | 570.2977 | 3579.0971
4796 | 595.536 | 3634.4466 | 595.536 | 3634.4466
4797 | 612.3531 | 3669.7881 | 612.3531 | 3669.7881
4798 | 632.4615 | 3703.6857 | 632.4615 | 3703.6857
4799 | 673.8849 | 3732.4976 | 673.8849 | 3732.4976
4800 | 679.7654 | 3762.1351 | 679.7654 | 3762.1351
4801 | 663.9989 | 3787.873 | 663.9989 | 3787.873
4802 | 661.934 | 3790.0681 | 661.934 | 3790.0681
4803 | 681.5553 | 3710.4998 | 681.5553 | 3710.4998
4804 | 721.8037 | 3567.6444 | 721.8037 | 3567.6444
4805 | 738.2108 | 3460.7839 | 738.2108 | 3460.7839
4806 | 724.9635 | 3378.0876 | 724.9635 | 3378.0876
4807 | 697.586 | 3303.949 | 697.586 | 3303.949
4808 | 676.305 | 3265.1234 | 676.305 | 3265.1234
4809 | 663.0526 | 3276.8267 | 663.0526 | 3276.8267
4810 | 642.495 | 3357.9974 | 642.495 | 3357.9974
4811 | 612.133 | 3371.3208 | 612.133 | 3371.3208
4812 | 584.3882 | 3386.7414 | 584.3882 | 3386.7414
4813 | 559.7478 | 3427.5105 | 559.7478 | 3427.5105
4814 | 546.4277 | 3463.5012 | 546.4277 | 3463.5012
4815 | 537.3175 | 3515.2642 | 537.3175 | 3515.2642
4816 | 530.3705 | 3562.4819 | 530.3705 | 3562.4819
4817 | 532.0782 | 3616.162 | 532.0782 | 3616.162
4818 | 541.6383 | 3708.9882 | 541.6383 | 3708.9882
4819 | 560.6171 | 3754.2781 | 560.6171 | 3754.2781
4820 | 584.0228 | 3793.4686 | 584.0228 | 3793.4686
4821 | 600.3301 | 3819.2901 | 600.3301 | 3819.2901
4822 | 625.0129 | 3836.7782 | 625.0129 | 3836.7782
4823 | 662.2428 | 3838.9716 | 662.2428 | 3838.9716
4824 | 664.6799 | 3833.9111 | 664.6799 | 3833.9111
4825 | 643.9298 | 3817.9989 | 643.9298 | 3817.9989
4826 | 657.2046 | 3790.8823 | 657.2046 | 3790.8823
4827 | 679.5525 | 3719.0177 | 679.5525 | 3719.0177
4828 | 719.0366 | 3594.9519 | 719.0366 | 3594.9519
4829 | 733.8824 | 3482.8929 | 733.8824 | 3482.8929
4830 | 714.7572 | 3413.3493 | 714.7572 | 3413.3493
4831 | 687.1341 | 3355.1818 | 687.1341 | 3355.1818
4832 | 671.5211 | 3329.6341 | 671.5211 | 3329.6341
4833 | 658.4464 | 3378.6033 | 658.4464 | 3378.6033
4834 | 636.7574 | 3577.9601 | 636.7574 | 3577.9601
4835 | 606.4129 | 3674.709 | 606.4129 | 3674.709
4836 | 574.8333 | 3694.8896 | 574.8333 | 3694.8896
4837 | 550.3088 | 3711.4203 | 550.3088 | 3711.4203
4838 | 537.9617 | 3739.5819 | 537.9617 | 3739.5819
4839 | 527.5078 | 3765.1649 | 527.5078 | 3765.1649
4840 | 523.238 | 3790.7121 | 523.238 | 3790.7121
4841 | 527.3211 | 3823.5984 | 527.3211 | 3823.5984
4842 | 537.863 | 3881.2882 | 537.863 | 3881.2882
4843 | 567.3624 | 3868.2053 | 567.3624 | 3868.2053
4844 | 598.8428 | 3838.3129 | 598.8428 | 3838.3129
4845 | 611.6532 | 3814.9058 | 611.6532 | 3814.9058
4846 | 629.7826 | 3775.7123 | 629.7826 | 3775.7123
4847 | 672.4498 | 3740.3892 | 672.4498 | 3740.3892
4848 | 668.6909 | 3713.345 | 668.6909 | 3713.345
4849 | 642.6835 | 3692.2343 | 642.6835 | 3692.2343
4850 | 649.0947 | 3658.604 | 649.0947 | 3658.604
4851 | 674.1721 | 3537.0098 | 674.1721 | 3537.0098
4852 | 713.5763 | 3309.351 | 713.5763 | 3309.351
4853 | 728.7618 | 3126.7061 | 728.7618 | 3126.7061
4854 | 719.3745 | 3012.9444 | 719.3745 | 3012.9444
4855 | 690.1733 | 2937.9916 | 690.1733 | 2937.9916
4856 | 674.569 | 2901.9845 | 674.569 | 2901.9845
4857 | 658.8993 | 2914.5019 | 658.8993 | 2914.5019
4858 | 636.8037 | 3028.3038 | 636.8037 | 3028.3038
4859 | 605.343 | 3049.3309 | 605.343 | 3049.3309
4860 | 573.3408 | 3009.385 | 573.3408 | 3009.385
4861 | 550.746 | 3033.1809 | 550.746 | 3033.1809
4862 | 537.0957 | 3056.3321 | 537.0957 | 3056.3321
4863 | 524.1539 | 3076.7792 | 524.1539 | 3076.7792
4864 | 521.7825 | 3095.3117 | 521.7825 | 3095.3117
4865 | 525.6929 | 3126.9453 | 525.6929 | 3126.9453
4866 | 542.6627 | 3194.0299 | 542.6627 | 3194.0299
4867 | 578.9521 | 3206.4381 | 578.9521 | 3206.4381
4868 | 622.2122 | 3206.8596 | 622.2122 | 3206.8596
4869 | 642.5323 | 3187.1477 | 642.5323 | 3187.1477
4870 | 659.0017 | 3156.1589 | 659.0017 | 3156.1589
4871 | 695.6988 | 3117.0154 | 695.6988 | 3117.0154
4872 | 687.6654 | 3067.6116 | 687.6654 | 3067.6116
4873 | 664.2464 | 2998.525 | 664.2464 | 2998.525
4874 | 672.8885 | 2929.6956 | 672.8885 | 2929.6956
4875 | 692.5181 | 2850.691 | 692.5181 | 2850.691
4876 | 736.4323 | 2749.9868 | 736.4323 | 2749.9868
4877 | 752.9027 | 2628.9715 | 752.9027 | 2628.9715
4878 | 738.327 | 2499.4266 | 738.327 | 2499.4266
4879 | 709.8552 | 2393.0953 | 709.8552 | 2393.0953
4880 | 692.2529 | 2317.1291 | 692.2529 | 2317.1291
4881 | 678.542 | 2269.3322 | 678.542 | 2269.3322
4882 | 650.8607 | 2242.839 | 650.8607 | 2242.839
4883 | 607.9926 | 2201.7353 | 607.9926 | 2201.7353
4884 | 576.7746 | 2166.111 | 576.7746 | 2166.111
4885 | 552.7046 | 2143.8726 | 552.7046 | 2143.8726
4886 | 539.0054 | 2125.2484 | 539.0054 | 2125.2484
4887 | 526.9723 | 2115.1938 | 526.9723 | 2115.1938
4888 | 522.9078 | 2118.5068 | 522.9078 | 2118.5068
4889 | 525.9039 | 2146.0067 | 525.9039 | 2146.0067
4890 | 539.13 | 2213.1539 | 539.13 | 2213.1539
4891 | 575.8415 | 2230.1969 | 575.8415 | 2230.1969
4892 | 616.5915 | 2239.7626 | 616.5915 | 2239.7626
4893 | 636.1384 | 2230.1345 | 636.1384 | 2230.1345
4894 | 651.0844 | 2207.6009 | 651.0844 | 2207.6009
4895 | 689.3211 | 2189.6269 | 689.3211 | 2189.6269
4896 | 685.6486 | 2196.8422 | 685.6486 | 2196.8422
4897 | 658.4396 | 2217.2564 | 658.4396 | 2217.2564
4898 | 667.2588 | 2207.113 | 667.2588 | 2207.113
4899 | 687.0815 | 2147.1485 | 687.0815 | 2147.1485
4900 | 730.3913 | 2098.0528 | 730.3913 | 2098.0528
4901 | 751.6847 | 2074.5552 | 751.6847 | 2074.5552
4902 | 740.8958 | 2057.5596 | 740.8958 | 2057.5596
4903 | 708.8163 | 2046.0527 | 708.8163 | 2046.0527
4904 | 688.195 | 2051.1947 | 688.195 | 2051.1947
4905 | 666.2144 | 2060.2048 | 666.2144 | 2060.2048
4906 | 641.469 | 2100.6022 | 641.469 | 2100.6022
4907 | 603.4163 | 2135.5336 | 603.4163 | 2135.5336
4908 | 574.1349 | 2149.6389 | 574.1349 | 2149.6389
4909 | 548.2699 | 2182.8296 | 548.2699 | 2182.8296
4910 | 538.1907 | 2218.1939 | 538.1907 | 2218.1939
4911 | 528.7284 | 2250.4158 | 528.7284 | 2250.4158
4912 | 522.2534 | 2284.7941 | 522.2534 | 2284.7941
4913 | 528.4083 | 2325.9478 | 528.4083 | 2325.9478
4914 | 543.5635 | 2418.2103 | 543.5635 | 2418.2103
4915 | 575.2219 | 2465.3165 | 575.2219 | 2465.3165
4916 | 615.1553 | 2528.7455 | 615.1553 | 2528.7455
4917 | 635.4877 | 2585.5697 | 635.4877 | 2585.5697
4918 | 650.8871 | 2628.7995 | 650.8871 | 2628.7995
4919 | 688.6571 | 2672.7057 | 688.6571 | 2672.7057
4920 | 688.8121 | 2708.2305 | 688.8121 | 2708.2305
4921 | 662.3776 | 2737.2879 | 662.3776 | 2737.2879
4922 | 669.773 | 2727.1445 | 669.773 | 2727.1445
4923 | 691.0476 | 2651.522 | 691.0476 | 2651.522
4924 | 727.4041 | 2563.6573 | 727.4041 | 2563.6573
4925 | 744.5852 | 2489.1148 | 744.5852 | 2489.1148
4926 | 730.1523 | 2420.1348 | 730.1523 | 2420.1348
4927 | 696.6968 | 2359.3368 | 696.6968 | 2359.3368
4928 | 678.399 | 2338.7997 | 678.399 | 2338.7997
4929 | 661.9299 | 2337.7887 | 661.9299 | 2337.7887
4930 | 632.8458 | 2361.7767 | 632.8458 | 2361.7767
4931 | 603.3894 | 2359.1289 | 603.3894 | 2359.1289
4932 | 576.2963 | 2350.0605 | 576.2963 | 2350.0605
4933 | 553.49 | 2360.2027 | 553.49 | 2360.2027
4934 | 537.7992 | 2374.648 | 537.7992 | 2374.648
4935 | 527.4821 | 2404.2394 | 527.4821 | 2404.2394
4936 | 522.0175 | 2451.144 | 522.0175 | 2451.144
4937 | 525.6229 | 2527.9352 | 525.6229 | 2527.9352
4938 | 536.1162 | 2661.2215 | 536.1162 | 2661.2215
4939 | 562.5236 | 2751.7315 | 562.5236 | 2751.7315
4940 | 596.0505 | 2841.6538 | 596.0505 | 2841.6538
4941 | 618.0783 | 2927.3512 | 618.0783 | 2927.3512
4942 | 636.6132 | 3009.4127 | 636.6132 | 3009.4127
4943 | 672.3933 | 3079.3737 | 672.3933 | 3079.3737
4944 | 671.0076 | 3150.536 | 671.0076 | 3150.536
4945 | 652.379 | 3221.7446 | 652.379 | 3221.7446
4946 | 656.565 | 3286.3835 | 656.565 | 3286.3835
4947 | 678.0379 | 3326.3166 | 678.0379 | 3326.3166
4948 | 713.3024 | 3324.32 | 713.3024 | 3324.32
4949 | 728.5152 | 3307.2735 | 728.5152 | 3307.2735
4950 | 724.5812 | 3282.9499 | 724.5812 | 3282.9499
4951 | 688.8818 | 3256.662 | 688.8818 | 3256.662
4952 | 668.4126 | 3245.8328 | 668.4126 | 3245.8328
4953 | 650.6384 | 3258.0998 | 650.6384 | 3258.0998
4954 | 628.4737 | 3380.1064 | 628.4737 | 3380.1064
4955 | 598.4157 | 3548.6939 | 598.4157 | 3548.6939
4956 | 567.4071 | 3640.901 | 567.4071 | 3640.901
4957 | 542.4898 | 3705.6581 | 542.4898 | 3705.6581
4958 | 527.4849 | 3754.4883 | 527.4849 | 3754.4883
4959 | 517.8553 | 3800.3013 | 517.8553 | 3800.3013
4960 | 511.9324 | 3840.5043 | 511.9324 | 3840.5043
4961 | 517.1488 | 3901.5749 | 517.1488 | 3901.5749
4962 | 526.2722 | 4005.6122 | 526.2722 | 4005.6122
4963 | 551.2966 | 4053.5326 | 551.2966 | 4053.5326
4964 | 571.9767 | 4077.6289 | 571.9767 | 4077.6289
4965 | 592.376 | 4057.1029 | 592.376 | 4057.1029
4966 | 613.5603 | 3997.7418 | 613.5603 | 3997.7418
4967 | 646.6655 | 3974.9452 | 646.6655 | 3974.9452
4968 | 649.7983 | 3947.9636 | 649.7983 | 3947.9636
4969 | 635.0001 | 3886.9565 | 635.0001 | 3886.9565
4970 | 646.1381 | 3779.2954 | 646.1381 | 3779.2954
4971 | 662.984 | 3625.0701 | 662.984 | 3625.0701
4972 | 697.2779 | 3454.9699 | 697.2779 | 3454.9699
4973 | 717.0913 | 3361.262 | 717.0913 | 3361.262
4974 | 704.7581 | 3284.2026 | 704.7581 | 3284.2026
4975 | 680.6389 | 3206.6819 | 680.6389 | 3206.6819
4976 | 663.5527 | 3163.0337 | 663.5527 | 3163.0337
4977 | 649.1879 | 3144.2352 | 649.1879 | 3144.2352
4978 | 628.952 | 3148.2437 | 628.952 | 3148.2437
4979 | 596.9417 | 3129.249 | 596.9417 | 3129.249
4980 | 565.7021 | 3099.8253 | 565.7021 | 3099.8253
4981 | 546.0648 | 3080.7185 | 546.0648 | 3080.7185
4982 | 533.0192 | 3068.6079 | 533.0192 | 3068.6079
4983 | 520.8229 | 3076.5287 | 520.8229 | 3076.5287
4984 | 517.9479 | 3106.0843 | 517.9479 | 3106.0843
4985 | 519.0329 | 3155.3175 | 519.0329 | 3155.3175
4986 | 527.5934 | 3234.1769 | 527.5934 | 3234.1769
4987 | 552.9373 | 3251.8461 | 552.9373 | 3251.8461
4988 | 571.6956 | 3275.4413 | 571.6956 | 3275.4413
4989 | 590.1007 | 3301.5133 | 590.1007 | 3301.5133
4990 | 616.3132 | 3387.3954 | 616.3132 | 3387.3954
4991 | 652.1916 | 3519.0486 | 652.1916 | 3519.0486
4992 | 650.5632 | 3589.6473 | 650.5632 | 3589.6473
4993 | 641.8568 | 3694.2386 | 641.8568 | 3694.2386
4994 | 646.8539 | 3771.1533 | 646.8539 | 3771.1533
4995 | 664.7363 | 3666.1565 | 664.7363 | 3666.1565
4996 | 700.1805 | 3547.9154 | 700.1805 | 3547.9154
4997 | 726.4848 | 3480.2624 | 726.4848 | 3480.2624
4998 | 712.9299 | 3419.8003 | 712.9299 | 3419.8003
4999 | 678.4968 | 3375.9755 | 678.4968 | 3375.9755
5000 | 659.8553 | 3366.8374 | 659.8553 | 3366.8374
5001 | 652.2311 | 3377.1627 | 652.2311 | 3377.1627
5002 | 632.0065 | 3473.2399 | 632.0065 | 3473.2399
5003 | 601.8113 | 3628.6747 | 601.8113 | 3628.6747
5004 | 570.4465 | 3696.6433 | 570.4465 | 3696.6433
5005 | 545.9751 | 3729.7087 | 545.9751 | 3729.7087
5006 | 530.479 | 3779.4784 | 530.479 | 3779.4784
5007 | 522.5451 | 3858.2983 | 522.5451 | 3858.2983
5008 | 517.6581 | 3935.7046 | 517.6581 | 3935.7046
5009 | 520.8785 | 3994.9589 | 520.8785 | 3994.9589
5010 | 531.982 | 4066.6782 | 531.982 | 4066.6782
5011 | 554.4607 | 4065.6206 | 554.4607 | 4065.6206
5012 | 581.0042 | 4080.4473 | 581.0042 | 4080.4473
5013 | 599.2762 | 4109.3377 | 599.2762 | 4109.3377
5014 | 618.0568 | 4120.6253 | 618.0568 | 4120.6253
5015 | 650.5651 | 4109.854 | 650.5651 | 4109.854
5016 | 648.5371 | 4096.2129 | 648.5371 | 4096.2129
5017 | 631.9758 | 4075.2902 | 631.9758 | 4075.2902
5018 | 634.6947 | 4034.7704 | 634.6947 | 4034.7704
5019 | 651.313 | 3878.4155 | 651.313 | 3878.4155
5020 | 691.4889 | 3598.835 | 691.4889 | 3598.835
5021 | 719.6552 | 3420.6996 | 719.6552 | 3420.6996
5022 | 708.4053 | 3267.3546 | 708.4053 | 3267.3546
5023 | 674.5637 | 3187.3286 | 674.5637 | 3187.3286
5024 | 661.0943 | 3160.3405 | 661.0943 | 3160.3405
5025 | 648.55 | 3191.3969 | 648.55 | 3191.3969
5026 | 626.9209 | 3384.2401 | 626.9209 | 3384.2401
5027 | 599.0477 | 3512.1796 | 599.0477 | 3512.1796
5028 | 566.7451 | 3523.5291 | 566.7451 | 3523.5291
5029 | 544.0723 | 3522.4602 | 544.0723 | 3522.4602
5030 | 533.3383 | 3546.9267 | 533.3383 | 3546.9267
5031 | 520.6499 | 3579.9628 | 520.6499 | 3579.9628
5032 | 514.7104 | 3605.5726 | 514.7104 | 3605.5726
5033 | 521.7869 | 3624.7426 | 521.7869 | 3624.7426
5034 | 535.5663 | 3652.7449 | 535.5663 | 3652.7449
5035 | 566.6119 | 3651.1236 | 566.6119 | 3651.1236
5036 | 603.7229 | 3619.7281 | 603.7229 | 3619.7281
5037 | 622.2211 | 3553.6061 | 622.2211 | 3553.6061
5038 | 638.7799 | 3476.9588 | 638.7799 | 3476.9588
5039 | 678.9778 | 3390.7161 | 678.9778 | 3390.7161
5040 | 674.5318 | 3302.8564 | 674.5318 | 3302.8564
5041 | 651.4234 | 3221.1183 | 651.4234 | 3221.1183
5042 | 652.7044 | 3133.4367 | 652.7044 | 3133.4367
5043 | 677.1213 | 3027.1247 | 677.1213 | 3027.1247
5044 | 715.0805 | 2922.412 | 715.0805 | 2922.412
5045 | 743.6593 | 2847.3685 | 743.6593 | 2847.3685
5046 | 737.6344 | 2784.8396 | 737.6344 | 2784.8396
5047 | 695.995 | 2729.6158 | 695.995 | 2729.6158
5048 | 680.0164 | 2695.5502 | 680.0164 | 2695.5502
5049 | 662.2547 | 2673.6202 | 662.2547 | 2673.6202
5050 | 639.5884 | 2684.0797 | 639.5884 | 2684.0797
5051 | 601.4741 | 2693.8331 | 601.4741 | 2693.8331
5052 | 571.5319 | 2693.0946 | 571.5319 | 2693.0946
5053 | 543.7515 | 2679.2489 | 543.7515 | 2679.2489
5054 | 532.1768 | 2699.4563 | 532.1768 | 2699.4563
5055 | 523.6577 | 2742.2004 | 523.6577 | 2742.2004
5056 | 518.595 | 2792.9882 | 518.595 | 2792.9882
5057 | 523.2573 | 2872.9109 | 523.2573 | 2872.9109
5058 | 540.1481 | 2989.0362 | 540.1481 | 2989.0362
5059 | 569.3721 | 3054.744 | 569.3721 | 3054.744
5060 | 611.199 | 3113.0998 | 611.199 | 3113.0998
5061 | 628.6216 | 3158.5876 | 628.6216 | 3158.5876
5062 | 645.2572 | 3202.9448 | 645.2572 | 3202.9448
5063 | 683.2405 | 3245.1599 | 683.2405 | 3245.1599
5064 | 675.5848 | 3292.6475 | 675.5848 | 3292.6475
5065 | 650.8857 | 3342.1854 | 650.8857 | 3342.1854
5066 | 654.8052 | 3379.1411 | 654.8052 | 3379.1411
5067 | 672.5198 | 3387.4452 | 672.5198 | 3387.4452
5068 | 709.809 | 3368.2875 | 709.809 | 3368.2875
5069 | 740.3517 | 3346.5436 | 740.3517 | 3346.5436
5070 | 725.339 | 3319.2763 | 725.339 | 3319.2763
5071 | 692.2022 | 3294.7421 | 692.2022 | 3294.7421
5072 | 675.685 | 3288.7356 | 675.685 | 3288.7356
5073 | 656.8576 | 3293.2988 | 656.8576 | 3293.2988
5074 | 631.8335 | 3314.0926 | 631.8335 | 3314.0926
5075 | 596.3848 | 3333.3033 | 596.3848 | 3333.3033
5076 | 562.8029 | 3364.2566 | 562.8029 | 3364.2566
5077 | 540.5209 | 3412.1657 | 540.5209 | 3412.1657
5078 | 525.6523 | 3462.2485 | 525.6523 | 3462.2485
5079 | 518.3212 | 3512.3205 | 518.3212 | 3512.3205
5080 | 511.5967 | 3559.9767 | 511.5967 | 3559.9767
5081 | 516.7571 | 3622.6131 | 516.7571 | 3622.6131
5082 | 531.2537 | 3723.0177 | 531.2537 | 3723.0177
5083 | 562.6659 | 3773.6313 | 562.6659 | 3773.6313
5084 | 601.8746 | 3820.3376 | 601.8746 | 3820.3376
5085 | 621.7954 | 3854.0507 | 621.7954 | 3854.0507
5086 | 640.1909 | 3878.8668 | 640.1909 | 3878.8668
5087 | 680.2265 | 3897.9707 | 680.2265 | 3897.9707
5088 | 675.6247 | 3914.8314 | 675.6247 | 3914.8314
5089 | 654.7542 | 3926.6024 | 654.7542 | 3926.6024
5090 | 659.6148 | 3909.0058 | 659.6148 | 3909.0058
5091 | 678.394 | 3826.0554 | 678.394 | 3826.0554
5092 | 710.4062 | 3678.3774 | 710.4062 | 3678.3774
5093 | 733.1993 | 3554.6063 | 733.1993 | 3554.6063
5094 | 725.5043 | 3463.0789 | 725.5043 | 3463.0789
5095 | 694.3491 | 3399.9635 | 694.3491 | 3399.9635
5096 | 677.4428 | 3372.9753 | 677.4428 | 3372.9753
5097 | 656.1929 | 3367.7053 | 656.1929 | 3367.7053
5098 | 634.9301 | 3400.5244 | 634.9301 | 3400.5244
5099 | 600.8798 | 3425.2467 | 600.8798 | 3425.2467
5100 | 572.3446 | 3419.3099 | 572.3446 | 3419.3099
5101 | 546.6109 | 3426.6963 | 546.6109 | 3426.6963
5102 | 535.3825 | 3451.0374 | 535.3825 | 3451.0374
5103 | 523.4447 | 3497.2262 | 523.4447 | 3497.2262
5104 | 516.5259 | 3571.8141 | 516.5259 | 3571.8141
5105 | 520.2783 | 3661.4448 | 520.2783 | 3661.4448
5106 | 534.5529 | 3780.8895 | 534.5529 | 3780.8895
5107 | 557.4275 | 3842.401 | 557.4275 | 3842.401
5108 | 587.3065 | 3889.4831 | 587.3065 | 3889.4831
5109 | 612.6818 | 3915.743 | 612.6818 | 3915.743
5110 | 629.5055 | 3931.6027 | 629.5055 | 3931.6027
5111 | 665.4696 | 3937.4288 | 665.4696 | 3937.4288
5112 | 669.7917 | 3943.7046 | 669.7917 | 3943.7046
5113 | 649.8173 | 3943.3251 | 649.8173 | 3943.3251
5114 | 656.1144 | 3894.2873 | 656.1144 | 3894.2873
5115 | 669.3545 | 3757.3483 | 669.3545 | 3757.3483
5116 | 702.1409 | 3547.0386 | 702.1409 | 3547.0386
5117 | 728.4867 | 3399.2169 | 728.4867 | 3399.2169
5118 | 722.1819 | 3305.3721 | 722.1819 | 3305.3721
5119 | 695.9818 | 3219.3961 | 695.9818 | 3219.3961
5120 | 678.372 | 3160.5284 | 678.372 | 3160.5284
5121 | 663.3514 | 3141.9179 | 663.3514 | 3141.9179
5122 | 641.3659 | 3259.5403 | 641.3659 | 3259.5403
5123 | 607.472 | 3401.7598 | 607.472 | 3401.7598
5124 | 575.9792 | 3324.4734 | 575.9792 | 3324.4734
5125 | 551.616 | 3284.805 | 551.616 | 3284.805
5126 | 539.6715 | 3240.9664 | 539.6715 | 3240.9664
5127 | 528.7551 | 3205.656 | 528.7551 | 3205.656
5128 | 522.2283 | 3152.5503 | 522.2283 | 3152.5503
5129 | 524.9108 | 3103.0566 | 524.9108 | 3103.0566
5130 | 535.9968 | 3113.676 | 535.9968 | 3113.676
5131 | 552.7274 | 3077.8265 | 552.7274 | 3077.8265
5132 | 576.4943 | 3052.3051 | 576.4943 | 3052.3051
5133 | 596.6321 | 3028.5762 | 596.6321 | 3028.5762
5134 | 620.0398 | 2968.1696 | 620.0398 | 2968.1696
5135 | 657.271 | 2894.0062 | 657.271 | 2894.0062
5136 | 662.614 | 2843.9728 | 662.614 | 2843.9728
5137 | 648.068 | 2782.4746 | 648.068 | 2782.4746
5138 | 646.7319 | 2706.4141 | 646.7319 | 2706.4141
5139 | 664.9905 | 2633.0734 | 664.9905 | 2633.0734
5140 | 697.9635 | 2579.2728 | 697.9635 | 2579.2728
5141 | 724.2613 | 2547.0032 | 724.2613 | 2547.0032
5142 | 714.8885 | 2509.7369 | 714.8885 | 2509.7369
5143 | 689.7055 | 2463.4496 | 689.7055 | 2463.4496
5144 | 674.1694 | 2428.5908 | 674.1694 | 2428.5908
5145 | 658.3973 | 2396.8781 | 658.3973 | 2396.8781
5146 | 641.2738 | 2383.2147 | 641.2738 | 2383.2147
5147 | 612.8421 | 2370.6407 | 612.8421 | 2370.6407
5148 | 583.7008 | 2379.8124 | 583.7008 | 2379.8124
5149 | 559.2779 | 2421.6536 | 559.2779 | 2421.6536
5150 | 545.0094 | 2478.2423 | 545.0094 | 2478.2423
5151 | 533.9464 | 2540.1962 | 533.9464 | 2540.1962
5152 | 530.6643 | 2603.2721 | 530.6643 | 2603.2721
5153 | 529.8082 | 2689.9727 | 529.8082 | 2689.9727
5154 | 538.831 | 2805.5206 | 538.831 | 2805.5206
5155 | 558.4141 | 2855.8646 | 558.4141 | 2855.8646
5156 | 583.1307 | 2890.1981 | 583.1307 | 2890.1981
5157 | 601.7641 | 2915.8008 | 601.7641 | 2915.8008
5158 | 621.6804 | 2940.1279 | 621.6804 | 2940.1279
5159 | 658.9614 | 2965.6009 | 658.9614 | 2965.6009
5160 | 658.9261 | 3029.3161 | 658.9261 | 3029.3161
5161 | 650.4572 | 3145.9227 | 650.4572 | 3145.9227
5162 | 650.3268 | 3164.1458 | 650.3268 | 3164.1458
5163 | 660.8128 | 3044.4541 | 660.8128 | 3044.4541
5164 | 695.2587 | 2973.6216 | 695.2587 | 2973.6216
5165 | 729.44 | 2926.0233 | 729.44 | 2926.0233
5166 | 717.4107 | 2885.8982 | 717.4107 | 2885.8982
5167 | 692.797 | 2849.83 | 692.797 | 2849.83
5168 | 671.7118 | 2829.509 | 671.7118 | 2829.509
5169 | 659.3082 | 2802.6018 | 659.3082 | 2802.6018
5170 | 638.8438 | 2775.7386 | 638.8438 | 2775.7386
5171 | 607.4431 | 2735.1838 | 607.4431 | 2735.1838
5172 | 580.4102 | 2697.8827 | 580.4102 | 2697.8827
5173 | 557.9862 | 2672.3872 | 557.9862 | 2672.3872
5174 | 542.6037 | 2654.4615 | 542.6037 | 2654.4615
5175 | 532.4838 | 2645.9155 | 532.4838 | 2645.9155
5176 | 528.519 | 2641.8372 | 528.519 | 2641.8372
5177 | 530.6953 | 2661.7484 | 530.6953 | 2661.7484
5178 | 542.3059 | 2719.1447 | 542.3059 | 2719.1447
5179 | 563.7194 | 2725.2057 | 563.7194 | 2725.2057
5180 | 592.3826 | 2725.8405 | 592.3826 | 2725.8405
5181 | 617.0992 | 2725.3479 | 617.0992 | 2725.3479
5182 | 638.4505 | 2724.5529 | 638.4505 | 2724.5529
5183 | 672.7803 | 2720.281 | 672.7803 | 2720.281
5184 | 671.5876 | 2730.8933 | 671.5876 | 2730.8933
5185 | 647.4451 | 2743.7879 | 647.4451 | 2743.7879
5186 | 648.8667 | 2737.8622 | 648.8667 | 2737.8622
5187 | 663.6576 | 2713.2449 | 663.6576 | 2713.2449
5188 | 697.8647 | 2676.0504 | 697.8647 | 2676.0504
5189 | 734.8609 | 2659.7177 | 734.8609 | 2659.7177
5190 | 726.357 | 2637.3544 | 726.357 | 2637.3544
5191 | 698.5089 | 2619.8388 | 698.5089 | 2619.8388
5192 | 682.5932 | 2618.4962 | 682.5932 | 2618.4962
5193 | 666.4227 | 2620.2999 | 666.4227 | 2620.2999
5194 | 643.8412 | 2635.0432 | 643.8412 | 2635.0432
5195 | 606.6991 | 2657.0805 | 606.6991 | 2657.0805
5196 | 574.9778 | 2689.9751 | 574.9778 | 2689.9751
5197 | 553.2366 | 2748.3616 | 553.2366 | 2748.3616
5198 | 539.3469 | 2844.8536 | 539.3469 | 2844.8536
5199 | 530.9119 | 2935.7616 | 530.9119 | 2935.7616
5200 | 525.6477 | 3001.0882 | 525.6477 | 3001.0882
5201 | 532.3697 | 3050.4402 | 532.3697 | 3050.4402
5202 | 549.8635 | 3122.9827 | 549.8635 | 3122.9827
5203 | 579.9259 | 3149.847 | 579.9259 | 3149.847
5204 | 618.3165 | 3152.3066 | 618.3165 | 3152.3066
5205 | 641.0315 | 3150.7191 | 641.0315 | 3150.7191
5206 | 659.3044 | 3167.2601 | 659.3044 | 3167.2601
5207 | 699.7937 | 3186.4071 | 699.7937 | 3186.4071
5208 | 691.8169 | 3208.9416 | 691.8169 | 3208.9416
5209 | 665.741 | 3207.9674 | 665.741 | 3207.9674
5210 | 666.9662 | 3166.5181 | 666.9662 | 3166.5181
5211 | 684.8565 | 3094.1507 | 684.8565 | 3094.1507
5212 | 718.4482 | 3044.8514 | 718.4482 | 3044.8514
5213 | 754.6966 | 3014.5891 | 754.6966 | 3014.5891
5214 | 748.6927 | 2963.6973 | 748.6927 | 2963.6973
5215 | 714.1385 | 2912.5438 | 714.1385 | 2912.5438
5216 | 693.1827 | 2881.1521 | 693.1827 | 2881.1521
5217 | 673.2056 | 2855.279 | 673.2056 | 2855.279
5218 | 648.0299 | 2861.263 | 648.0299 | 2861.263
5219 | 612.251 | 2904.7118 | 612.251 | 2904.7118
5220 | 581.4919 | 2937.9714 | 581.4919 | 2937.9714
5221 | 554.6069 | 2982.9757 | 554.6069 | 2982.9757
5222 | 541.6333 | 3082.9957 | 541.6333 | 3082.9957
5223 | 534.2859 | 3198.6 | 534.2859 | 3198.6
5224 | 528.9827 | 3288.1362 | 528.9827 | 3288.1362
5225 | 532.2006 | 3373.9243 | 532.2006 | 3373.9243
5226 | 548.0353 | 3473.5353 | 548.0353 | 3473.5353
5227 | 579.839 | 3525.035 | 579.839 | 3525.035
5228 | 616.6252 | 3562.1058 | 616.6252 | 3562.1058
5229 | 640.0719 | 3568.4259 | 640.0719 | 3568.4259
5230 | 655.7902 | 3534.7229 | 655.7902 | 3534.7229
5231 | 701.9709 | 3515.6698 | 701.9709 | 3515.6698
5232 | 694.1262 | 3509.1285 | 694.1262 | 3509.1285
5233 | 670.3181 | 3447.5087 | 670.3181 | 3447.5087
5234 | 670.8842 | 3329.2942 | 670.8842 | 3329.2942
5235 | 684.7189 | 3143.2998 | 684.7189 | 3143.2998
5236 | 717.8657 | 2946.0665 | 717.8657 | 2946.0665
5237 | 751.5067 | 2791.8973 | 751.5067 | 2791.8973
5238 | 743.2743 | 2703.4137 | 743.2743 | 2703.4137
5239 | 710.1128 | 2633.586 | 710.1128 | 2633.586
5240 | 690.4254 | 2576.9506 | 690.4254 | 2576.9506
5241 | 672.5564 | 2553.693 | 672.5564 | 2553.693
5242 | 650.1624 | 2590.5778 | 650.1624 | 2590.5778
5243 | 613.7682 | 2635.9731 | 613.7682 | 2635.9731
5244 | 579.6933 | 2650.6801 | 579.6933 | 2650.6801
5245 | 559.4528 | 2631.4499 | 559.4528 | 2631.4499
5246 | 543.4259 | 2597.0397 | 543.4259 | 2597.0397
5247 | 536.7111 | 2561.5468 | 536.7111 | 2561.5468
5248 | 530.2604 | 2534.5972 | 530.2604 | 2534.5972
5249 | 534.7402 | 2548.7297 | 534.7402 | 2548.7297
5250 | 554.2206 | 2608.4374 | 554.2206 | 2608.4374
5251 | 579.5498 | 2608.0507 | 579.5498 | 2608.0507
5252 | 618.1652 | 2603.8192 | 618.1652 | 2603.8192
5253 | 641.5573 | 2600.2852 | 641.5573 | 2600.2852
5254 | 660.1755 | 2607.4587 | 660.1755 | 2607.4587
5255 | 697.2512 | 2599.9021 | 697.2512 | 2599.9021
5256 | 691.9772 | 2595.9764 | 691.9772 | 2595.9764
5257 | 668.853 | 2596.0972 | 668.853 | 2596.0972
5258 | 671.568 | 2554.4046 | 671.568 | 2554.4046
5259 | 684.9252 | 2496.6967 | 684.9252 | 2496.6967
5260 | 718.4845 | 2456.1566 | 718.4845 | 2456.1566
5261 | 749.8593 | 2421.2106 | 749.8593 | 2421.2106
5262 | 750.8598 | 2386.3775 | 750.8598 | 2386.3775
5263 | 711.897 | 2362.9007 | 711.897 | 2362.9007
5264 | 685.1189 | 2354.3196 | 685.1189 | 2354.3196
5265 | 668.3602 | 2348.0331 | 668.3602 | 2348.0331
5266 | 646.2308 | 2401.0981 | 646.2308 | 2401.0981
5267 | 611.5175 | 2508.0515 | 611.5175 | 2508.0515
5268 | 580.491 | 2557.6739 | 580.491 | 2557.6739
5269 | 557.9243 | 2583.7606 | 557.9243 | 2583.7606
5270 | 542.8017 | 2599.2903 | 542.8017 | 2599.2903
5271 | 535.78 | 2604.4307 | 535.78 | 2604.4307
5272 | 531.3779 | 2622.3113 | 531.3779 | 2622.3113
5273 | 533.9533 | 2697.9411 | 533.9533 | 2697.9411
5274 | 545.9549 | 2852.2366 | 545.9549 | 2852.2366
5275 | 569.1727 | 2964.9295 | 569.1727 | 2964.9295
5276 | 598.2304 | 3053.2784 | 598.2304 | 3053.2784
5277 | 623.5334 | 3131.1324 | 623.5334 | 3131.1324
5278 | 648.5487 | 3181.8589 | 648.5487 | 3181.8589
5279 | 683.2599 | 3208.6093 | 683.2599 | 3208.6093
5280 | 683.3617 | 3233.0904 | 683.3617 | 3233.0904
5281 | 660.0399 | 3260.6446 | 660.0399 | 3260.6446
5282 | 663.9544 | 3230.3877 | 663.9544 | 3230.3877
5283 | 671.7371 | 3078.3354 | 671.7371 | 3078.3354
5284 | 710.2593 | 2932.6843 | 710.2593 | 2932.6843
5285 | 744.9519 | 2820.8515 | 744.9519 | 2820.8515
5286 | 735.4435 | 2741.553 | 735.4435 | 2741.553
5287 | 704.3779 | 2673.8542 | 704.3779 | 2673.8542
5288 | 685.5731 | 2647.2071 | 685.5731 | 2647.2071
5289 | 671.5309 | 2633.6212 | 671.5309 | 2633.6212
5290 | 649.6872 | 2635.5298 | 649.6872 | 2635.5298
5291 | 616.3759 | 2630.681 | 616.3759 | 2630.681
5292 | 584.1532 | 2630.8501 | 584.1532 | 2630.8501
5293 | 561.0258 | 2646.9002 | 561.0258 | 2646.9002
5294 | 545.4319 | 2668.9386 | 545.4319 | 2668.9386
5295 | 534.7201 | 2697.0719 | 534.7201 | 2697.0719
5296 | 529.8518 | 2721.7045 | 529.8518 | 2721.7045
5297 | 530.1674 | 2762.7231 | 530.1674 | 2762.7231
5298 | 542.8956 | 2834.9006 | 542.8956 | 2834.9006
5299 | 559.1277 | 2849.4776 | 559.1277 | 2849.4776
5300 | 578.3934 | 2855.1003 | 578.3934 | 2855.1003
5301 | 609.8312 | 2844.9968 | 609.8312 | 2844.9968
5302 | 627.5287 | 2824.0678 | 627.5287 | 2824.0678
5303 | 667.533 | 2799.1751 | 667.533 | 2799.1751
5304 | 661.5327 | 2779.4341 | 661.5327 | 2779.4341
5305 | 643.5696 | 2758.5083 | 643.5696 | 2758.5083
5306 | 646.8741 | 2734.8817 | 646.8741 | 2734.8817
5307 | 660.2566 | 2706.0672 | 660.2566 | 2706.0672
5308 | 683.2285 | 2656.8895 | 683.2285 | 2656.8895
5309 | 721.549 | 2620.3619 | 721.549 | 2620.3619
5310 | 716.9614 | 2583.1565 | 716.9614 | 2583.1565
5311 | 691.7944 | 2537.5383 | 691.7944 | 2537.5383
5312 | 674.2557 | 2506.7549 | 674.2557 | 2506.7549
5313 | 659.3268 | 2489.5802 | 659.3268 | 2489.5802
5314 | 639.8372 | 2498.3623 | 639.8372 | 2498.3623
5315 | 608.9654 | 2503.1244 | 608.9654 | 2503.1244
5316 | 577.4599 | 2509.498 | 577.4599 | 2509.498
5317 | 555.6658 | 2529.9885 | 555.6658 | 2529.9885
5318 | 542.9256 | 2555.0075 | 542.9256 | 2555.0075
5319 | 531.4994 | 2584.6615 | 531.4994 | 2584.6615
5320 | 526.3715 | 2616.776 | 526.3715 | 2616.776
5321 | 527.4802 | 2678.4761 | 527.4802 | 2678.4761
5322 | 536.3876 | 2774.9241 | 536.3876 | 2774.9241
5323 | 551.6371 | 2816.6304 | 551.6371 | 2816.6304
5324 | 568.9163 | 2850.8423 | 568.9163 | 2850.8423
5325 | 597.8894 | 2871.5179 | 597.8894 | 2871.5179
5326 | 619.0347 | 2884.6526 | 619.0347 | 2884.6526
5327 | 658.4849 | 2893.4587 | 658.4849 | 2893.4587
5328 | 658.7434 | 2903.5235 | 658.7434 | 2903.5235
5329 | 644.0606 | 2902.9751 | 644.0606 | 2902.9751
5330 | 643.7253 | 2850.6984 | 643.7253 | 2850.6984
5331 | 649.8204 | 2684.7773 | 649.8204 | 2684.7773
5332 | 673.7249 | 2551.8393 | 673.7249 | 2551.8393
5333 | 710.1744 | 2454.3011 | 710.1744 | 2454.3011
5334 | 706.4598 | 2384.5526 | 706.4598 | 2384.5526
5335 | 678.7349 | 2339.0561 | 678.7349 | 2339.0561
5336 | 659.3736 | 2325.0613 | 659.3736 | 2325.0613
5337 | 640.3887 | 2324.1885 | 640.3887 | 2324.1885
5338 | 620.5843 | 2339.1142 | 620.5843 | 2339.1142
5339 | 589.8294 | 2335.7862 | 589.8294 | 2335.7862
5340 | 558.4811 | 2322.8772 | 558.4811 | 2322.8772
5341 | 536.8827 | 2315.2044 | 536.8827 | 2315.2044
5342 | 524.4419 | 2312.0599 | 524.4419 | 2312.0599
5343 | 514.8637 | 2323.1005 | 514.8637 | 2323.1005
5344 | 510.941 | 2349.6188 | 510.941 | 2349.6188
5345 | 514.2105 | 2410.6498 | 514.2105 | 2410.6498
5346 | 526.0079 | 2513.8497 | 526.0079 | 2513.8497
5347 | 546.038 | 2566.0185 | 546.038 | 2566.0185
5348 | 570.8644 | 2610.7536 | 570.8644 | 2610.7536
5349 | 601.133 | 2639.9452 | 601.133 | 2639.9452
5350 | 620.3006 | 2671.45 | 620.3006 | 2671.45
5351 | 658.8537 | 2706.5947 | 658.8537 | 2706.5947
5352 | 652.0098 | 2746.9519 | 652.0098 | 2746.9519
5353 | 632.364 | 2784.8469 | 632.364 | 2784.8469
5354 | 636.5182 | 2793.5808 | 636.5182 | 2793.5808
5355 | 646.1722 | 2752.844 | 646.1722 | 2752.844
5356 | 675.4229 | 2672.7048 | 675.4229 | 2672.7048
5357 | 715.6461 | 2604.4249 | 715.6461 | 2604.4249
5358 | 717.9317 | 2541.0026 | 717.9317 | 2541.0026
5359 | 689.1372 | 2480.4207 | 689.1372 | 2480.4207
5360 | 671.9812 | 2447.3258 | 671.9812 | 2447.3258
5361 | 656.2957 | 2439.5186 | 656.2957 | 2439.5186
5362 | 637.5528 | 2470.6855 | 637.5528 | 2470.6855
5363 | 598.4846 | 2529.828 | 598.4846 | 2529.828
5364 | 565.8454 | 2557.4305 | 565.8454 | 2557.4305
5365 | 541.2443 | 2589.1135 | 541.2443 | 2589.1135
5366 | 532.5387 | 2624.1691 | 532.5387 | 2624.1691
5367 | 520.8461 | 2653.5798 | 520.8461 | 2653.5798
5368 | 516.5633 | 2683.2003 | 516.5633 | 2683.2003
5369 | 523.775 | 2746.7253 | 523.775 | 2746.7253
5370 | 541.5316 | 2860.4484 | 541.5316 | 2860.4484
5371 | 569.6138 | 2917.7268 | 569.6138 | 2917.7268
5372 | 606.6183 | 2955.2842 | 606.6183 | 2955.2842
5373 | 628.4417 | 2968.478 | 628.4417 | 2968.478
5374 | 643.8124 | 3008.8028 | 643.8124 | 3008.8028
5375 | 684.4833 | 3054.8358 | 684.4833 | 3054.8358
5376 | 678.998 | 3092.8207 | 678.998 | 3092.8207
5377 | 652.9583 | 3114.1704 | 652.9583 | 3114.1704
5378 | 652.9049 | 3027.7083 | 652.9049 | 3027.7083
5379 | 669.9633 | 2833.3805 | 669.9633 | 2833.3805
5380 | 697.4428 | 2658.7752 | 697.4428 | 2658.7752
5381 | 743.3471 | 2499.3139 | 743.3471 | 2499.3139
5382 | 743.0806 | 2343.6153 | 743.0806 | 2343.6153
5383 | 712.6753 | 2227.3756 | 712.6753 | 2227.3756
5384 | 696.8893 | 2175.9107 | 696.8893 | 2175.9107
5385 | 674.2066 | 2160.0133 | 674.2066 | 2160.0133
5386 | 649.363 | 2240.816 | 649.363 | 2240.816
5387 | 611.7292 | 2341.9299 | 611.7292 | 2341.9299
5388 | 577.2883 | 2347.6951 | 577.2883 | 2347.6951
5389 | 551.3594 | 2338.8665 | 551.3594 | 2338.8665
5390 | 538.5756 | 2337.4252 | 538.5756 | 2337.4252
5391 | 529.8401 | 2322.9789 | 529.8401 | 2322.9789
5392 | 525.7075 | 2281.0046 | 525.7075 | 2281.0046
5393 | 527.5767 | 2273.604 | 527.5767 | 2273.604
5394 | 547.5641 | 2329.3579 | 547.5641 | 2329.3579
5395 | 575.9022 | 2395.6997 | 575.9022 | 2395.6997
5396 | 617.7432 | 2520.8496 | 617.7432 | 2520.8496
5397 | 641.0859 | 2601.8059 | 641.0859 | 2601.8059
5398 | 653.2832 | 2646.5104 | 653.2832 | 2646.5104
5399 | 691.39 | 2664.9274 | 691.39 | 2664.9274
5400 | 680.6337 | 2646.8896 | 680.6337 | 2646.8896
5401 | 654.9126 | 2587.2163 | 654.9126 | 2587.2163
5402 | 652.7363 | 2444.0623 | 652.7363 | 2444.0623
5403 | 664.0344 | 2320.1734 | 664.0344 | 2320.1734
5404 | 690.3504 | 2202.1383 | 690.3504 | 2202.1383
5405 | 734.8595 | 2102.7144 | 734.8595 | 2102.7144
5406 | 740.7189 | 2015.7516 | 740.7189 | 2015.7516
5407 | 707.6224 | 1948.7219 | 707.6224 | 1948.7219
5408 | 683.6864 | 1926.8803 | 683.6864 | 1926.8803
5409 | 668.7498 | 1914.9367 | 668.7498 | 1914.9367
5410 | 643.7837 | 1936.5536 | 643.7837 | 1936.5536
5411 | 607.1349 | 1961.8756 | 607.1349 | 1961.8756
5412 | 572.007 | 1966.546 | 572.007 | 1966.546
5413 | 548.9902 | 1988.6789 | 548.9902 | 1988.6789
5414 | 532.0938 | 2012.0555 | 532.0938 | 2012.0555
5415 | 522.4138 | 2042.3786 | 522.4138 | 2042.3786
5416 | 517.4068 | 2074.2498 | 517.4068 | 2074.2498
5417 | 523.3089 | 2127.1299 | 523.3089 | 2127.1299
5418 | 540.7256 | 2216.0351 | 540.7256 | 2216.0351
5419 | 562.5164 | 2244.6026 | 562.5164 | 2244.6026
5420 | 603.0123 | 2260.1402 | 603.0123 | 2260.1402
5421 | 628.789 | 2259.0394 | 628.789 | 2259.0394
5422 | 645.8404 | 2250.5192 | 645.8404 | 2250.5192
5423 | 684.9791 | 2244.9699 | 684.9791 | 2244.9699
5424 | 673.2442 | 2267.3828 | 673.2442 | 2267.3828
5425 | 647.0358 | 2306.4944 | 647.0358 | 2306.4944
5426 | 649.3385 | 2284.0235 | 649.3385 | 2284.0235
5427 | 663.7125 | 2193.4076 | 663.7125 | 2193.4076
5428 | 683.5573 | 2089.5454 | 683.5573 | 2089.5454
5429 | 723.9988 | 1996.6302 | 723.9988 | 1996.6302
5430 | 733.1001 | 1935.0935 | 733.1001 | 1935.0935
5431 | 697.8239 | 1886.5556 | 697.8239 | 1886.5556
5432 | 677.4243 | 1853.704 | 677.4243 | 1853.704
5433 | 661.5017 | 1825.9452 | 661.5017 | 1825.9452
5434 | 638.2244 | 1831.8684 | 638.2244 | 1831.8684
5435 | 601.1324 | 1846.4238 | 601.1324 | 1846.4238
5436 | 569.8489 | 1804.7431 | 569.8489 | 1804.7431
5437 | 547.0824 | 1789.1626 | 547.0824 | 1789.1626
5438 | 535.8646 | 1793.7433 | 535.8646 | 1793.7433
5439 | 524.9749 | 1789.5161 | 524.9749 | 1789.5161
5440 | 517.4399 | 1793.4671 | 517.4399 | 1793.4671
5441 | 520.9244 | 1827.2471 | 520.9244 | 1827.2471
5442 | 531.88 | 1895.3491 | 531.88 | 1895.3491
5443 | 547.8448 | 1914.0017 | 547.8448 | 1914.0017
5444 | 580.6546 | 1929.1135 | 580.6546 | 1929.1135
5445 | 606.3804 | 1937.1977 | 606.3804 | 1937.1977
5446 | 627.2953 | 1946.9868 | 627.2953 | 1946.9868
5447 | 663.3782 | 1957.6178 | 663.3782 | 1957.6178
5448 | 662.3608 | 1976.1985 | 662.3608 | 1976.1985
5449 | 642.5694 | 1992.1346 | 642.5694 | 1992.1346
5450 | 647.6971 | 1975.8681 | 647.6971 | 1975.8681
5451 | 651.4215 | 1942.674 | 651.4215 | 1942.674
5452 | 670.3714 | 1886.5011 | 670.3714 | 1886.5011
5453 | 708.4246 | 1836.6521 | 708.4246 | 1836.6521
5454 | 716.0107 | 1807.9627 | 716.0107 | 1807.9627
5455 | 686.9474 | 1788.8656 | 686.9474 | 1788.8656
5456 | 664.5596 | 1785.5765 | 664.5596 | 1785.5765
5457 | 646.8494 | 1786.8935 | 646.8494 | 1786.8935
5458 | 629.8129 | 1807.9021 | 629.8129 | 1807.9021
5459 | 599.0852 | 1823.7957 | 599.0852 | 1823.7957
5460 | 569.2879 | 1842.9432 | 569.2879 | 1842.9432
5461 | 545.4216 | 1875.7819 | 545.4216 | 1875.7819
5462 | 530.8117 | 1911.7499 | 530.8117 | 1911.7499
5463 | 520.7455 | 1953.4479 | 520.7455 | 1953.4479
5464 | 516.642 | 1997.9105 | 516.642 | 1997.9105
5465 | 517.7952 | 2064.0511 | 517.7952 | 2064.0511
5466 | 529.856 | 2166.0952 | 529.856 | 2166.0952
5467 | 538.0586 | 2217.5949 | 538.0586 | 2217.5949
5468 | 561.6702 | 2261.4176 | 561.6702 | 2261.4176
5469 | 586.2024 | 2290.2442 | 586.2024 | 2290.2442
5470 | 606.2651 | 2312.8681 | 606.2651 | 2312.8681
5471 | 645.8045 | 2332.2583 | 645.8045 | 2332.2583
5472 | 649.4143 | 2361.119 | 649.4143 | 2361.119
5473 | 629.6536 | 2380.0356 | 629.6536 | 2380.0356
5474 | 630.9935 | 2360.7886 | 630.9935 | 2360.7886
5475 | 638.5929 | 2311.1709 | 638.5929 | 2311.1709
5476 | 659.4595 | 2243.8664 | 659.4595 | 2243.8664
5477 | 702.5522 | 2185.0149 | 702.5522 | 2185.0149
5478 | 701.0382 | 2148.4178 | 701.0382 | 2148.4178
5479 | 673.9769 | 2128.7732 | 673.9769 | 2128.7732
5480 | 659.3718 | 2123.6593 | 659.3718 | 2123.6593
5481 | 644.3977 | 2115.0005 | 644.3977 | 2115.0005
5482 | 624.2311 | 2119.8288 | 624.2311 | 2119.8288
5483 | 592.0129 | 2128.9097 | 592.0129 | 2128.9097
5484 | 563.8057 | 2128.4097 | 563.8057 | 2128.4097
5485 | 543.4486 | 2135.1531 | 543.4486 | 2135.1531
5486 | 528.8813 | 2142.9576 | 528.8813 | 2142.9576
5487 | 520.4897 | 2151.4435 | 520.4897 | 2151.4435
5488 | 514.2759 | 2162.6331 | 514.2759 | 2162.6331
5489 | 517.5276 | 2211.7418 | 517.5276 | 2211.7418
5490 | 525.9612 | 2304.7225 | 525.9612 | 2304.7225
5491 | 536.5133 | 2350.5652 | 536.5133 | 2350.5652
5492 | 557.4562 | 2403.5122 | 557.4562 | 2403.5122
5493 | 582.768 | 2468.4098 | 582.768 | 2468.4098
5494 | 605.7179 | 2556.4848 | 605.7179 | 2556.4848
5495 | 637.7242 | 2657.3847 | 637.7242 | 2657.3847
5496 | 640.4196 | 2740.7474 | 640.4196 | 2740.7474
5497 | 623.7175 | 2794.2753 | 623.7175 | 2794.2753
5498 | 623.7858 | 2691.8153 | 623.7858 | 2691.8153
5499 | 632.6107 | 2539.5805 | 632.6107 | 2539.5805
5500 | 654.987 | 2436.1442 | 654.987 | 2436.1442
5501 | 700.5667 | 2370.7232 | 700.5667 | 2370.7232
5502 | 703.1194 | 2325.9143 | 703.1194 | 2325.9143
5503 | 674.7132 | 2300.2477 | 674.7132 | 2300.2477
5504 | 654.5003 | 2295.8638 | 654.5003 | 2295.8638
5505 | 646.1447 | 2289.3948 | 646.1447 | 2289.3948
5506 | 622.2814 | 2290.2084 | 622.2814 | 2290.2084
5507 | 592.7373 | 2357.6235 | 592.7373 | 2357.6235
5508 | 561.8166 | 2437.295 | 561.8166 | 2437.295
5509 | 541.7806 | 2477.2505 | 541.7806 | 2477.2505
5510 | 527.6143 | 2532.9877 | 527.6143 | 2532.9877
5511 | 519.1288 | 2626.8154 | 519.1288 | 2626.8154
5512 | 513.5849 | 2722.9211 | 513.5849 | 2722.9211
5513 | 517.0347 | 2824.1595 | 517.0347 | 2824.1595
5514 | 530.5686 | 2943.6005 | 530.5686 | 2943.6005
5515 | 544.8867 | 2975.8785 | 544.8867 | 2975.8785
5516 | 576.7689 | 2979.1897 | 576.7689 | 2979.1897
5517 | 599.4814 | 2953.3926 | 599.4814 | 2953.3926
5518 | 615.5585 | 2957.8288 | 615.5585 | 2957.8288
5519 | 650.3442 | 2997.7182 | 650.3442 | 2997.7182
5520 | 649.1361 | 3076.7621 | 649.1361 | 3076.7621
5521 | 631.7231 | 3130.7157 | 631.7231 | 3130.7157
5522 | 630.7202 | 3034.7644 | 630.7202 | 3034.7644
5523 | 640.7813 | 2897.9191 | 640.7813 | 2897.9191
5524 | 661.6109 | 2750.2607 | 661.6109 | 2750.2607
5525 | 707.3563 | 2629.4861 | 707.3563 | 2629.4861
5526 | 714.0072 | 2543.1316 | 714.0072 | 2543.1316
5527 | 680.7624 | 2473.8513 | 680.7624 | 2473.8513
5528 | 666.0263 | 2443.4937 | 666.0263 | 2443.4937
5529 | 646.9744 | 2432.5234 | 646.9744 | 2432.5234
5530 | 627.5833 | 2443.8603 | 627.5833 | 2443.8603
5531 | 590.9553 | 2469.6081 | 590.9553 | 2469.6081
5532 | 555.8024 | 2484.6801 | 555.8024 | 2484.6801
5533 | 533.7861 | 2507.1172 | 533.7861 | 2507.1172
5534 | 523.7049 | 2534.1434 | 523.7049 | 2534.1434
5535 | 516.2964 | 2569.8195 | 516.2964 | 2569.8195
5536 | 509.7704 | 2617.7492 | 509.7704 | 2617.7492
5537 | 515.4397 | 2699.1577 | 515.4397 | 2699.1577
5538 | 531.8912 | 2823.2824 | 531.8912 | 2823.2824
5539 | 555.3859 | 2900.2691 | 555.3859 | 2900.2691
5540 | 596.5078 | 2967.389 | 596.5078 | 2967.389
5541 | 618.5562 | 3010.936 | 618.5562 | 3010.936
5542 | 637.8622 | 3031.4917 | 637.8622 | 3031.4917
5543 | 674.0157 | 3072.7801 | 674.0157 | 3072.7801
5544 | 664.1036 | 3120.4975 | 664.1036 | 3120.4975
5545 | 640.8845 | 3151.0323 | 640.8845 | 3151.0323
5546 | 645.7512 | 3080.1422 | 645.7512 | 3080.1422
5547 | 655.2074 | 2945.8517 | 655.2074 | 2945.8517
5548 | 673.91 | 2789.9815 | 673.91 | 2789.9815
5549 | 720.4139 | 2671.0318 | 720.4139 | 2671.0318
5550 | 733.6162 | 2574.4581 | 733.6162 | 2574.4581
5551 | 698.3763 | 2502.3797 | 698.3763 | 2502.3797
5552 | 676.8366 | 2468.6157 | 676.8366 | 2468.6157
5553 | 659.5297 | 2441.4651 | 659.5297 | 2441.4651
5554 | 633.1722 | 2420.3198 | 633.1722 | 2420.3198
5555 | 596.7857 | 2408.6583 | 596.7857 | 2408.6583
5556 | 561.6496 | 2407.185 | 561.6496 | 2407.185
5557 | 537.307 | 2426.3982 | 537.307 | 2426.3982
5558 | 526.354 | 2486.6366 | 526.354 | 2486.6366
5559 | 517.9925 | 2623.6524 | 517.9925 | 2623.6524
5560 | 512.6826 | 2766.4132 | 512.6826 | 2766.4132
5561 | 518.8967 | 2850.3156 | 518.8967 | 2850.3156
5562 | 535.3105 | 2897.9186 | 535.3105 | 2897.9186
5563 | 560.9246 | 2901.729 | 560.9246 | 2901.729
5564 | 599.4317 | 2909.0548 | 599.4317 | 2909.0548
5565 | 623.1461 | 2918.7205 | 623.1461 | 2918.7205
5566 | 640.0337 | 2917.7431 | 640.0337 | 2917.7431
5567 | 678.3625 | 2901.6097 | 678.3625 | 2901.6097
5568 | 673.139 | 2876.0292 | 673.139 | 2876.0292
5569 | 645.4337 | 2830.8938 | 645.4337 | 2830.8938
5570 | 646.7134 | 2733.4826 | 646.7134 | 2733.4826
5571 | 655.8545 | 2632.5868 | 655.8545 | 2632.5868
5572 | 675.3418 | 2522.6418 | 675.3418 | 2522.6418
5573 | 721.8877 | 2428.5708 | 721.8877 | 2428.5708
5574 | 730.0964 | 2339.8439 | 730.0964 | 2339.8439
5575 | 695.9128 | 2257.7289 | 695.9128 | 2257.7289
5576 | 672.0362 | 2199.3295 | 672.0362 | 2199.3295
5577 | 654.1831 | 2138.8451 | 654.1831 | 2138.8451
5578 | 630.5113 | 2090.388 | 630.5113 | 2090.388
5579 | 593.1601 | 2039.4315 | 593.1601 | 2039.4315
5580 | 564.1508 | 1986.8017 | 564.1508 | 1986.8017
5581 | 539.8332 | 1949.8706 | 539.8332 | 1949.8706
5582 | 530.8765 | 1927.5044 | 530.8765 | 1927.5044
5583 | 518.1918 | 1923.3988 | 518.1918 | 1923.3988
5584 | 512.1658 | 1932.5811 | 512.1658 | 1932.5811
5585 | 518.8706 | 1963.563 | 518.8706 | 1963.563
5586 | 533.8154 | 2028.6236 | 533.8154 | 2028.6236
5587 | 554.9875 | 2038.8818 | 554.9875 | 2038.8818
5588 | 595.8692 | 2045.5385 | 595.8692 | 2045.5385
5589 | 616.4096 | 2046.9316 | 616.4096 | 2046.9316
5590 | 633.2614 | 2051.6112 | 633.2614 | 2051.6112
5591 | 677.8831 | 2058.5925 | 677.8831 | 2058.5925
5592 | 675.569 | 2074.3143 | 675.569 | 2074.3143
5593 | 648.4007 | 2081.8561 | 648.4007 | 2081.8561
5594 | 643.0872 | 2052.8157 | 643.0872 | 2052.8157
5595 | 654.4916 | 2003.8063 | 654.4916 | 2003.8063
5596 | 671.7081 | 1948.4242 | 671.7081 | 1948.4242
5597 | 711.7484 | 1914.2689 | 711.7484 | 1914.2689
5598 | 723.5069 | 1880.5915 | 723.5069 | 1880.5915
5599 | 696.0491 | 1841.786 | 696.0491 | 1841.786
5600 | 670.1587 | 1816.2339 | 670.1587 | 1816.2339
5601 | 653.7102 | 1794.7403 | 653.7102 | 1794.7403
5602 | 628.9185 | 1803.4616 | 628.9185 | 1803.4616
5603 | 594.2017 | 1793.3817 | 594.2017 | 1793.3817
5604 | 565.9303 | 1784.3657 | 565.9303 | 1784.3657
5605 | 543.8655 | 1802.5448 | 543.8655 | 1802.5448
5606 | 530.1274 | 1836.7488 | 530.1274 | 1836.7488
5607 | 519.727 | 1935.8077 | 519.727 | 1935.8077
5608 | 515.6799 | 2067.6804 | 515.6799 | 2067.6804
5609 | 517.0436 | 2138.5656 | 517.0436 | 2138.5656
5610 | 531.8772 | 2159.2216 | 531.8772 | 2159.2216
5611 | 546.6286 | 2164.0661 | 546.6286 | 2164.0661
5612 | 580.2926 | 2190.857 | 580.2926 | 2190.857
5613 | 605.8406 | 2211.4717 | 605.8406 | 2211.4717
5614 | 625.4685 | 2227.4653 | 625.4685 | 2227.4653
5615 | 660.6203 | 2252.6343 | 660.6203 | 2252.6343
5616 | 657.2417 | 2254.4264 | 657.2417 | 2254.4264
5617 | 642.0134 | 2227.2961 | 642.0134 | 2227.2961
5618 | 645.0185 | 2080.3709 | 645.0185 | 2080.3709
5619 | 653.8712 | 1968.8909 | 653.8712 | 1968.8909
5620 | 666.598 | 1887.5352 | 666.598 | 1887.5352
5621 | 704.7686 | 1853.5624 | 704.7686 | 1853.5624
5622 | 716.142 | 1851.6373 | 716.142 | 1851.6373
5623 | 686.83 | 1851.701 | 686.83 | 1851.701
5624 | 658.8712 | 1862.0983 | 658.8712 | 1862.0983
5625 | 639.4693 | 1869.6198 | 639.4693 | 1869.6198
5626 | 621.7469 | 1894.7647 | 621.7469 | 1894.7647
5627 | 593.4811 | 1967.2285 | 593.4811 | 1967.2285
5628 | 563.5382 | 2033.7611 | 563.5382 | 2033.7611
5629 | 542.2312 | 2065.0182 | 542.2312 | 2065.0182
5630 | 529.4002 | 2083.2244 | 529.4002 | 2083.2244
5631 | 519.708 | 2116.6498 | 519.708 | 2116.6498
5632 | 512.6786 | 2170.4191 | 512.6786 | 2170.4191
5633 | 514.4103 | 2229.3211 | 514.4103 | 2229.3211
5634 | 523.2911 | 2295.0509 | 523.2911 | 2295.0509
5635 | 532.4162 | 2288.1556 | 532.4162 | 2288.1556
5636 | 558.3043 | 2275.5906 | 558.3043 | 2275.5906
5637 | 581.4351 | 2254.4164 | 581.4351 | 2254.4164
5638 | 597.1352 | 2236.8937 | 597.1352 | 2236.8937
5639 | 635.6652 | 2224.5925 | 635.6652 | 2224.5925
5640 | 630.0929 | 2222.8566 | 630.0929 | 2222.8566
5641 | 615.4527 | 2203.2082 | 615.4527 | 2203.2082
5642 | 614.9682 | 2111.2715 | 614.9682 | 2111.2715
5643 | 621.6809 | 2034.0379 | 621.6809 | 2034.0379
5644 | 636.8425 | 1934.9203 | 636.8425 | 1934.9203
5645 | 672.0516 | 1862.5649 | 672.0516 | 1862.5649
5646 | 681.4243 | 1840.5057 | 681.4243 | 1840.5057
5647 | 657.1726 | 1832.1752 | 657.1726 | 1832.1752
5648 | 644.1928 | 1834.1173 | 644.1928 | 1834.1173
5649 | 626.2711 | 1827.9525 | 626.2711 | 1827.9525
5650 | 607.251 | 1848.6569 | 607.251 | 1848.6569
5651 | 576.1627 | 1957.2527 | 576.1627 | 1957.2527
5652 | 548.9399 | 1976.6434 | 548.9399 | 1976.6434
5653 | 528.4859 | 1912.0963 | 528.4859 | 1912.0963
5654 | 516.32 | 1912.7839 | 516.32 | 1912.7839
5655 | 507.7726 | 1925.2236 | 507.7726 | 1925.2236
5656 | 497.7855 | 1932.946 | 497.7855 | 1932.946
5657 | 501.619 | 1964.5971 | 501.619 | 1964.5971
5658 | 508.8199 | 2035.3755 | 508.8199 | 2035.3755
5659 | 517.8106 | 2080.0625 | 517.8106 | 2080.0625
5660 | 542.1308 | 2206.8548 | 542.1308 | 2206.8548
5661 | 561.1383 | 2346.3886 | 561.1383 | 2346.3886
5662 | 586.4764 | 2390.6673 | 586.4764 | 2390.6673
5663 | 618.161 | 2335.8472 | 618.161 | 2335.8472
5664 | 611.0348 | 2315.0113 | 611.0348 | 2315.0113
5665 | 598.269 | 2310.4482 | 598.269 | 2310.4482
5666 | 598.6914 | 2211.5163 | 598.6914 | 2211.5163
5667 | 608.6845 | 2063.7828 | 608.6845 | 2063.7828
5668 | 626.8029 | 1916.8543 | 626.8029 | 1916.8543
5669 | 669.7654 | 1811.226 | 669.7654 | 1811.226
5670 | 679.4398 | 1742.4508 | 679.4398 | 1742.4508
5671 | 656.5335 | 1684.7278 | 656.5335 | 1684.7278
5672 | 636.4748 | 1651.9979 | 636.4748 | 1651.9979
5673 | 620.3358 | 1628.497 | 620.3358 | 1628.497
5674 | 600.132 | 1659.0556 | 600.132 | 1659.0556
5675 | 570.9675 | 1740.2179 | 570.9675 | 1740.2179
5676 | 545.8945 | 1744.3408 | 545.8945 | 1744.3408
5677 | 523.8001 | 1725.8405 | 523.8001 | 1725.8405
5678 | 511.3152 | 1712.2336 | 511.3152 | 1712.2336
5679 | 503.38 | 1707.3372 | 503.38 | 1707.3372
5680 | 497.5268 | 1705.5704 | 497.5268 | 1705.5704
5681 | 500.8247 | 1715.9316 | 500.8247 | 1715.9316
5682 | 511.7554 | 1780.5056 | 511.7554 | 1780.5056
5683 | 523.5646 | 1802.6253 | 523.5646 | 1802.6253
5684 | 556.7974 | 1823.09 | 556.7974 | 1823.09
5685 | 575.1995 | 1845.3472 | 575.1995 | 1845.3472
5686 | 596.1889 | 1876.0003 | 596.1889 | 1876.0003
5687 | 635.4713 | 1922.5199 | 635.4713 | 1922.5199
5688 | 630.1309 | 1990.1281 | 630.1309 | 1990.1281
5689 | 607.5383 | 2056.3691 | 607.5383 | 2056.3691
5690 | 609.5547 | 2121.4298 | 609.5547 | 2121.4298
5691 | 620.6337 | 2180.2687 | 620.6337 | 2180.2687
5692 | 636.6459 | 2224.7056 | 636.6459 | 2224.7056
5693 | 681.6908 | 2282.9482 | 681.6908 | 2282.9482
5694 | 697.4554 | 2342.4595 | 697.4554 | 2342.4595
5695 | 672.1716 | 2386.8062 | 672.1716 | 2386.8062
5696 | 649.9771 | 2422.0213 | 649.9771 | 2422.0213
5697 | 631.0505 | 2448.3387 | 631.0505 | 2448.3387
5698 | 608.3892 | 2482.8511 | 608.3892 | 2482.8511
5699 | 571.577 | 2503.3069 | 571.577 | 2503.3069
5700 | 543.8054 | 2519.5954 | 543.8054 | 2519.5954
5701 | 521.7224 | 2541.1809 | 521.7224 | 2541.1809
5702 | 510.1315 | 2565.6524 | 510.1315 | 2565.6524
5703 | 506.0774 | 2593.1775 | 506.0774 | 2593.1775
5704 | 497.0791 | 2618.905 | 497.0791 | 2618.905
5705 | 504.4342 | 2666.3713 | 504.4342 | 2666.3713
5706 | 522.0303 | 2747.2473 | 522.0303 | 2747.2473
5707 | 538.5928 | 2775.5106 | 538.5928 | 2775.5106
5708 | 582.4555 | 2799.3209 | 582.4555 | 2799.3209
5709 | 603.5341 | 2822.3688 | 603.5341 | 2822.3688
5710 | 624.895 | 2856.3067 | 624.895 | 2856.3067
5711 | 661.3261 | 2891.3297 | 661.3261 | 2891.3297
5712 | 652.2276 | 2940.0204 | 652.2276 | 2940.0204
5713 | 628.4937 | 2980.896 | 628.4937 | 2980.896
5714 | 627.9404 | 2983.7904 | 627.9404 | 2983.7904
5715 | 640.7649 | 2938.2482 | 640.7649 | 2938.2482
5716 | 651.0555 | 2846.1259 | 651.0555 | 2846.1259
5717 | 700.4378 | 2759.0501 | 700.4378 | 2759.0501
5718 | 719.8955 | 2683.6446 | 719.8955 | 2683.6446
5719 | 689.0394 | 2617.3448 | 689.0394 | 2617.3448
5720 | 665.722 | 2575.3691 | 665.722 | 2575.3691
5721 | 649.7316 | 2544.2039 | 649.7316 | 2544.2039
5722 | 623.8815 | 2525.4308 | 623.8815 | 2525.4308
5723 | 587.0838 | 2516.9932 | 587.0838 | 2516.9932
5724 | 551.775 | 2512.9652 | 551.775 | 2512.9652
5725 | 531.1153 | 2523.0541 | 531.1153 | 2523.0541
5726 | 520.9679 | 2540.4695 | 520.9679 | 2540.4695
5727 | 511.801 | 2562.2768 | 511.801 | 2562.2768
5728 | 504.1879 | 2584.0504 | 504.1879 | 2584.0504
5729 | 509.0516 | 2624.0958 | 509.0516 | 2624.0958
5730 | 524.0766 | 2710.3246 | 524.0766 | 2710.3246
5731 | 543.3835 | 2731.8968 | 543.3835 | 2731.8968
5732 | 592.8978 | 2775.1113 | 592.8978 | 2775.1113
5733 | 612.9694 | 2811.8455 | 612.9694 | 2811.8455
5734 | 627.9661 | 2839.4573 | 627.9661 | 2839.4573
5735 | 668.7309 | 2860.1249 | 668.7309 | 2860.1249
5736 | 664.1492 | 2883.876 | 664.1492 | 2883.876
5737 | 634.2876 | 2880.0429 | 634.2876 | 2880.0429
5738 | 628.8742 | 2776.3664 | 628.8742 | 2776.3664
5739 | 636.9816 | 2657.1613 | 636.9816 | 2657.1613
5740 | 653.0308 | 2477.0815 | 653.0308 | 2477.0815
5741 | 692.2446 | 2339.9442 | 692.2446 | 2339.9442
5742 | 713.0597 | 2235.037 | 713.0597 | 2235.037
5743 | 683.4569 | 2149.0898 | 683.4569 | 2149.0898
5744 | 662.6507 | 2085.0334 | 662.6507 | 2085.0334
5745 | 645.1895 | 2044.8048 | 645.1895 | 2044.8048
5746 | 623.3518 | 2047.7475 | 623.3518 | 2047.7475
5747 | 585.0166 | 2067.2908 | 585.0166 | 2067.2908
5748 | 552.9774 | 2085.5258 | 552.9774 | 2085.5258
5749 | 532.4275 | 2106.7463 | 532.4275 | 2106.7463
5750 | 519.0294 | 2120.877 | 519.0294 | 2120.877
5751 | 510.7279 | 2138.183 | 510.7279 | 2138.183
5752 | 506.6806 | 2160.2608 | 506.6806 | 2160.2608
5753 | 512.3226 | 2206.1456 | 512.3226 | 2206.1456
5754 | 525.8074 | 2289.1505 | 525.8074 | 2289.1505
5755 | 541.0484 | 2315.1632 | 541.0484 | 2315.1632
5756 | 583.8247 | 2326.5646 | 583.8247 | 2326.5646
5757 | 607.4226 | 2323.8822 | 607.4226 | 2323.8822
5758 | 623.0459 | 2318.6467 | 623.0459 | 2318.6467
5759 | 669.8766 | 2312.0634 | 669.8766 | 2312.0634
5760 | 661.9853 | 2314.7071 | 661.9853 | 2314.7071
5761 | 634.4008 | 2312.4555 | 634.4008 | 2312.4555
5762 | 639.1631 | 2303.671 | 639.1631 | 2303.671
5763 | 644.1059 | 2285.5014 | 644.1059 | 2285.5014
5764 | 655.6991 | 2243.684 | 655.6991 | 2243.684
5765 | 694.3061 | 2206.6697 | 694.3061 | 2206.6697
5766 | 723.3484 | 2169.2818 | 723.3484 | 2169.2818
5767 | 689.0073 | 2123.177 | 689.0073 | 2123.177
5768 | 666.9578 | 2087.5274 | 666.9578 | 2087.5274
5769 | 650.2749 | 2053.2599 | 650.2749 | 2053.2599
5770 | 625.3725 | 2042.0904 | 625.3725 | 2042.0904
5771 | 594.1797 | 2061.0255 | 594.1797 | 2061.0255
5772 | 561.5604 | 2061.9853 | 561.5604 | 2061.9853
5773 | 539.0239 | 2067.1472 | 539.0239 | 2067.1472
5774 | 528.1091 | 2095.9983 | 528.1091 | 2095.9983
5775 | 517.9171 | 2137.5747 | 517.9171 | 2137.5747
5776 | 519.3253 | 2184.0446 | 519.3253 | 2184.0446
5777 | 525.5224 | 2214.7832 | 525.5224 | 2214.7832
5778 | 536.0078 | 2263.481 | 536.0078 | 2263.481
5779 | 545.5364 | 2285.5399 | 545.5364 | 2285.5399
5780 | 579.604 | 2303.8757 | 579.604 | 2303.8757
5781 | 602.2195 | 2312.8114 | 602.2195 | 2312.8114
5782 | 623.8972 | 2309.0359 | 623.8972 | 2309.0359
5783 | 662.4478 | 2293.3283 | 662.4478 | 2293.3283
5784 | 664.4559 | 2291.5316 | 664.4559 | 2291.5316
5785 | 643.2681 | 2285.387 | 643.2681 | 2285.387
5786 | 643.9392 | 2260.3613 | 643.9392 | 2260.3613
5787 | 651.3004 | 2211.656 | 651.3004 | 2211.656
5788 | 664.4648 | 2136.3223 | 664.4648 | 2136.3223
5789 | 697.7927 | 2084.466 | 697.7927 | 2084.466
5790 | 716.7154 | 2051.0927 | 716.7154 | 2051.0927
5791 | 688.9823 | 2019.6475 | 688.9823 | 2019.6475
5792 | 666.19 | 2002.2463 | 666.19 | 2002.2463
5793 | 649.9455 | 1982.7601 | 649.9455 | 1982.7601
5794 | 629.3239 | 1987.041 | 629.3239 | 1987.041
5795 | 599.7725 | 2053.9086 | 599.7725 | 2053.9086
5796 | 565.3791 | 2104.9357 | 565.3791 | 2104.9357
5797 | 545.312 | 2163.9712 | 545.312 | 2163.9712
5798 | 536.019 | 2235.1246 | 536.019 | 2235.1246
5799 | 528.6596 | 2321.5763 | 528.6596 | 2321.5763
5800 | 525.6489 | 2384.9492 | 525.6489 | 2384.9492
5801 | 529.7276 | 2440.5238 | 529.7276 | 2440.5238
5802 | 536.7175 | 2435.7734 | 536.7175 | 2435.7734
5803 | 539.243 | 2378.6967 | 539.243 | 2378.6967
5804 | 562.1869 | 2343.2963 | 562.1869 | 2343.2963
5805 | 591.1762 | 2346.1014 | 591.1762 | 2346.1014
5806 | 607.5583 | 2349.6727 | 607.5583 | 2349.6727
5807 | 644.3147 | 2340.725 | 644.3147 | 2340.725
5808 | 642.3144 | 2323.3174 | 642.3144 | 2323.3174
5809 | 628.4248 | 2272.1767 | 628.4248 | 2272.1767
5810 | 627.6224 | 2207.7518 | 627.6224 | 2207.7518
5811 | 626.2817 | 2142.8983 | 626.2817 | 2142.8983
5812 | 635.1739 | 2095.6641 | 635.1739 | 2095.6641
5813 | 663.8401 | 2062.6797 | 663.8401 | 2062.6797
5814 | 692.9486 | 2037.5001 | 692.9486 | 2037.5001
5815 | 669.4385 | 2030.677 | 669.4385 | 2030.677
5816 | 649.9221 | 2033.3334 | 649.9221 | 2033.3334
5817 | 635.6098 | 2039.7729 | 635.6098 | 2039.7729
5818 | 619.8594 | 2039.3547 | 619.8594 | 2039.3547
5819 | 584.9508 | 2092.5201 | 584.9508 | 2092.5201
5820 | 561.25 | 2179.5003 | 561.25 | 2179.5003
5821 | 539.3629 | 2214.0814 | 539.3629 | 2214.0814
5822 | 526.7993 | 2247.8625 | 526.7993 | 2247.8625
5823 | 518.5672 | 2279.5774 | 518.5672 | 2279.5774
5824 | 513.2203 | 2312.4276 | 513.2203 | 2312.4276
5825 | 515.6008 | 2379.2379 | 515.6008 | 2379.2379
5826 | 521.4104 | 2418.349 | 521.4104 | 2418.349
5827 | 532.1625 | 2441.2444 | 532.1625 | 2441.2444
5828 | 564.4077 | 2455.8942 | 564.4077 | 2455.8942
5829 | 588.0952 | 2472.5186 | 588.0952 | 2472.5186
5830 | 607.4686 | 2484.0211 | 607.4686 | 2484.0211
5831 | 640.4679 | 2497.7251 | 640.4679 | 2497.7251
5832 | 638.5846 | 2516.6084 | 638.5846 | 2516.6084
5833 | 618.7847 | 2514.196 | 618.7847 | 2514.196
5834 | 620.365 | 2454.0371 | 620.365 | 2454.0371
5835 | 624.775 | 2359.0213 | 624.775 | 2359.0213
5836 | 639.878 | 2274.8954 | 639.878 | 2274.8954
5837 | 678.0986 | 2218.418 | 678.0986 | 2218.418
5838 | 696.8134 | 2189.9939 | 696.8134 | 2189.9939
5839 | 673.8578 | 2181.7889 | 673.8578 | 2181.7889
5840 | 653.2855 | 2180.4796 | 653.2855 | 2180.4796
5841 | 638.5046 | 2183.6746 | 638.5046 | 2183.6746
5842 | 615.7819 | 2175.806 | 615.7819 | 2175.806
5843 | 587.023 | 2221.7012 | 587.023 | 2221.7012
5844 | 558.8502 | 2344.7319 | 558.8502 | 2344.7319
5845 | 539.2298 | 2435.3717 | 539.2298 | 2435.3717
5846 | 527.922 | 2470.4745 | 527.922 | 2470.4745
5847 | 519.0732 | 2489.2113 | 519.0732 | 2489.2113
5848 | 516.2613 | 2559.0733 | 516.2613 | 2559.0733
5849 | 520.7381 | 2676.4145 | 520.7381 | 2676.4145
5850 | 526.1178 | 2745.8681 | 526.1178 | 2745.8681
5851 | 544.5149 | 2772.4287 | 544.5149 | 2772.4287
5852 | 580.5062 | 2789.4818 | 580.5062 | 2789.4818
5853 | 601.2423 | 2797.2138 | 601.2423 | 2797.2138
5854 | 615.7211 | 2791.4721 | 615.7211 | 2791.4721
5855 | 656.3283 | 2789.7345 | 656.3283 | 2789.7345
5856 | 647.8548 | 2795.8198 | 647.8548 | 2795.8198
5857 | 623.6963 | 2775.3822 | 623.6963 | 2775.3822
5858 | 620.4459 | 2722.5535 | 620.4459 | 2722.5535
5859 | 627.1678 | 2647.5458 | 627.1678 | 2647.5458
5860 | 639.6859 | 2583.7884 | 639.6859 | 2583.7884
5861 | 670.6406 | 2549.2418 | 670.6406 | 2549.2418
5862 | 704.5237 | 2516.4916 | 704.5237 | 2516.4916
5863 | 677.2098 | 2487.0168 | 677.2098 | 2487.0168
5864 | 654.1926 | 2457.3478 | 654.1926 | 2457.3478
5865 | 636.7492 | 2429.2989 | 636.7492 | 2429.2989
5866 | 618.5393 | 2390.6672 | 618.5393 | 2390.6672
5867 | 581.7095 | 2366.9248 | 581.7095 | 2366.9248
5868 | 554.9569 | 2353.7445 | 554.9569 | 2353.7445
5869 | 533.5647 | 2351.0134 | 533.5647 | 2351.0134
5870 | 521.5401 | 2344.4178 | 521.5401 | 2344.4178
5871 | 513.3646 | 2343.4469 | 513.3646 | 2343.4469
5872 | 509.2428 | 2364.5206 | 509.2428 | 2364.5206
5873 | 516.5398 | 2415.1682 | 516.5398 | 2415.1682
5874 | 525.8809 | 2435.0524 | 525.8809 | 2435.0524
5875 | 547.2517 | 2438.3003 | 547.2517 | 2438.3003
5876 | 592.0045 | 2430.2983 | 592.0045 | 2430.2983
5877 | 615.824 | 2421.1466 | 615.824 | 2421.1466
5878 | 631.8259 | 2404.4696 | 631.8259 | 2404.4696
5879 | 673.2435 | 2385.6681 | 673.2435 | 2385.6681
5880 | 665.6419 | 2371.2046 | 665.6419 | 2371.2046
5881 | 636.6432 | 2351.1875 | 636.6432 | 2351.1875
5882 | 638.6081 | 2309.2942 | 638.6081 | 2309.2942
5883 | 641.9978 | 2246.7839 | 641.9978 | 2246.7839
5884 | 655.2226 | 2177.7392 | 655.2226 | 2177.7392
5885 | 686.341 | 2132.5577 | 686.341 | 2132.5577
5886 | 713.7609 | 2119.2748 | 713.7609 | 2119.2748
5887 | 680.6451 | 2120.563 | 680.6451 | 2120.563
5888 | 661.619 | 2124.8416 | 661.619 | 2124.8416
5889 | 646.203 | 2133.0236 | 646.203 | 2133.0236
5890 | 619.1333 | 2135.129 | 619.1333 | 2135.129
5891 | 583.2529 | 2158.3724 | 583.2529 | 2158.3724
5892 | 551.7616 | 2187.6116 | 551.7616 | 2187.6116
5893 | 528.5117 | 2226.5789 | 528.5117 | 2226.5789
5894 | 517.3288 | 2255.2528 | 517.3288 | 2255.2528
5895 | 509.2829 | 2290.0921 | 509.2829 | 2290.0921
5896 | 508.1833 | 2357.7311 | 508.1833 | 2357.7311
5897 | 515.1237 | 2457.5877 | 515.1237 | 2457.5877
5898 | 522.9881 | 2515.0846 | 522.9881 | 2515.0846
5899 | 548.31 | 2549.1557 | 548.31 | 2549.1557
5900 | 589.27 | 2573.6593 | 589.27 | 2573.6593
5901 | 613.3452 | 2590.0433 | 613.3452 | 2590.0433
5902 | 634.7781 | 2601.6059 | 634.7781 | 2601.6059
5903 | 678.169 | 2610.1427 | 678.169 | 2610.1427
5904 | 667.348 | 2630.0474 | 667.348 | 2630.0474
5905 | 639.222 | 2628.7166 | 639.222 | 2628.7166
5906 | 639.9908 | 2571.8022 | 639.9908 | 2571.8022
5907 | 645.6887 | 2489.5242 | 645.6887 | 2489.5242
5908 | 658.5075 | 2417.7757 | 658.5075 | 2417.7757
5909 | 689.3774 | 2374.9975 | 689.3774 | 2374.9975
5910 | 721.8824 | 2338.1015 | 721.8824 | 2338.1015
5911 | 695.1469 | 2307.0645 | 695.1469 | 2307.0645
5912 | 670.0043 | 2281.1808 | 670.0043 | 2281.1808
5913 | 652.4093 | 2263.2261 | 652.4093 | 2263.2261
5914 | 622.4522 | 2242.6797 | 622.4522 | 2242.6797
5915 | 586.9692 | 2267.8459 | 586.9692 | 2267.8459
5916 | 553.7367 | 2330.3718 | 553.7367 | 2330.3718
5917 | 531.1321 | 2361.1676 | 531.1321 | 2361.1676
5918 | 517.719 | 2403.6609 | 517.719 | 2403.6609
5919 | 510.027 | 2454.3624 | 510.027 | 2454.3624
5920 | 507.2803 | 2509.0232 | 507.2803 | 2509.0232
5921 | 511.976 | 2568.6234 | 511.976 | 2568.6234
5922 | 519.013 | 2587.3659 | 519.013 | 2587.3659
5923 | 544.0903 | 2559.6704 | 544.0903 | 2559.6704
5924 | 586.5175 | 2495.0691 | 586.5175 | 2495.0691
5925 | 614.0398 | 2469.3341 | 614.0398 | 2469.3341
5926 | 632.7174 | 2470.7425 | 632.7174 | 2470.7425
5927 | 673.5744 | 2475.3137 | 673.5744 | 2475.3137
5928 | 661.9845 | 2473.1074 | 661.9845 | 2473.1074
5929 | 631.2668 | 2446.421 | 631.2668 | 2446.421
5930 | 633.1428 | 2383.0776 | 633.1428 | 2383.0776
5931 | 632.1088 | 2315.28 | 632.1088 | 2315.28
5932 | 640.8239 | 2296.5257 | 640.8239 | 2296.5257
5933 | 671.9528 | 2297.2485 | 671.9528 | 2297.2485
5934 | 704.5958 | 2286.1888 | 704.5958 | 2286.1888
5935 | 681.0506 | 2275.0997 | 681.0506 | 2275.0997
5936 | 657.3127 | 2264.2371 | 657.3127 | 2264.2371
5937 | 636.9094 | 2255.9559 | 636.9094 | 2255.9559
5938 | 613.0671 | 2236.4911 | 613.0671 | 2236.4911
5939 | 579.8034 | 2227.5294 | 579.8034 | 2227.5294
5940 | 547.9362 | 2225.2244 | 547.9362 | 2225.2244
5941 | 528.7408 | 2227.2399 | 528.7408 | 2227.2399
5942 | 519.152 | 2232.6011 | 519.152 | 2232.6011
5943 | 510.3246 | 2244.1878 | 510.3246 | 2244.1878
5944 | 506.4212 | 2259.7938 | 506.4212 | 2259.7938
5945 | 511.7375 | 2316.6301 | 511.7375 | 2316.6301
5946 | 515.3473 | 2326.7205 | 515.3473 | 2326.7205
5947 | 530.3525 | 2305.9948 | 530.3525 | 2305.9948
5948 | 566.7898 | 2268.7318 | 566.7898 | 2268.7318
5949 | 591.854 | 2234.7052 | 591.854 | 2234.7052
5950 | 613.6344 | 2190.7499 | 613.6344 | 2190.7499
5951 | 644.7249 | 2144.1294 | 644.7249 | 2144.1294
5952 | 637.5207 | 2119.1512 | 637.5207 | 2119.1512
5953 | 619.1458 | 2100.5161 | 619.1458 | 2100.5161
5954 | 617.4619 | 2036.7521 | 617.4619 | 2036.7521
5955 | 626.2153 | 1945.0409 | 626.2153 | 1945.0409
5956 | 634.6722 | 1859.1726 | 634.6722 | 1859.1726
5957 | 665.3519 | 1780.9447 | 665.3519 | 1780.9447
5958 | 695.2181 | 1706.2557 | 695.2181 | 1706.2557
5959 | 667.2614 | 1648.9018 | 667.2614 | 1648.9018
5960 | 645.9947 | 1610.5807 | 645.9947 | 1610.5807
5961 | 628.9196 | 1594.3084 | 628.9196 | 1594.3084
5962 | 606.0313 | 1586.0192 | 606.0313 | 1586.0192
5963 | 579.1279 | 1592.5592 | 579.1279 | 1592.5592
5964 | 548.0255 | 1603.0521 | 548.0255 | 1603.0521
5965 | 528.401 | 1625.0757 | 528.401 | 1625.0757
5966 | 522.1411 | 1661.1399 | 522.1411 | 1661.1399
5967 | 508.8213 | 1710.6398 | 508.8213 | 1710.6398
5968 | 503.6397 | 1778.0985 | 503.6397 | 1778.0985
5969 | 505.0854 | 1868.4017 | 505.0854 | 1868.4017
5970 | 505.9693 | 1923.9158 | 505.9693 | 1923.9158
5971 | 517.0317 | 1958.708 | 517.0317 | 1958.708
5972 | 541.6248 | 1983.5119 | 541.6248 | 1983.5119
5973 | 568.9618 | 2008.3679 | 568.9618 | 2008.3679
5974 | 593.0566 | 2030.6855 | 593.0566 | 2030.6855
5975 | 624.8101 | 2054.3636 | 624.8101 | 2054.3636
5976 | 623.9446 | 2079.1351 | 623.9446 | 2079.1351
5977 | 611.2401 | 2069.2122 | 611.2401 | 2069.2122
5978 | 609.5369 | 2008.873 | 609.5369 | 2008.873
5979 | 612.3325 | 1933.9854 | 612.3325 | 1933.9854
5980 | 623.2653 | 1875.876 | 623.2653 | 1875.876
5981 | 641.2347 | 1840.7285 | 641.2347 | 1840.7285
5982 | 664.9432 | 1801.0687 | 664.9432 | 1801.0687
5983 | 656.3783 | 1764.8644 | 656.3783 | 1764.8644
5984 | 641.8502 | 1737.2983 | 641.8502 | 1737.2983
5985 | 627.075 | 1714.1764 | 627.075 | 1714.1764
5986 | 603.3929 | 1683.9565 | 603.3929 | 1683.9565
5987 | 577.1882 | 1727.929 | 577.1882 | 1727.929
5988 | 549.6343 | 1808.42 | 549.6343 | 1808.42
5989 | 526.4053 | 1785.1401 | 526.4053 | 1785.1401
5990 | 517.8025 | 1706.0829 | 517.8025 | 1706.0829
5991 | 508.2413 | 1666.4779 | 508.2413 | 1666.4779
5992 | 504.699 | 1693.4999 | 504.699 | 1693.4999
5993 | 504.8449 | 1753.2203 | 504.8449 | 1753.2203
5994 | 509.5629 | 1775.3876 | 509.5629 | 1775.3876
5995 | 520.52 | 1782.9015 | 520.52 | 1782.9015
5996 | 545.9312 | 1784.0323 | 545.9312 | 1784.0323
5997 | 569.7664 | 1790.6827 | 569.7664 | 1790.6827
5998 | 594.3131 | 1798.8806 | 594.3131 | 1798.8806
5999 | 624.1872 | 1791.6152 | 624.1872 | 1791.6152
6000 | 619.6112 | 1776.3707 | 619.6112 | 1776.3707
6001 | 609.5014 | 1743.6157 | 609.5014 | 1743.6157
6002 | 610.551 | 1670.1782 | 610.551 | 1670.1782
6003 | 614.6311 | 1582.9132 | 614.6311 | 1582.9132
6004 | 623.871 | 1528.8295 | 623.871 | 1528.8295
6005 | 638.0721 | 1504.377 | 638.0721 | 1504.377
6006 | 650.1298 | 1465.1978 | 650.1298 | 1465.1978
6007 | 654.6486 | 1416.5561 | 654.6486 | 1416.5561
6008 | 638.5595 | 1361.5316 | 638.5595 | 1361.5316
6009 | 624.2086 | 1312.6335 | 624.2086 | 1312.6335
6010 | 602.3578 | 1277.6669 | 602.3578 | 1277.6669
6011 | 570.1249 | 1316.0516 | 570.1249 | 1316.0516
6012 | 548.1321 | 1368.6035 | 548.1321 | 1368.6035
6013 | 526.1408 | 1364.3702 | 526.1408 | 1364.3702
6014 | 515.1266 | 1329.7153 | 515.1266 | 1329.7153
6015 | 504.5161 | 1361.4302 | 504.5161 | 1361.4302
6016 | 503.7498 | 1467.8836 | 503.7498 | 1467.8836
6017 | 503.6141 | 1478.6954 | 503.6141 | 1478.6954
6018 | 517.2443 | 1470.2198 | 517.2443 | 1470.2198
6019 | 533.7782 | 1499.4842 | 533.7782 | 1499.4842
6020 | 565.42 | 1520.2024 | 565.42 | 1520.2024
6021 | 582.5651 | 1547.642 | 582.5651 | 1547.642
6022 | 602.5893 | 1576.9294 | 602.5893 | 1576.9294
6023 | 635.8545 | 1610.8819 | 635.8545 | 1610.8819
6024 | 638.2598 | 1656.9232 | 638.2598 | 1656.9232
6025 | 617.0819 | 1702.6383 | 617.0819 | 1702.6383
6026 | 614.1619 | 1732.7259 | 614.1619 | 1732.7259
6027 | 619.5585 | 1754.9945 | 619.5585 | 1754.9945
6028 | 630.0694 | 1775.5954 | 630.0694 | 1775.5954
6029 | 647.665 | 1793.1418 | 647.665 | 1793.1418
6030 | 663.215 | 1803.1716 | 663.215 | 1803.1716
6031 | 669.1401 | 1815.6356 | 669.1401 | 1815.6356
6032 | 650.6667 | 1830.6692 | 650.6667 | 1830.6692
6033 | 634.18 | 1849.6063 | 634.18 | 1849.6063
6034 | 604.2497 | 1859.5226 | 604.2497 | 1859.5226
6035 | 569.9891 | 1881.4442 | 569.9891 | 1881.4442
6036 | 541.7721 | 1911.7048 | 541.7721 | 1911.7048
6037 | 519.5399 | 1942.4406 | 519.5399 | 1942.4406
6038 | 507.2834 | 1978.3246 | 507.2834 | 1978.3246
6039 | 503.9084 | 2014.4857 | 503.9084 | 2014.4857
6040 | 500.8296 | 2080.5024 | 500.8296 | 2080.5024
6041 | 508.1276 | 2207.5772 | 508.1276 | 2207.5772
6042 | 524.2927 | 2294.8759 | 524.2927 | 2294.8759
6043 | 547.2331 | 2323.8999 | 547.2331 | 2323.8999
6044 | 590.5016 | 2317.5803 | 590.5016 | 2317.5803
6045 | 616.4519 | 2329.9988 | 616.4519 | 2329.9988
6046 | 640.1529 | 2371.0627 | 640.1529 | 2371.0627
6047 | 671.5229 | 2412.4055 | 671.5229 | 2412.4055
6048 | 666.3674 | 2453.7002 | 666.3674 | 2453.7002
6049 | 639.8118 | 2403.9415 | 639.8118 | 2403.9415
6050 | 633.8623 | 2276.4281 | 633.8623 | 2276.4281
6051 | 639.138 | 2147.8252 | 639.138 | 2147.8252
6052 | 646.888 | 2046.7556 | 646.888 | 2046.7556
6053 | 663.0357 | 1959.5752 | 663.0357 | 1959.5752
6054 | 674.3798 | 1861.5134 | 674.3798 | 1861.5134
6055 | 679.215 | 1778.0829 | 679.215 | 1778.0829
6056 | 667.0922 | 1710.5008 | 667.0922 | 1710.5008
6057 | 649.2484 | 1658.7787 | 649.2484 | 1658.7787
6058 | 614.0915 | 1624.7735 | 614.0915 | 1624.7735
6059 | 580.7457 | 1620.8589 | 580.7457 | 1620.8589
6060 | 549.4136 | 1620.8371 | 549.4136 | 1620.8371
6061 | 526.8266 | 1614.2605 | 526.8266 | 1614.2605
6062 | 513.9019 | 1613.6734 | 513.9019 | 1613.6734
6063 | 508.0733 | 1629.9467 | 508.0733 | 1629.9467
6064 | 505.5993 | 1670.1271 | 505.5993 | 1670.1271
6065 | 510.461 | 1730.1479 | 510.461 | 1730.1479
6066 | 528.7462 | 1745.2253 | 528.7462 | 1745.2253
6067 | 553.1103 | 1735.1946 | 553.1103 | 1735.1946
6068 | 595.9999 | 1717.2186 | 595.9999 | 1717.2186
6069 | 624.2676 | 1699.9555 | 624.2676 | 1699.9555
6070 | 640.5148 | 1677.5104 | 640.5148 | 1677.5104
6071 | 672.658 | 1656.3656 | 672.658 | 1656.3656
6072 | 665.3819 | 1636.0139 | 665.3819 | 1636.0139
6073 | 631.0454 | 1607.0443 | 631.0454 | 1607.0443
6074 | 627.8772 | 1562.2669 | 627.8772 | 1562.2669
6075 | 635.5526 | 1503.7222 | 635.5526 | 1503.7222
6076 | 637.7104 | 1445.4927 | 637.7104 | 1445.4927
6077 | 652.4956 | 1389.2556 | 652.4956 | 1389.2556
6078 | 668.5658 | 1333.9138 | 668.5658 | 1333.9138
6079 | 672.8073 | 1285.8128 | 672.8073 | 1285.8128
6080 | 661.7042 | 1243.406 | 661.7042 | 1243.406
6081 | 644.7302 | 1205.5634 | 644.7302 | 1205.5634
6082 | 614.2164 | 1171.1976 | 614.2164 | 1171.1976
6083 | 574.4323 | 1191.4369 | 574.4323 | 1191.4369
6084 | 545.0399 | 1248.7955 | 545.0399 | 1248.7955
6085 | 524.2072 | 1259.9438 | 524.2072 | 1259.9438
6086 | 515.9579 | 1258.3953 | 515.9579 | 1258.3953
6087 | 505.0615 | 1265.4757 | 505.0615 | 1265.4757
6088 | 504.4918 | 1296.8839 | 504.4918 | 1296.8839
6089 | 511.0742 | 1341.6433 | 511.0742 | 1341.6433
6090 | 523.7151 | 1339.837 | 523.7151 | 1339.837
6091 | 550.7123 | 1329.7462 | 550.7123 | 1329.7462
6092 | 592.9232 | 1311.4097 | 592.9232 | 1311.4097
6093 | 617.017 | 1307.245 | 617.017 | 1307.245
6094 | 641.6099 | 1326.4383 | 641.6099 | 1326.4383
6095 | 666.5983 | 1373.7294 | 666.5983 | 1373.7294
6096 | 662.3894 | 1420.3115 | 662.3894 | 1420.3115
6097 | 631.9914 | 1380.8272 | 631.9914 | 1380.8272
6098 | 625.7298 | 1255.1764 | 625.7298 | 1255.1764
6099 | 631.3617 | 1183.293 | 631.3617 | 1183.293
6100 | 636.3515 | 1158.0497 | 636.3515 | 1158.0497
6101 | 651.049 | 1162.6179 | 651.049 | 1162.6179
6102 | 660.2097 | 1159.9699 | 660.2097 | 1159.9699
6103 | 667.6113 | 1153.0266 | 667.6113 | 1153.0266
6104 | 652.0274 | 1141.443 | 652.0274 | 1141.443
6105 | 633.5 | 1129.9173 | 633.5 | 1129.9173
6106 | 606.8044 | 1109.7915 | 606.8044 | 1109.7915
6107 | 576.7712 | 1092.7786 | 576.7712 | 1092.7786
6108 | 548.1278 | 1084.0445 | 548.1278 | 1084.0445
6109 | 526.5394 | 1107.6303 | 526.5394 | 1107.6303
6110 | 514.0342 | 1140.5701 | 514.0342 | 1140.5701
6111 | 506.1178 | 1138.037 | 506.1178 | 1138.037
6112 | 505.9705 | 1163.2565 | 505.9705 | 1163.2565
6113 | 509.3372 | 1229.7063 | 509.3372 | 1229.7063
6114 | 522.46 | 1263.1095 | 522.46 | 1263.1095
6115 | 537.4065 | 1277.7133 | 537.4065 | 1277.7133
6116 | 573.8252 | 1282.389 | 573.8252 | 1282.389
6117 | 605.8164 | 1289.1596 | 605.8164 | 1289.1596
6118 | 626.5215 | 1295.2545 | 626.5215 | 1295.2545
6119 | 654.1855 | 1309.6796 | 654.1855 | 1309.6796
6120 | 646.9263 | 1335.3524 | 646.9263 | 1335.3524
6121 | 628.045 | 1363.4628 | 628.045 | 1363.4628
6122 | 621.332 | 1388.3832 | 621.332 | 1388.3832
6123 | 617.9671 | 1409.5702 | 617.9671 | 1409.5702
6124 | 626.8664 | 1446.8746 | 626.8664 | 1446.8746
6125 | 630.432 | 1486.4719 | 630.432 | 1486.4719
6126 | 641.8529 | 1516.3896 | 641.8529 | 1516.3896
6127 | 653.1895 | 1539.7889 | 653.1895 | 1539.7889
6128 | 648.3248 | 1559.5091 | 648.3248 | 1559.5091
6129 | 625.9653 | 1575.3818 | 625.9653 | 1575.3818
6130 | 597.1505 | 1576.8864 | 597.1505 | 1576.8864
6131 | 568.6407 | 1585.7096 | 568.6407 | 1585.7096
6132 | 540.7102 | 1608.3396 | 540.7102 | 1608.3396
6133 | 521.6077 | 1639.7963 | 521.6077 | 1639.7963
6134 | 510.8746 | 1672.1954 | 510.8746 | 1672.1954
6135 | 504.7263 | 1702.1679 | 504.7263 | 1702.1679
6136 | 504.7811 | 1743.9706 | 504.7811 | 1743.9706
6137 | 505.1009 | 1815.1671 | 505.1009 | 1815.1671
6138 | 513.6343 | 1856.6215 | 513.6343 | 1856.6215
6139 | 522.9185 | 1884.2035 | 522.9185 | 1884.2035
6140 | 549.5758 | 1903.9003 | 549.5758 | 1903.9003
6141 | 572.8676 | 1928.6962 | 572.8676 | 1928.6962
6142 | 593.3155 | 1954.679 | 593.3155 | 1954.679
6143 | 620.8753 | 1984.2453 | 620.8753 | 1984.2453
6144 | 607.853 | 2015.6261 | 607.853 | 2015.6261
6145 | 591.4305 | 2030.9986 | 591.4305 | 2030.9986
6146 | 587.4834 | 2031.3445 | 587.4834 | 2031.3445
6147 | 587.7987 | 2022.9101 | 587.7987 | 2022.9101
6148 | 592.9337 | 2017.3143 | 592.9337 | 2017.3143
6149 | 613.7978 | 2006.6211 | 613.7978 | 2006.6211
6150 | 619.7918 | 1988.231 | 619.7918 | 1988.231
6151 | 634.1274 | 1966.5672 | 634.1274 | 1966.5672
6152 | 631.3637 | 1955.0436 | 631.3637 | 1955.0436
6153 | 611.7384 | 1950.4276 | 611.7384 | 1950.4276
6154 | 587.8998 | 1938.4132 | 587.8998 | 1938.4132
6155 | 558.6961 | 1941.7087 | 558.6961 | 1941.7087
6156 | 532.49 | 1959.4718 | 532.49 | 1959.4718
6157 | 513.5811 | 1971.7617 | 513.5811 | 1971.7617
6158 | 501.401 | 1977.4233 | 501.401 | 1977.4233
6159 | 493.7853 | 1990.2718 | 493.7853 | 1990.2718
6160 | 493.1712 | 2034.7783 | 493.1712 | 2034.7783
6161 | 495.6204 | 2114.9874 | 495.6204 | 2114.9874
6162 | 501.4728 | 2178.6129 | 501.4728 | 2178.6129
6163 | 516.1434 | 2206.1348 | 516.1434 | 2206.1348
6164 | 541.8016 | 2183.292 | 541.8016 | 2183.292
6165 | 561.5897 | 2181.1701 | 561.5897 | 2181.1701
6166 | 585.7536 | 2178.8533 | 585.7536 | 2178.8533
6167 | 613.9351 | 2181.8023 | 613.9351 | 2181.8023
6168 | 612.3787 | 2175.6304 | 612.3787 | 2175.6304
6169 | 599.0975 | 2134.8843 | 599.0975 | 2134.8843
6170 | 596.8404 | 2046.7261 | 596.8404 | 2046.7261
6171 | 602.7862 | 1941.0754 | 602.7862 | 1941.0754
6172 | 608.8652 | 1866.9835 | 608.8652 | 1866.9835
6173 | 621.7587 | 1824.3856 | 621.7587 | 1824.3856
6174 | 630.49 | 1785.9274 | 630.49 | 1785.9274
6175 | 639.1569 | 1755.3711 | 639.1569 | 1755.3711
6176 | 634.932 | 1729.4874 | 634.932 | 1729.4874
6177 | 618.8093 | 1708.168 | 618.8093 | 1708.168
6178 | 590.2016 | 1680.5917 | 590.2016 | 1680.5917
6179 | 560.5862 | 1711.7663 | 560.5862 | 1711.7663
6180 | 533.1629 | 1818.5142 | 533.1629 | 1818.5142
6181 | 512.6476 | 1912.6989 | 512.6476 | 1912.6989
6182 | 501.2279 | 2028.9756 | 501.2279 | 2028.9756
6183 | 495.2421 | 2157.0055 | 495.2421 | 2157.0055
6184 | 494.9886 | 2247.8971 | 494.9886 | 2247.8971
6185 | 498.3265 | 2353.1012 | 498.3265 | 2353.1012
6186 | 510.8424 | 2434.8722 | 510.8424 | 2434.8722
6187 | 529.3864 | 2483.724 | 529.3864 | 2483.724
6188 | 568.4272 | 2517.9612 | 568.4272 | 2517.9612
6189 | 593.048 | 2535.4268 | 593.048 | 2535.4268
6190 | 616.7199 | 2546.6288 | 616.7199 | 2546.6288
6191 | 648.9596 | 2566.4615 | 648.9596 | 2566.4615
6192 | 638.8605 | 2582.2204 | 638.8605 | 2582.2204
6193 | 615.7919 | 2517.6809 | 615.7919 | 2517.6809
6194 | 611.2395 | 2343.1817 | 611.2395 | 2343.1817
6195 | 616.2251 | 2159.842 | 616.2251 | 2159.842
6196 | 621.5624 | 1977.5986 | 621.5624 | 1977.5986
6197 | 634.5593 | 1860.5563 | 634.5593 | 1860.5563
6198 | 646.6996 | 1761.4732 | 646.6996 | 1761.4732
6199 | 652.3541 | 1681.9481 | 652.3541 | 1681.9481
6200 | 647.6659 | 1627.5245 | 647.6659 | 1627.5245
6201 | 632.4824 | 1605.1836 | 632.4824 | 1605.1836
6202 | 599.3307 | 1583.1952 | 599.3307 | 1583.1952
6203 | 564.6792 | 1589.1945 | 564.6792 | 1589.1945
6204 | 536.1801 | 1638.7422 | 536.1801 | 1638.7422
6205 | 513.3474 | 1697.4171 | 513.3474 | 1697.4171
6206 | 503.921 | 1731.6788 | 503.921 | 1731.6788
6207 | 496.4931 | 1727.4033 | 496.4931 | 1727.4033
6208 | 496.9122 | 1720.9584 | 496.9122 | 1720.9584
6209 | 502.6508 | 1760.3102 | 502.6508 | 1760.3102
6210 | 519.7893 | 1796.2369 | 519.7893 | 1796.2369
6211 | 545.9502 | 1877.8947 | 545.9502 | 1877.8947
6212 | 591.9878 | 1963.2635 | 591.9878 | 1963.2635
6213 | 614.8493 | 2009.3292 | 614.8493 | 2009.3292
6214 | 634.1526 | 1986.2232 | 634.1526 | 1986.2232
6215 | 666.2036 | 1937.6199 | 666.2036 | 1937.6199
6216 | 651.7125 | 1857.7848 | 651.7125 | 1857.7848
6217 | 623.3531 | 1741.3926 | 623.3531 | 1741.3926
6218 | 619.7966 | 1595.3733 | 619.7966 | 1595.3733
6219 | 620.338 | 1461.6633 | 620.338 | 1461.6633
6220 | 624.5886 | 1358.3104 | 624.5886 | 1358.3104
6221 | 639.7573 | 1286.7519 | 639.7573 | 1286.7519
6222 | 652.5514 | 1230.0882 | 652.5514 | 1230.0882
6223 | 653.5493 | 1192.1415 | 653.5493 | 1192.1415
6224 | 647.5388 | 1165.657 | 647.5388 | 1165.657
6225 | 630.91 | 1144.3376 | 630.91 | 1144.3376
6226 | 599.7913 | 1112.9159 | 599.7913 | 1112.9159
6227 | 560.1099 | 1089.7743 | 560.1099 | 1089.7743
6228 | 530.155 | 1095.7009 | 530.155 | 1095.7009
6229 | 511.6902 | 1135.99 | 511.6902 | 1135.99
6230 | 499.5731 | 1197.7102 | 499.5731 | 1197.7102
6231 | 493.8583 | 1297.8611 | 493.8583 | 1297.8611
6232 | 493.0725 | 1411.825 | 493.0725 | 1411.825
6233 | 499.207 | 1546.8309 | 499.207 | 1546.8309
6234 | 514.5014 | 1647.7086 | 514.5014 | 1647.7086
6235 | 540.3676 | 1652.1582 | 540.3676 | 1652.1582
6236 | 584.1993 | 1585.6341 | 584.1993 | 1585.6341
6237 | 606.2633 | 1468.7514 | 606.2633 | 1468.7514
6238 | 621.5147 | 1392.9515 | 621.5147 | 1392.9515
6239 | 655.2206 | 1370.4849 | 655.2206 | 1370.4849
6240 | 639.6384 | 1351.9957 | 639.6384 | 1351.9957
6241 | 614.8753 | 1309.2668 | 614.8753 | 1309.2668
6242 | 608.5373 | 1259.2621 | 608.5373 | 1259.2621
6243 | 613.6712 | 1229.5579 | 613.6712 | 1229.5579
6244 | 615.2055 | 1216.2112 | 615.2055 | 1216.2112
6245 | 628.2602 | 1198.6083 | 628.2602 | 1198.6083
6246 | 638.9893 | 1168.2014 | 638.9893 | 1168.2014
6247 | 642.7318 | 1152.3056 | 642.7318 | 1152.3056
6248 | 642.2052 | 1139.7607 | 642.2052 | 1139.7607
6249 | 623.57 | 1129.6169 | 623.57 | 1129.6169
6250 | 596.5227 | 1111.4138 | 596.5227 | 1111.4138
6251 | 560.9951 | 1093.7399 | 560.9951 | 1093.7399
6252 | 527.9779 | 1085.3063 | 527.9779 | 1085.3063
6253 | 504.4937 | 1084.2575 | 504.4937 | 1084.2575
6254 | 492.7888 | 1085.1124 | 492.7888 | 1085.1124
6255 | 487.9265 | 1121.3336 | 487.9265 | 1121.3336
6256 | 489.8234 | 1151.48 | 489.8234 | 1151.48
6257 | 494.6135 | 1185.9049 | 494.6135 | 1185.9049
6258 | 507.563 | 1207.9521 | 507.563 | 1207.9521
6259 | 531.5189 | 1226.5816 | 531.5189 | 1226.5816
6260 | 576.9698 | 1247.1797 | 576.9698 | 1247.1797
6261 | 597.854 | 1275.881 | 597.854 | 1275.881
6262 | 619.6825 | 1309.2542 | 619.6825 | 1309.2542
6263 | 654.3292 | 1350.1163 | 654.3292 | 1350.1163
6264 | 642.6762 | 1391.6513 | 642.6762 | 1391.6513
6265 | 617.7818 | 1405.8222 | 617.7818 | 1405.8222
6266 | 616.1391 | 1394.9924 | 616.1391 | 1394.9924
6267 | 615.3307 | 1361.3226 | 615.3307 | 1361.3226
6268 | 619.0552 | 1326.9465 | 619.0552 | 1326.9465
6269 | 629.7106 | 1292.2797 | 629.7106 | 1292.2797
6270 | 634.9914 | 1247.2723 | 634.9914 | 1247.2723
6271 | 634.3027 | 1203.2571 | 634.3027 | 1203.2571
6272 | 631.3723 | 1170.4036 | 631.3723 | 1170.4036
6273 | 612.2801 | 1150.1657 | 612.2801 | 1150.1657
6274 | 587.4475 | 1124.8727 | 587.4475 | 1124.8727
6275 | 555.5701 | 1119.6963 | 555.5701 | 1119.6963
6276 | 521.8428 | 1158.3687 | 521.8428 | 1158.3687
6277 | 503.0233 | 1166.8733 | 503.0233 | 1166.8733
6278 | 489.8806 | 1176.6207 | 489.8806 | 1176.6207
6279 | 483.3456 | 1191.8725 | 483.3456 | 1191.8725
6280 | 480.8605 | 1229.5895 | 480.8605 | 1229.5895
6281 | 484.949 | 1299.5242 | 484.949 | 1299.5242
6282 | 497.3439 | 1335.511 | 497.3439 | 1335.511
6283 | 516.0004 | 1349.3337 | 516.0004 | 1349.3337
6284 | 554.0341 | 1346.6191 | 554.0341 | 1346.6191
6285 | 583.5835 | 1334.1627 | 583.5835 | 1334.1627
6286 | 606.5324 | 1301.2029 | 606.5324 | 1301.2029
6287 | 638.7519 | 1261.4921 | 638.7519 | 1261.4921
6288 | 631.9403 | 1214.9436 | 631.9403 | 1214.9436
6289 | 605.8 | 1179.0042 | 605.8 | 1179.0042
6290 | 600.7439 | 1160.3034 | 600.7439 | 1160.3034
6291 | 602.9396 | 1164.2463 | 602.9396 | 1164.2463
6292 | 607.746 | 1183.4653 | 607.746 | 1183.4653
6293 | 618.7664 | 1207.0802 | 618.7664 | 1207.0802
6294 | 623.3234 | 1232.071 | 623.3234 | 1232.071
6295 | 625.8461 | 1272.6544 | 625.8461 | 1272.6544
6296 | 623.9079 | 1321.6957 | 623.9079 | 1321.6957
6297 | 607.4671 | 1368.632 | 607.4671 | 1368.632
6298 | 582.16 | 1400.2988 | 582.16 | 1400.2988
6299 | 554.5332 | 1432.5549 | 554.5332 | 1432.5549
6300 | 523.8299 | 1464.1975 | 523.8299 | 1464.1975
6301 | 501.4127 | 1502.5639 | 501.4127 | 1502.5639
6302 | 490.9567 | 1547.8811 | 490.9567 | 1547.8811
6303 | 484.2283 | 1603.6298 | 484.2283 | 1603.6298
6304 | 481.4776 | 1682.7448 | 481.4776 | 1682.7448
6305 | 484.8442 | 1785.0649 | 484.8442 | 1785.0649
6306 | 489.7872 | 1854.9992 | 489.7872 | 1854.9992
6307 | 498.9437 | 1922.4772 | 498.9437 | 1922.4772
6308 | 529.6332 | 1972.877 | 529.6332 | 1972.877
6309 | 559.5733 | 2018.9427 | 559.5733 | 2018.9427
6310 | 587.0394 | 2074.6071 | 587.0394 | 2074.6071
6311 | 616.9809 | 2094.1394 | 616.9809 | 2094.1394
6312 | 614.023 | 2056.0027 | 614.023 | 2056.0027
6313 | 597.8356 | 1962.6228 | 597.8356 | 1962.6228
6314 | 588.1731 | 1847.667 | 588.1731 | 1847.667
6315 | 588.5558 | 1764.7281 | 588.5558 | 1764.7281
6316 | 592.907 | 1689.1943 | 592.907 | 1689.1943
6317 | 607.2265 | 1607.782 | 607.2265 | 1607.782
6318 | 608.611 | 1522.5782 | 608.611 | 1522.5782
6319 | 614.8742 | 1454.6495 | 614.8742 | 1454.6495
6320 | 622.7496 | 1403.8909 | 622.7496 | 1403.8909
6321 | 604.5312 | 1365.8681 | 604.5312 | 1365.8681
6322 | 579.2013 | 1327.1162 | 579.2013 | 1327.1162
6323 | 550.8971 | 1348.3168 | 550.8971 | 1348.3168
6324 | 522.4506 | 1440.4642 | 522.4506 | 1440.4642
6325 | 503.2947 | 1422.4717 | 503.2947 | 1422.4717
6326 | 494.4717 | 1418.9404 | 494.4717 | 1418.9404
6327 | 485.8937 | 1426.0208 | 485.8937 | 1426.0208
6328 | 483.8075 | 1447.6352 | 483.8075 | 1447.6352
6329 | 485.5595 | 1490.2917 | 485.5595 | 1490.2917
6330 | 494.2787 | 1493.6527 | 494.2787 | 1493.6527
6331 | 506.308 | 1488.1282 | 506.308 | 1488.1282
6332 | 538.622 | 1478.9245 | 538.622 | 1478.9245
6333 | 566.8798 | 1467.9703 | 566.8798 | 1467.9703
6334 | 585.5792 | 1453.8168 | 585.5792 | 1453.8168
6335 | 616.4145 | 1450.0965 | 616.4145 | 1450.0965
6336 | 613.2403 | 1447.8902 | 613.2403 | 1447.8902
6337 | 591.5339 | 1399.5133 | 591.5339 | 1399.5133
6338 | 587.2282 | 1306.1879 | 587.2282 | 1306.1879
6339 | 590.6869 | 1231.5407 | 590.6869 | 1231.5407
6340 | 592.4546 | 1196.2633 | 592.4546 | 1196.2633
6341 | 604.796 | 1194.3424 | 604.796 | 1194.3424
6342 | 612.3149 | 1209.4793 | 612.3149 | 1209.4793
6343 | 618.0436 | 1259.9165 | 618.0436 | 1259.9165
6344 | 625.1794 | 1364.9564 | 625.1794 | 1364.9564
6345 | 607.6359 | 1507.006 | 607.6359 | 1507.006
6346 | 576.3078 | 1632.2239 | 576.3078 | 1632.2239
6347 | 548.3931 | 1723.0622 | 548.3931 | 1723.0622
6348 | 518.2574 | 1798.6864 | 518.2574 | 1798.6864
6349 | 499.9236 | 1863.4298 | 499.9236 | 1863.4298
6350 | 487.9404 | 1926.9526 | 487.9404 | 1926.9526
6351 | 483.1304 | 1999.2243 | 483.1304 | 1999.2243
6352 | 480.3217 | 2087.2319 | 480.3217 | 2087.2319
6353 | 481.7285 | 2197.7835 | 481.7285 | 2197.7835
6354 | 491.8836 | 2265.735 | 491.8836 | 2265.735
6355 | 509.4694 | 2313.2049 | 509.4694 | 2313.2049
6356 | 549.0078 | 2348.8841 | 549.0078 | 2348.8841
6357 | 572.6996 | 2373.8002 | 572.6996 | 2373.8002
6358 | 593.3159 | 2405.4309 | 593.3159 | 2405.4309
6359 | 629.2141 | 2432.5338 | 629.2141 | 2432.5338
6360 | 623.0971 | 2423.9585 | 623.0971 | 2423.9585
6361 | 594.2372 | 2378.5258 | 594.2372 | 2378.5258
6362 | 593.7938 | 2287.4235 | 593.7938 | 2287.4235
6363 | 599.072 | 2165.7904 | 599.072 | 2165.7904
6364 | 600.2912 | 2039.3652 | 600.2912 | 2039.3652
6365 | 615.2898 | 1928.9322 | 615.2898 | 1928.9322
6366 | 618.9942 | 1830.3898 | 618.9942 | 1830.3898
6367 | 618.1782 | 1761.8602 | 618.1782 | 1761.8602
6368 | 618.4312 | 1716.5693 | 618.4312 | 1716.5693
6369 | 608.6747 | 1691.2843 | 608.6747 | 1691.2843
6370 | 580.7239 | 1673.1413 | 580.7239 | 1673.1413
6371 | 550.1333 | 1682.8658 | 550.1333 | 1682.8658
6372 | 518.9688 | 1713.487 | 518.9688 | 1713.487
6373 | 496.9722 | 1737.0727 | 496.9722 | 1737.0727
6374 | 486.4789 | 1757.4549 | 486.4789 | 1757.4549
6375 | 482.5708 | 1782.2602 | 482.5708 | 1782.2602
6376 | 481.2241 | 1844.3714 | 481.2241 | 1844.3714
6377 | 485.7747 | 1944.3482 | 485.7747 | 1944.3482
6378 | 499.525 | 2038.3763 | 499.525 | 2038.3763
6379 | 526.2615 | 2119.7337 | 526.2615 | 2119.7337
6380 | 565.9616 | 2164.065 | 565.9616 | 2164.065
6381 | 592.0608 | 2206.1652 | 592.0608 | 2206.1652
6382 | 617.3694 | 2235.6929 | 617.3694 | 2235.6929
6383 | 645.4351 | 2270.8471 | 645.4351 | 2270.8471
6384 | 640.4106 | 2285.3442 | 640.4106 | 2285.3442
6385 | 610.1137 | 2222.7274 | 610.1137 | 2222.7274
6386 | 607.4075 | 2109.1536 | 607.4075 | 2109.1536
6387 | 607.6492 | 1980.6709 | 607.6492 | 1980.6709
6388 | 614.5746 | 1865.5415 | 614.5746 | 1865.5415
6389 | 628.1819 | 1775.9577 | 628.1819 | 1775.9577
6390 | 629.1138 | 1699.8267 | 629.1138 | 1699.8267
6391 | 629.8006 | 1645.4169 | 629.8006 | 1645.4169
6392 | 637.6031 | 1609.1387 | 637.6031 | 1609.1387
6393 | 618.2207 | 1576.223 | 618.2207 | 1576.223
6394 | 582.8651 | 1538.9732 | 582.8651 | 1538.9732
6395 | 547.1651 | 1570.3881 | 547.1651 | 1570.3881
6396 | 517.4355 | 1759.4514 | 517.4355 | 1759.4514
6397 | 497.6329 | 1869.6786 | 497.6329 | 1869.6786
6398 | 487.3494 | 1901.0563 | 487.3494 | 1901.0563
6399 | 480.4436 | 1867.7 | 480.4436 | 1867.7
6400 | 481.6775 | 1820.2776 | 481.6775 | 1820.2776
6401 | 484.734 | 1788.4296 | 484.734 | 1788.4296
6402 | 497.4495 | 1787.2843 | 497.4495 | 1787.2843
6403 | 522.6074 | 1788.3692 | 522.6074 | 1788.3692
6404 | 564.0362 | 1784.3928 | 564.0362 | 1784.3928
6405 | 591.1519 | 1784.1335 | 591.1519 | 1784.1335
6406 | 613.7731 | 1769.7998 | 613.7731 | 1769.7998
6407 | 644.1564 | 1760.9122 | 644.1564 | 1760.9122
6408 | 636.0704 | 1746.3886 | 636.0704 | 1746.3886
6409 | 606.9162 | 1688.4584 | 606.9162 | 1688.4584
6410 | 604.1277 | 1584.0174 | 604.1277 | 1584.0174
6411 | 608.5238 | 1450.9082 | 608.5238 | 1450.9082
6412 | 614.6943 | 1334.0364 | 614.6943 | 1334.0364
6413 | 625.5165 | 1258.4522 | 625.5165 | 1258.4522
6414 | 625.2836 | 1199.9259 | 625.2836 | 1199.9259
6415 | 622.3006 | 1164.7431 | 622.3006 | 1164.7431
6416 | 625.8191 | 1145.5287 | 625.8191 | 1145.5287
6417 | 617.452 | 1131.84 | 617.452 | 1131.84
6418 | 585.5094 | 1112.0146 | 585.5094 | 1112.0146
6419 | 548.5354 | 1094.2206 | 548.5354 | 1094.2206
6420 | 518.2899 | 1085.3063 | 518.2899 | 1085.3063
6421 | 496.4371 | 1084.8584 | 496.4371 | 1084.8584
6422 | 486.3249 | 1087.4557 | 486.3249 | 1087.4557
6423 | 481.8567 | 1095.1369 | 481.8567 | 1095.1369
6424 | 480.3225 | 1117.4123 | 480.3225 | 1117.4123
6425 | 485.2222 | 1167.3389 | 485.2222 | 1167.3389
6426 | 495.9131 | 1185.721 | 495.9131 | 1185.721
6427 | 523.2021 | 1189.2092 | 523.2021 | 1189.2092
6428 | 568.7508 | 1186.2542 | 568.7508 | 1186.2542
6429 | 596.1215 | 1177.1025 | 596.1215 | 1177.1025
6430 | 616.4727 | 1161.8075 | 616.4727 | 1161.8075
6431 | 645.2183 | 1149.1345 | 645.2183 | 1149.1345
6432 | 635.6588 | 1141.4606 | 635.6588 | 1141.4606
6433 | 605.7026 | 1133.0398 | 605.7026 | 1133.0398
6434 | 595.7504 | 1128.5189 | 595.7504 | 1128.5189
6435 | 602.5927 | 1133.0025 | 602.5927 | 1133.0025
6436 | 606.3926 | 1145.8526 | 606.3926 | 1145.8526
6437 | 620.7741 | 1158.7124 | 620.7741 | 1158.7124
6438 | 615.7951 | 1158.588 | 615.7951 | 1158.588
6439 | 612.1878 | 1153.1468 | 612.1878 | 1153.1468
6440 | 618.3252 | 1142.0439 | 618.3252 | 1142.0439
6441 | 606.3496 | 1131.4194 | 606.3496 | 1131.4194
6442 | 581.8503 | 1112.7357 | 581.8503 | 1112.7357
6443 | 547.2677 | 1095.1819 | 547.2677 | 1095.1819
6444 | 517.1169 | 1097.9841 | 517.1169 | 1097.9841
6445 | 496.9158 | 1150.7107 | 496.9158 | 1150.7107
6446 | 485.2948 | 1233.4003 | 485.2948 | 1233.4003
6447 | 478.5819 | 1326.5213 | 478.5819 | 1326.5213
6448 | 477.0607 | 1427.3868 | 477.0607 | 1427.3868
6449 | 478.5079 | 1544.9082 | 478.5079 | 1544.9082
6450 | 485.035 | 1618.748 | 485.035 | 1618.748
6451 | 505.0939 | 1669.5826 | 505.0939 | 1669.5826
6452 | 540.3204 | 1711.09 | 540.3204 | 1711.09
6453 | 569.8661 | 1770.7347 | 569.8661 | 1770.7347
6454 | 595.193 | 1844.1841 | 595.193 | 1844.1841
6455 | 628.8323 | 1915.3888 | 628.8323 | 1915.3888
6456 | 625.1356 | 1979.8159 | 625.1356 | 1979.8159
6457 | 598.3071 | 2029.4364 | 598.3071 | 2029.4364
6458 | 590.3565 | 2056.8202 | 590.3565 | 2056.8202
6459 | 583.0324 | 2053.6131 | 583.0324 | 2053.6131
6460 | 588.8095 | 2019.5374 | 588.8095 | 2019.5374
6461 | 599.1737 | 1972.313 | 599.1737 | 1972.313
6462 | 604.5684 | 1912.585 | 604.5684 | 1912.585
6463 | 600.8921 | 1856.0723 | 600.8921 | 1856.0723
6464 | 610.3275 | 1801.4082 | 610.3275 | 1801.4082
6465 | 590.6564 | 1753.3513 | 590.6564 | 1753.3513
6466 | 565.3286 | 1702.7027 | 565.3286 | 1702.7027
6467 | 540.0387 | 1666.4628 | 540.0387 | 1666.4628
6468 | 514.6371 | 1659.5914 | 514.6371 | 1659.5914
6469 | 496.593 | 1671.8212 | 496.593 | 1671.8212
6470 | 483.9718 | 1706.3233 | 483.9718 | 1706.3233
6471 | 474.8742 | 1771.6854 | 474.8742 | 1771.6854
6472 | 473.8863 | 1879.6408 | 473.8863 | 1879.6408
6473 | 473.6905 | 2004.6127 | 473.6905 | 2004.6127
6474 | 473.5262 | 2049.7322 | 473.5262 | 2049.7322
6475 | 481.154 | 2086.447 | 481.154 | 2086.447
6476 | 505.9621 | 2115.2166 | 505.9621 | 2115.2166
6477 | 530.5561 | 2124.6309 | 530.5561 | 2124.6309
6478 | 551.903 | 2101.0442 | 551.903 | 2101.0442
6479 | 576.9516 | 2067.8225 | 576.9516 | 2067.8225
6480 | 576.962 | 2027.2223 | 576.962 | 2027.2223
6481 | 563.1402 | 1959.8589 | 563.1402 | 1959.8589
6482 | 556.0541 | 1849.6498 | 556.0541 | 1849.6498
6483 | 554.7885 | 1758.96 | 554.7885 | 1758.96
6484 | 561.0755 | 1692.3187 | 561.0755 | 1692.3187
6485 | 569.1409 | 1664.2011 | 569.1409 | 1664.2011
6486 | 571.0618 | 1655.4245 | 571.0618 | 1655.4245
6487 | 577.0544 | 1647.8804 | 577.0544 | 1647.8804
6488 | 592.0843 | 1647.4724 | 592.0843 | 1647.4724
6489 | 580.9939 | 1663.1649 | 580.9939 | 1663.1649
6490 | 563.3146 | 1677.7077 | 563.3146 | 1677.7077
6491 | 532.8692 | 1714.5903 | 532.8692 | 1714.5903
6492 | 504.2917 | 1765.1594 | 504.2917 | 1765.1594
6493 | 486.2131 | 1811.3368 | 486.2131 | 1811.3368
6494 | 476.1762 | 1850.6456 | 476.1762 | 1850.6456
6495 | 470.4783 | 1888.7895 | 470.4783 | 1888.7895
6496 | 468.2613 | 1935.8196 | 468.2613 | 1935.8196
6497 | 469.4722 | 1999.4454 | 469.4722 | 1999.4454
6498 | 470.4705 | 2044.7452 | 470.4705 | 2044.7452
6499 | 484.7863 | 2084.5243 | 484.7863 | 2084.5243
6500 | 513.6807 | 2101.2169 | 513.6807 | 2101.2169
6501 | 543.0049 | 2110.0304 | 543.0049 | 2110.0304
6502 | 567.039 | 2125.7989 | 567.039 | 2125.7989
6503 | 604.0573 | 2164.0173 | 604.0573 | 2164.0173
6504 | 601.0344 | 2200.6855 | 601.0344 | 2200.6855
6505 | 581.226 | 2102.4989 | 581.226 | 2102.4989
6506 | 570.0206 | 1965.1317 | 570.0206 | 1965.1317
6507 | 572.5276 | 1820.0056 | 572.5276 | 1820.0056
6508 | 570.8662 | 1738.0428 | 570.8662 | 1738.0428
6509 | 587.6885 | 1701.4533 | 587.6885 | 1701.4533
6510 | 589.2016 | 1661.5531 | 589.2016 | 1661.5531
6511 | 590.8956 | 1622.8853 | 590.8956 | 1622.8853
6512 | 602.3938 | 1591.4138 | 602.3938 | 1591.4138
6513 | 589.0477 | 1566.91 | 589.0477 | 1566.91
6514 | 560.3633 | 1530.5013 | 560.3633 | 1530.5013
6515 | 529.294 | 1524.4838 | 529.294 | 1524.4838
6516 | 500.9144 | 1587.6105 | 500.9144 | 1587.6105
6517 | 481.0751 | 1668.4565 | 481.0751 | 1668.4565
6518 | 471.037 | 1727.8334 | 471.037 | 1727.8334
6519 | 466.2577 | 1772.827 | 466.2577 | 1772.827
6520 | 464.3513 | 1817.8142 | 464.3513 | 1817.8142
6521 | 465.0112 | 1889.311 | 465.0112 | 1889.311
6522 | 469.8245 | 1945.7865 | 469.8245 | 1945.7865
6523 | 488.8351 | 2016.0283 | 488.8351 | 2016.0283
6524 | 529.9848 | 2049.4844 | 529.9848 | 2049.4844
6525 | 561.0594 | 1982.051 | 561.0594 | 1982.051
6526 | 582.6564 | 1874.4065 | 582.6564 | 1874.4065
6527 | 614.7457 | 1833.6141 | 614.7457 | 1833.6141
6528 | 609.8552 | 1786.3446 | 609.8552 | 1786.3446
6529 | 588.7465 | 1688.3383 | 588.7465 | 1688.3383
6530 | 580.1878 | 1561.606 | 580.1878 | 1561.606
6531 | 588.3582 | 1439.3119 | 588.3582 | 1439.3119
6532 | 596.7584 | 1347.4352 | 596.7584 | 1347.4352
6533 | 606.9597 | 1307.3608 | 606.9597 | 1307.3608
6534 | 604.3004 | 1285.0052 | 604.3004 | 1285.0052
6535 | 600.021 | 1272.1136 | 600.021 | 1272.1136
6536 | 614.2989 | 1265.3968 | 614.2989 | 1265.3968
6537 | 602.6421 | 1268.2312 | 602.6421 | 1268.2312
6538 | 575.068 | 1259.2811 | 575.068 | 1259.2811
6539 | 540.2732 | 1277.8981 | 540.2732 | 1277.8981
6540 | 507.1255 | 863.646 | 507.1255 | 863.646
6541 | 485.9921 | 898.6623 | 485.9921 | 898.6623
6542 | 471.9405 | 933.1105 | 471.9405 | 933.1105
6543 | 465.7061 | 969.6384 | 465.7061 | 969.6384
6544 | 462.6222 | 1038.8049 | 462.6222 | 1038.8049
6545 | 465.2209 | 1131.4226 | 465.2209 | 1131.4226
6546 | 471.4286 | 1143.6766 | 471.4286 | 1143.6766
6547 | 498.6 | 1139.8908 | 498.6 | 1139.8908
6548 | 535.3606 | 1128.885 | 535.3606 | 1128.885
6549 | 565.1379 | 1125.0387 | 565.1379 | 1125.0387
6550 | 593.7191 | 1123.901 | 593.7191 | 1123.901
6551 | 633.8354 | 1141.294 | 633.8354 | 1141.294
6552 | 627.0258 | 1137.7627 | 627.0258 | 1137.7627
6553 | 596.4354 | 1084.0625 | 596.4354 | 1084.0625
6554 | 593.7719 | 1014.4272 | 593.7719 | 1014.4272
6555 | 601.6827 | 944.485 | 601.6827 | 944.485
6556 | 601.8232 | 904.5566 | 601.8232 | 904.5566
6557 | 616.9146 | 886.1722 | 616.9146 | 886.1722
6558 | 612.2582 | 877.9959 | 612.2582 | 877.9959
6559 | 608.993 | 868.01 | 608.993 | 868.01
6560 | 626.7988 | 852.3141 | 626.7988 | 852.3141
6561 | 607.7957 | 837.0692 | 607.7957 | 837.0692
6562 | 580.0855 | 810.3133 | 580.0855 | 810.3133
6563 | 546.9192 | 789.6683 | 546.9192 | 789.6683
6564 | 514.9622 | 779.7196 | 514.9622 | 779.7196
6565 | 493.4465 | 768.3617 | 493.4465 | 768.3617
6566 | 480.5296 | 760.2612 | 480.5296 | 760.2612
6567 | 472.9944 | 764.5848 | 472.9944 | 764.5848
6568 | 470.2487 | 809.9007 | 470.2487 | 809.9007
6569 | 474.0834 | 918.2106 | 474.0834 | 918.2106
6570 | 477.5102 | 1005.9593 | 477.5102 | 1005.9593
6571 | 506.4869 | 1063.225 | 506.4869 | 1063.225
6572 | 555.3446 | 1074.3524 | 555.3446 | 1074.3524
6573 | 581.0315 | 1067.5003 | 581.0315 | 1067.5003
6574 | 606.2899 | 1045.2444 | 606.2899 | 1045.2444
6575 | 639.5658 | 1030.5892 | 639.5658 | 1030.5892
6576 | 631.8815 | 997.5862 | 631.8815 | 997.5862
6577 | 601.2886 | 944.4715 | 601.2886 | 944.4715
6578 | 593.9442 | 911.3734 | 593.9442 | 911.3734
6579 | 601.6203 | 883.6677 | 601.6203 | 883.6677
6580 | 603.2892 | 884.9998 | 603.2892 | 884.9998
6581 | 613.7621 | 891.2078 | 613.7621 | 891.2078
6582 | 612.4773 | 891.5022 | 612.4773 | 891.5022
6583 | 606.7426 | 901.8928 | 606.7426 | 901.8928
6584 | 611.6175 | 920.392 | 611.6175 | 920.392
6585 | 602.1663 | 951.209 | 602.1663 | 951.209
6586 | 573.0184 | 978.9077 | 573.0184 | 978.9077
6587 | 535.8638 | 1009.4383 | 535.8638 | 1009.4383
6588 | 505.6821 | 1040.9843 | 505.6821 | 1040.9843
6589 | 483.0966 | 1060.5426 | 483.0966 | 1060.5426
6590 | 471.7159 | 1081.0941 | 471.7159 | 1081.0941
6591 | 461.458 | 1105.6771 | 461.458 | 1105.6771
6592 | 458.3642 | 1167.0756 | 458.3642 | 1167.0756
6593 | 459.6686 | 1276.1663 | 459.6686 | 1276.1663
6594 | 462.1766 | 1321.5224 | 462.1766 | 1321.5224
6595 | 489.9678 | 1341.7434 | 489.9678 | 1341.7434
6596 | 533.7342 | 1362.5907 | 533.7342 | 1362.5907
6597 | 557.0975 | 1388.7626 | 557.0975 | 1388.7626
6598 | 584.4142 | 1397.7742 | 584.4142 | 1397.7742
6599 | 622.8246 | 1409.0386 | 622.8246 | 1409.0386
6600 | 625.1905 | 1391.923 | 625.1905 | 1391.923
6601 | 596.1606 | 1345.6395 | 596.1606 | 1345.6395
6602 | 588.9036 | 1294.9364 | 588.9036 | 1294.9364
6603 | 588.3691 | 1241.4282 | 588.3691 | 1241.4282
6604 | 592.8446 | 1221.2517 | 592.8446 | 1221.2517
6605 | 603.0988 | 1211.1429 | 603.0988 | 1211.1429
6606 | 597.9936 | 1196.6429 | 597.9936 | 1196.6429
6607 | 589.2721 | 1184.588 | 589.2721 | 1184.588
6608 | 595.0542 | 1168.3066 | 595.0542 | 1168.3066
6609 | 589.944 | 1156.731 | 589.944 | 1156.731
6610 | 568.9607 | 1140.866 | 568.9607 | 1140.866
6611 | 531.85 | 1138.841 | 531.85 | 1138.841
6612 | 505.5304 | 1174.2125 | 505.5304 | 1174.2125
6613 | 484.0717 | 1254.9004 | 484.0717 | 1254.9004
6614 | 471.6015 | 1337.8698 | 471.6015 | 1337.8698
6615 | 465.9496 | 1381.5802 | 465.9496 | 1381.5802
6616 | 464.0319 | 1418.6596 | 464.0319 | 1418.6596
6617 | 464.0321 | 1476.8089 | 464.0321 | 1476.8089
6618 | 466.2276 | 1483.8321 | 466.2276 | 1483.8321
6619 | 491.8844 | 1486.2139 | 491.8844 | 1486.2139
6620 | 534.8132 | 1504.719 | 534.8132 | 1504.719
6621 | 568.3481 | 1563.3685 | 568.3481 | 1563.3685
6622 | 590.3044 | 1551.496 | 590.3044 | 1551.496
6623 | 625.7237 | 1459.5896 | 625.7237 | 1459.5896
6624 | 617.8666 | 1400.5498 | 617.8666 | 1400.5498
6625 | 591.7414 | 1313.162 | 591.7414 | 1313.162
6626 | 590.8437 | 1221.3935 | 590.8437 | 1221.3935
6627 | 591.322 | 1145.9083 | 591.322 | 1145.9083
6628 | 596.215 | 1099.539 | 596.215 | 1099.539
6629 | 603.6739 | 1064.2132 | 603.6739 | 1064.2132
6630 | 599.9115 | 1026.9555 | 599.9115 | 1026.9555
6631 | 597.2712 | 989.7617 | 597.2712 | 989.7617
6632 | 610.6805 | 947.3656 | 610.6805 | 947.3656
6633 | 604.7782 | 906.3572 | 604.7782 | 906.3572
6634 | 581.2026 | 859.1857 | 581.2026 | 859.1857
6635 | 545.8109 | 821.9507 | 545.8109 | 821.9507
6636 | 515.2175 | 799.7058 | 515.2175 | 799.7058
6637 | 492.5758 | 780.2675 | 492.5758 | 780.2675
6638 | 479.0646 | 764.8284 | 479.0646 | 764.8284
6639 | 472.286 | 753.3816 | 472.286 | 753.3816
6640 | 470.6689 | 770.1235 | 470.6689 | 770.1235
6641 | 470.9251 | 828.6631 | 470.9251 | 828.6631
6642 | 470.0775 | 840.3707 | 470.0775 | 840.3707
6643 | 488.4181 | 845.7581 | 488.4181 | 845.7581
6644 | 521.4651 | 854.9338 | 521.4651 | 854.9338
6645 | 546.1093 | 869.1609 | 546.1093 | 869.1609
6646 | 566.6946 | 882.9737 | 566.6946 | 882.9737
6647 | 601.2221 | 909.5401 | 601.2221 | 909.5401
6648 | 597.1982 | 934.3096 | 597.1982 | 934.3096
6649 | 570.4068 | 958.7585 | 570.4068 | 958.7585
6650 | 567.353 | 975.1575 | 567.353 | 975.1575
6651 | 571.7285 | 977.431 | 571.7285 | 977.431
6652 | 570.7321 | 985.8676 | 570.7321 | 985.8676
6653 | 575.0988 | 985.0492 | 575.0988 | 985.0492
6654 | 581.1689 | 973.3207 | 581.1689 | 973.3207
6655 | 576.7945 | 970.0098 | 576.7945 | 970.0098
6656 | 592.245 | 970.8259 | 592.245 | 970.8259
6657 | 592.7705 | 974.9036 | 592.7705 | 974.9036
6658 | 568.2668 | 966.2602 | 568.2668 | 966.2602
6659 | 539.641 | 961.3075 | 539.641 | 961.3075
6660 | 515.9568 | 989.8868 | 515.9568 | 989.8868
6661 | 494.3732 | 1049.4174 | 494.3732 | 1049.4174
6662 | 482.8437 | 1090.0333 | 482.8437 | 1090.0333
6663 | 475.8585 | 1122.6966 | 475.8585 | 1122.6966
6664 | 472.3033 | 1180.7771 | 472.3033 | 1180.7771
6665 | 470.4583 | 1268.6715 | 470.4583 | 1268.6715
6666 | 465.0897 | 1309.4995 | 465.0897 | 1309.4995
6667 | 482.2656 | 1334.9512 | 482.2656 | 1334.9512
6668 | 506.3948 | 1341.8238 | 506.3948 | 1341.8238
6669 | 536.244 | 1358.7053 | 536.244 | 1358.7053
6670 | 561.8398 | 1378.9981 | 561.8398 | 1378.9981
6671 | 594.0023 | 1392.2143 | 594.0023 | 1392.2143
6672 | 587.3888 | 1365.3788 | 587.3888 | 1365.3788
6673 | 566.6542 | 1273.9313 | 566.6542 | 1273.9313
6674 | 564.7713 | 1181.3431 | 564.7713 | 1181.3431
6675 | 567.7309 | 1098.0507 | 567.7309 | 1098.0507
6676 | 574.0628 | 1038.9168 | 574.0628 | 1038.9168
6677 | 580.0324 | 995.5497 | 580.0324 | 995.5497
6678 | 579.0436 | 962.3907 | 579.0436 | 962.3907
6679 | 573.1784 | 943.1143 | 573.1784 | 943.1143
6680 | 595.9172 | 924.0614 | 595.9172 | 924.0614
6681 | 586.7783 | 900.8142 | 586.7783 | 900.8142
6682 | 567.1621 | 861.2546 | 567.1621 | 861.2546
6683 | 535.5782 | 842.132 | 535.5782 | 842.132
6684 | 507.531 | 888.8239 | 507.531 | 888.8239
6685 | 486.2422 | 933.6771 | 486.2422 | 933.6771
6686 | 474.3407 | 921.2437 | 474.3407 | 921.2437
6687 | 468.6177 | 931.5787 | 468.6177 | 931.5787
6688 | 466.359 | 975.177 | 466.359 | 975.177
6689 | 465.0868 | 1053.6639 | 465.0868 | 1053.6639
6690 | 458.9971 | 1086.1773 | 458.9971 | 1086.1773
6691 | 485.3335 | 1112.644 | 485.3335 | 1112.644
6692 | 524.4275 | 1129.978 | 524.4275 | 1129.978
6693 | 551.1969 | 1140.0283 | 551.1969 | 1140.0283
6694 | 578.1093 | 1140.3349 | 578.1093 | 1140.3349
6695 | 615.2045 | 1146.837 | 615.2045 | 1146.837
6696 | 615.9285 | 1146.1554 | 615.9285 | 1146.1554
6697 | 585.2502 | 1138.0877 | 585.2502 | 1138.0877
6698 | 579.0351 | 1126.303 | 579.0351 | 1126.303
6699 | 583.1032 | 1104.4135 | 583.1032 | 1104.4135
6700 | 585.1694 | 1088.8042 | 585.1694 | 1088.8042
6701 | 599.0183 | 1076.8217 | 599.0183 | 1076.8217
6702 | 601.4247 | 1058.6913 | 601.4247 | 1058.6913
6703 | 585.3258 | 1052.0624 | 585.3258 | 1052.0624
6704 | 600.8411 | 1046.9061 | 600.8411 | 1046.9061
6705 | 597.2075 | 1045.7921 | 597.2075 | 1045.7921
6706 | 571.2089 | 1036.1728 | 571.2089 | 1036.1728
6707 | 535.6059 | 1034.6942 | 535.6059 | 1034.6942
6708 | 501.9293 | 1049.7283 | 501.9293 | 1049.7283
6709 | 483.7069 | 1066.1246 | 483.7069 | 1066.1246
6710 | 474.0812 | 1081.6016 | 474.0812 | 1081.6016
6711 | 466.733 | 1092.0537 | 466.733 | 1092.0537
6712 | 464.9088 | 1119.8427 | 464.9088 | 1119.8427
6713 | 465.9584 | 1182.2078 | 465.9584 | 1182.2078
6714 | 465.2051 | 1197.6237 | 465.2051 | 1197.6237
6715 | 497.0908 | 1207.8906 | 497.0908 | 1207.8906
6716 | 550.532 | 1212.8504 | 550.532 | 1212.8504
6717 | 583.8922 | 1221.3393 | 583.8922 | 1221.3393
6718 | 604.5581 | 1230.3118 | 604.5581 | 1230.3118
6719 | 642.1955 | 1245.8311 | 642.1955 | 1245.8311
6720 | 632.5415 | 1248.2333 | 632.5415 | 1248.2333
6721 | 598.094 | 1246.177 | 598.094 | 1246.177
6722 | 595.2954 | 1249.4991 | 595.2954 | 1249.4991
6723 | 598.0952 | 1246.5809 | 598.0952 | 1246.5809
6724 | 602.905 | 1250.3332 | 602.905 | 1250.3332
6725 | 619.8256 | 1243.9718 | 619.8256 | 1243.9718
6726 | 624.44 | 1222.6405 | 624.44 | 1222.6405
6727 | 596.4782 | 1203.8325 | 596.4782 | 1203.8325
6728 | 614.8671 | 1183.062 | 614.8671 | 1183.062
6729 | 609.2898 | 1168.5588 | 609.2898 | 1168.5588
6730 | 578.7813 | 1147.0727 | 578.7813 | 1147.0727
6731 | 540.7402 | 1131.8146 | 540.7402 | 1131.8146
6732 | 507.4356 | 1134.2792 | 507.4356 | 1134.2792
6733 | 483.1011 | 1142.322 | 483.1011 | 1142.322
6734 | 472.4611 | 1151.4361 | 472.4611 | 1151.4361
6735 | 466.9318 | 1161.4199 | 466.9318 | 1161.4199
6736 | 465.6235 | 1193.0733 | 465.6235 | 1193.0733
6737 | 463.8172 | 1258.4442 | 463.8172 | 1258.4442
6738 | 467.323 | 1275.5386 | 467.323 | 1275.5386
6739 | 498.3338 | 1286.2739 | 498.3338 | 1286.2739
6740 | 548.4734 | 1295.918 | 548.4734 | 1295.918
6741 | 587.8328 | 1308.3104 | 587.8328 | 1308.3104
6742 | 605.646 | 1318.3759 | 605.646 | 1318.3759
6743 | 644.5064 | 1339.3211 | 644.5064 | 1339.3211
6744 | 630.2549 | 1343.2457 | 630.2549 | 1343.2457
6745 | 594.2353 | 1322.4525 | 594.2353 | 1322.4525
6746 | 591.3184 | 1279.7126 | 591.3184 | 1279.7126
6747 | 593.096 | 1224.5648 | 593.096 | 1224.5648
6748 | 594.0023 | 1182.8798 | 594.0023 | 1182.8798
6749 | 603.896 | 1140.1373 | 603.896 | 1140.1373
6750 | 602.585 | 1094.0965 | 602.585 | 1094.0965
6751 | 584.933 | 1060.4941 | 584.933 | 1060.4941
6752 | 599.7837 | 1032.9705 | 599.7837 | 1032.9705
6753 | 596.5152 | 1007.9276 | 596.5152 | 1007.9276
6754 | 569.6516 | 973.2085 | 569.6516 | 973.2085
6755 | 531.9944 | 959.1215 | 531.9944 | 959.1215
6756 | 497.095 | 972.9844 | 497.095 | 972.9844
6757 | 476.0637 | 990.1225 | 476.0637 | 990.1225
6758 | 464.5342 | 1013.0943 | 464.5342 | 1013.0943
6759 | 460.0648 | 1053.2915 | 460.0648 | 1053.2915
6760 | 458.0437 | 1131.4753 | 458.0437 | 1131.4753
6761 | 455.5715 | 1242.4396 | 455.5715 | 1242.4396
6762 | 456.5706 | 1287.6396 | 456.5706 | 1287.6396
6763 | 489.8297 | 1310.3979 | 489.8297 | 1310.3979
6764 | 536.7152 | 1324.6872 | 536.7152 | 1324.6872
6765 | 569.4456 | 1341.1393 | 569.4456 | 1341.1393
6766 | 593.1578 | 1350.9706 | 593.1578 | 1350.9706
6767 | 627.3157 | 1365.1236 | 627.3157 | 1365.1236
6768 | 621.5987 | 1341.5281 | 621.5987 | 1341.5281
6769 | 587.676 | 1298.2114 | 587.676 | 1298.2114
6770 | 579.8482 | 1246.9618 | 579.8482 | 1246.9618
6771 | 579.7683 | 1191.5408 | 579.7683 | 1191.5408
6772 | 586.5809 | 1146.2255 | 586.5809 | 1146.2255
6773 | 598.5982 | 1102.0386 | 598.5982 | 1102.0386
6774 | 594.208 | 1053.6557 | 594.208 | 1053.6557
6775 | 578.6393 | 1018.9603 | 578.6393 | 1018.9603
6776 | 590.8062 | 991.827 | 590.8062 | 991.827
6777 | 592.9469 | 974.1619 | 592.9469 | 974.1619
6778 | 571.3515 | 949.2407 | 571.3515 | 949.2407
6779 | 535.0459 | 938.7059 | 535.0459 | 938.7059
6780 | 499.9326 | 991.6044 | 499.9326 | 991.6044
6781 | 478.7306 | 1090.3657 | 478.7306 | 1090.3657
6782 | 466.2657 | 1158.931 | 466.2657 | 1158.931
6783 | 460.6705 | 1199.6747 | 460.6705 | 1199.6747
6784 | 457.6667 | 1249.2064 | 457.6667 | 1249.2064
6785 | 453.3787 | 1349.5531 | 453.3787 | 1349.5531
6786 | 452.0574 | 1399.9058 | 452.0574 | 1399.9058
6787 | 480.7448 | 1425.9821 | 480.7448 | 1425.9821
6788 | 521.5674 | 1418.3724 | 521.5674 | 1418.3724
6789 | 551.9568 | 1373.773 | 551.9568 | 1373.773
6790 | 575.1383 | 1320.64 | 575.1383 | 1320.64
6791 | 607.7592 | 1329.6013 | 607.7592 | 1329.6013
6792 | 611.2523 | 1297.9645 | 611.2523 | 1297.9645
6793 | 577.4894 | 1204.7604 | 577.4894 | 1204.7604
6794 | 571.4998 | 1103.8185 | 571.4998 | 1103.8185
6795 | 578.4172 | 1027.9429 | 578.4172 | 1027.9429
6796 | 580.582 | 977.7872 | 580.582 | 977.7872
6797 | 589.7607 | 940.9 | 589.7607 | 940.9
6798 | 585.2296 | 897.9821 | 585.2296 | 897.9821
6799 | 573.6667 | 868.9468 | 573.6667 | 868.9468
6800 | 580.9411 | 849.5426 | 580.9411 | 849.5426
6801 | 586.2133 | 833.0876 | 586.2133 | 833.0876
6802 | 568.7575 | 807.1904 | 568.7575 | 807.1904
6803 | 537.0222 | 801.7303 | 537.0222 | 801.7303
6804 | 503.3902 | 832.8469 | 503.3902 | 832.8469
6805 | 483.0977 | 904.6737 | 483.0977 | 904.6737
6806 | 469.5208 | 932.6811 | 469.5208 | 932.6811
6807 | 462.2506 | 922.1712 | 462.2506 | 922.1712
6808 | 460.3841 | 947.5009 | 460.3841 | 947.5009
6809 | 456.4653 | 1017.0486 | 456.4653 | 1017.0486
6810 | 448.4964 | 1038.1636 | 448.4964 | 1038.1636
6811 | 470.0983 | 1047.806 | 470.0983 | 1047.806
6812 | 507.8455 | 1049.0964 | 507.8455 | 1049.0964
6813 | 538.9003 | 1051.9252 | 538.9003 | 1051.9252
6814 | 557.8221 | 1052.3098 | 557.8221 | 1052.3098
6815 | 589.7036 | 1060.6466 | 589.7036 | 1060.6466
6816 | 585.3353 | 1060.3943 | 585.3353 | 1060.3943
6817 | 564.2039 | 1053.3026 | 564.2039 | 1053.3026
6818 | 562.2256 | 1040.7762 | 562.2256 | 1040.7762
6819 | 565.6526 | 1015.0612 | 565.6526 | 1015.0612
6820 | 565.7873 | 997.0708 | 565.7873 | 997.0708
6821 | 574.3459 | 974.1192 | 574.3459 | 974.1192
6822 | 573.4658 | 947.4011 | 573.4658 | 947.4011
6823 | 560.9903 | 936.166 | 560.9903 | 936.166
6824 | 573.4668 | 928.7847 | 573.4668 | 928.7847
6825 | 576.8278 | 926.5776 | 576.8278 | 926.5776
6826 | 558.5041 | 913.5232 | 558.5041 | 913.5232
6827 | 527.9005 | 906.1503 | 527.9005 | 906.1503
6828 | 495.815 | 913.2211 | 495.815 | 913.2211
6829 | 473.8956 | 923.5279 | 473.8956 | 923.5279
6830 | 462.5286 | 933.4618 | 462.5286 | 933.4618
6831 | 452.7075 | 943.3675 | 452.7075 | 943.3675
6832 | 452.7069 | 978.3779 | 452.7069 | 978.3779
6833 | 443.7257 | 1050.3458 | 443.7257 | 1050.3458
6834 | 437.8048 | 1076.1061 | 437.8048 | 1076.1061
6835 | 458.1804 | 1102.2215 | 458.1804 | 1102.2215
6836 | 496.0465 | 1129.4706 | 496.0465 | 1129.4706
6837 | 520.6796 | 1143.0731 | 520.6796 | 1143.0731
6838 | 540.6947 | 1143.4578 | 540.6947 | 1143.4578
6839 | 582.1063 | 1157.6498 | 582.1063 | 1157.6498
6840 | 578.2137 | 1137.997 | 578.2137 | 1137.997
6841 | 557.5673 | 1094.9535 | 557.5673 | 1094.9535
6842 | 555.5679 | 1045.1481 | 555.5679 | 1045.1481
6843 | 553.7231 | 989.9614 | 553.7231 | 989.9614
6844 | 561.3031 | 952.258 | 561.3031 | 952.258
6845 | 567.0725 | 917.4397 | 567.0725 | 917.4397
6846 | 562.8789 | 876.4345 | 562.8789 | 876.4345
6847 | 551.0645 | 842.1684 | 551.0645 | 842.1684
6848 | 563.8267 | 810.8974 | 563.8267 | 810.8974
6849 | 564.9219 | 781.5997 | 564.9219 | 781.5997
6850 | 543.6431 | 742.3524 | 543.6431 | 742.3524
6851 | 510.8296 | 721.6684 | 510.8296 | 721.6684
6852 | 480.3468 | 767.8138 | 480.3468 | 767.8138
6853 | 461.0556 | 901.629 | 461.0556 | 901.629
6854 | 448.6673 | 953.0186 | 448.6673 | 953.0186
6855 | 445.579 | 968.5063 | 445.579 | 968.5063
6856 | 446.2424 | 994.7338 | 446.2424 | 994.7338
6857 | 439.3685 | 1058.192 | 439.3685 | 1058.192
6858 | 435.811 | 1099.1371 | 435.811 | 1099.1371
6859 | 458.8943 | 1137.1583 | 458.8943 | 1137.1583
6860 | 499.0609 | 1144.9286 | 499.0609 | 1144.9286
6861 | 529.7982 | 1123.0088 | 529.7982 | 1123.0088
6862 | 552.1306 | 1114.2202 | 552.1306 | 1114.2202
6863 | 590.4403 | 1128.7245 | 590.4403 | 1128.7245
6864 | 584.2564 | 1057.3886 | 584.2564 | 1057.3886
6865 | 559.4925 | 959.266 | 559.4925 | 959.266
6866 | 556.4562 | 874.7971 | 556.4562 | 874.7971
6867 | 556.6426 | 780.1845 | 556.6426 | 780.1845
6868 | 569.6943 | 776.0517 | 569.6943 | 776.0517
6869 | 574.2929 | 785.6557 | 574.2929 | 785.6557
6870 | 570.7764 | 781.5001 | 570.7764 | 781.5001
6871 | 559.234 | 775.769 | 559.234 | 775.769
6872 | 577.0033 | 763.3131 | 577.0033 | 763.3131
6873 | 581.8089 | 752.9867 | 581.8089 | 752.9867
6874 | 563.6007 | 733.1791 | 563.6007 | 733.1791
6875 | 522.1619 | 716.0083 | 522.1619 | 716.0083
6876 | 488.7734 | 710.7438 | 488.7734 | 710.7438
6877 | 467.0309 | 752.0449 | 467.0309 | 752.0449
6878 | 456.7567 | 805.9328 | 456.7567 | 805.9328
6879 | 452.2515 | 803.1909 | 452.2515 | 803.1909
6880 | 450.274 | 831.4092 | 450.274 | 831.4092
6881 | 443.2932 | 912.5505 | 443.2932 | 912.5505
6882 | 445.5898 | 941.7069 | 445.5898 | 941.7069
6883 | 480.0833 | 963.4892 | 480.0833 | 963.4892
6884 | 530.469 | 981.0965 | 530.469 | 981.0965
6885 | 561.6839 | 995.753 | 561.6839 | 995.753
6886 | 581.8535 | 1007.7313 | 581.8535 | 1007.7313
6887 | 626.4079 | 1026.6466 | 626.4079 | 1026.6466
6888 | 619.1856 | 978.732 | 619.1856 | 978.732
6889 | 585.2827 | 882.5612 | 585.2827 | 882.5612
6890 | 580.7428 | 791.7296 | 580.7428 | 791.7296
6891 | 585.8477 | 759.2615 | 585.8477 | 759.2615
6892 | 587.518 | 774.9196 | 587.518 | 774.9196
6893 | 603.2653 | 784.797 | 603.2653 | 784.797
6894 | 600.3144 | 780.6804 | 600.3144 | 780.6804
6895 | 579.3676 | 774.9883 | 579.3676 | 774.9883
6896 | 587.4229 | 762.6495 | 587.4229 | 762.6495
6897 | 591.8511 | 751.5033 | 591.8511 | 751.5033
6898 | 565.0814 | 730.9931 | 565.0814 | 730.9931
6899 | 528.8592 | 713.1587 | 528.8592 | 713.1587
6900 | 496.5265 | 707.1916 | 496.5265 | 707.1916
6901 | 472.6532 | 703.3676 | 472.6532 | 703.3676
6902 | 459.1747 | 702.879 | 459.1747 | 702.879
6903 | 453.6427 | 702.7916 | 453.6427 | 702.7916
6904 | 451.8176 | 725.9743 | 451.8176 | 725.9743
6905 | 445.9242 | 784.2798 | 445.9242 | 784.2798
6906 | 447.4872 | 793.9965 | 447.4872 | 793.9965
6907 | 481.8456 | 803.3656 | 481.8456 | 803.3656
6908 | 531.8377 | 810.3162 | 531.8377 | 810.3162
6909 | 562.8259 | 812.208 | 562.8259 | 812.208
6910 | 583.3331 | 807.7133 | 583.3331 | 807.7133
6911 | 620.551 | 810.4679 | 620.551 | 810.4679
6912 | 618.8616 | 786.7554 | 618.8616 | 786.7554
6913 | 586.3004 | 755.7348 | 586.3004 | 755.7348
6914 | 583.5915 | 755.5827 | 583.5915 | 755.5827
6915 | 583.378 | 756.2557 | 583.378 | 756.2557
6916 | 590.0212 | 770.3525 | 590.0212 | 770.3525
6917 | 601.8931 | 778.9807 | 601.8931 | 778.9807
6918 | 602.6608 | 772.2487 | 602.6608 | 772.2487
6919 | 574.3276 | 762.2237 | 574.3276 | 762.2237
6920 | 578.6433 | 746.9182 | 578.6433 | 746.9182
6921 | 588.7391 | 737.919 | 588.7391 | 737.919
6922 | 567.6449 | 719.9851 | 567.6449 | 719.9851
6923 | 532.2185 | 708.3573 | 532.2185 | 708.3573
6924 | 499.9512 | 713.3982 | 499.9512 | 713.3982
6925 | 475.3707 | 716.991 | 475.3707 | 716.991
6926 | 463.6073 | 715.5655 | 463.6073 | 715.5655
6927 | 457.8172 | 714.8145 | 457.8172 | 714.8145
6928 | 455.8035 | 738.4657 | 455.8035 | 738.4657
6929 | 448.6671 | 801.5725 | 448.6671 | 801.5725
6930 | 450.3781 | 822.8047 | 450.3781 | 822.8047
6931 | 484.1445 | 834.4378 | 484.1445 | 834.4378
6932 | 535.0133 | 830.3804 | 535.0133 | 830.3804
6933 | 564.4445 | 829.2275 | 564.4445 | 829.2275
6934 | 585.9964 | 820.556 | 585.9964 | 820.556
6935 | 626.2656 | 815.6987 | 626.2656 | 815.6987
6936 | 621.2902 | 782.0321 | 621.2902 | 782.0321
6937 | 585.349 | 745 | 585.349 | 745
6938 | 577.4542 | 727.2038 | 577.4542 | 727.2038
6939 | 588.0017 | 712.7311 | 588.0017 | 712.7311
6940 | 589.1851 | 699.8934 | 589.1851 | 699.8934
6941 | 598.8546 | 664.6456 | 598.8546 | 664.6456
6942 | 600.7058 | 614.9356 | 600.7058 | 614.9356
6943 | 573.5219 | 571.8084 | 573.5219 | 571.8084
6944 | 586.2143 | 538.7027 | 586.2143 | 538.7027
6945 | 590.1315 | 523.3017 | 590.1315 | 523.3017
6946 | 569.272 | 518.4447 | 569.272 | 518.4447
6947 | 537.2915 | 557.1727 | 537.2915 | 557.1727
6948 | 502.82 | 673.5039 | 502.82 | 673.5039
6949 | 479.5397 | 757.9002 | 479.5397 | 757.9002
6950 | 466.622 | 785.6343 | 466.622 | 785.6343
6951 | 458.7761 | 807.719 | 458.7761 | 807.719
6952 | 456.8853 | 848.0384 | 456.8853 | 848.0384
6953 | 443.3047 | 919.8891 | 443.3047 | 919.8891
6954 | 444.1368 | 932.7677 | 444.1368 | 932.7677
6955 | 466.6413 | 936.3205 | 466.6413 | 936.3205
6956 | 503.0549 | 929.882 | 503.0549 | 929.882
6957 | 530.9413 | 916.8623 | 530.9413 | 916.8623
6958 | 548.2994 | 906.9806 | 548.2994 | 906.9806
6959 | 586.4137 | 896.6584 | 586.4137 | 896.6584
6960 | 588.94 | 819.35 | 588.94 | 819.35
6961 | 560.9302 | 717.2458 | 560.9302 | 717.2458
6962 | 554.6037 | 593.3511 | 554.6037 | 593.3511
6963 | 557.2154 | 495.03 | 557.2154 | 495.03
6964 | 560.3139 | 449.7538 | 560.3139 | 449.7538
6965 | 576.4347 | 417.0434 | 576.4347 | 417.0434
6966 | 567.2851 | 386.8901 | 567.2851 | 386.8901
6967 | 554.7446 | 370.2681 | 554.7446 | 370.2681
6968 | 559.9251 | 360.974 | 559.9251 | 360.974
6969 | 570.4503 | 360.5626 | 570.4503 | 360.5626
6970 | 553.6081 | 372.2567 | 553.6081 | 372.2567
6971 | 520.2857 | 475.8227 | 520.2857 | 475.8227
6972 | 491.6164 | 592.4272 | 491.6164 | 592.4272
6973 | 470.8797 | 628.8488 | 470.8797 | 628.8488
6974 | 459.7462 | 638.3923 | 459.7462 | 638.3923
6975 | 453.0703 | 642.2475 | 453.0703 | 642.2475
6976 | 452.2918 | 673.3154 | 452.2918 | 673.3154
6977 | 438.4435 | 744.932 | 438.4435 | 744.932
6978 | 438.935 | 751.9942 | 438.935 | 751.9942
6979 | 462.1987 | 745.2026 | 462.1987 | 745.2026
6980 | 495.1422 | 747.0396 | 495.1422 | 747.0396
6981 | 524.7198 | 763.6088 | 524.7198 | 763.6088
6982 | 546.4516 | 751.8144 | 546.4516 | 751.8144
6983 | 590.3388 | 728.8056 | 590.3388 | 728.8056
6984 | 591.4947 | 664.3009 | 591.4947 | 664.3009
6985 | 566.4945 | 581.8706 | 566.4945 | 581.8706
6986 | 554.9312 | 494.7864 | 554.9312 | 494.7864
6987 | 559.7967 | 398.222 | 559.7967 | 398.222
6988 | 565.9322 | 329.9538 | 565.9322 | 329.9538
6989 | 574.9341 | 284.4397 | 574.9341 | 284.4397
6990 | 565.251 | 257.0579 | 565.251 | 257.0579
6991 | 552.5957 | 262.7643 | 552.5957 | 262.7643
6992 | 562.7877 | 274.9788 | 562.7877 | 274.9788
6993 | 572.1909 | 298.4961 | 572.1909 | 298.4961
6994 | 555.5478 | 333.9628 | 555.5478 | 333.9628
6995 | 527.102 | 364.5715 | 527.102 | 364.5715
6996 | 497.4083 | 398.2255 | 497.4083 | 398.2255
6997 | 474.7775 | 424.732 | 474.7775 | 424.732
6998 | 462.0876 | 439.5454 | 462.0876 | 439.5454
6999 | 457.4573 | 448.0458 | 457.4573 | 448.0458
7000 | 453.0493 | 479.6602 | 453.0493 | 479.6602
7001 | 440.0842 | 543.7429 | 440.0842 | 543.7429
7002 | 441.2273 | 556.9338 | 441.2273 | 556.9338
7003 | 464.0232 | 572.0411 | 464.0232 | 572.0411
7004 | 500.1895 | 578.1329 | 500.1895 | 578.1329
7005 | 527.286 | 578.1511 | 527.286 | 578.1511
7006 | 550.8674 | 579.902 | 550.8674 | 579.902
7007 | 582.3886 | 587.0286 | 582.3886 | 587.0286
7008 | 579.4533 | 566.9854 | 579.4533 | 566.9854
7009 | 567.4519 | 548.7685 | 567.4519 | 548.7685
7010 | 556.0217 | 536.4763 | 556.0217 | 536.4763
7011 | 559.384 | 501.0025 | 559.384 | 501.0025
7012 | 565.8419 | 460.4885 | 565.8419 | 460.4885
7013 | 574.8163 | 417.2776 | 574.8163 | 417.2776
7014 | 571.4014 | 380.0589 | 571.4014 | 380.0589
7015 | 552.8652 | 367.5746 | 552.8652 | 367.5746
7016 | 562.2454 | 370.0693 | 562.2454 | 370.0693
7017 | 570.2244 | 394.0161 | 570.2244 | 394.0161
7018 | 554.3286 | 416.3668 | 554.3286 | 416.3668
7019 | 520.3582 | 450.879 | 520.3582 | 450.879
7020 | 492.6657 | 525.6764 | 492.6657 | 525.6764
7021 | 468.5045 | 638.2173 | 468.5045 | 638.2173
7022 | 457.6359 | 711.662 | 457.6359 | 711.662
7023 | 452.6567 | 767.3173 | 452.6567 | 767.3173
7024 | 449.6022 | 839.4896 | 449.6022 | 839.4896
7025 | 438.7017 | 942.3736 | 438.7017 | 942.3736
7026 | 439.4814 | 987.3003 | 439.4814 | 987.3003
7027 | 464.5308 | 1003.7349 | 464.5308 | 1003.7349
7028 | 504.6924 | 1006.5477 | 504.6924 | 1006.5477
7029 | 528.883 | 1013.8265 | 528.883 | 1013.8265
7030 | 554.7461 | 1012.7278 | 554.7461 | 1012.7278
7031 | 590.0723 | 994.9888 | 590.0723 | 994.9888
7032 | 583.9152 | 935.3636 | 583.9152 | 935.3636
7033 | 564.0974 | 854.5727 | 564.0974 | 854.5727
7034 | 554.5673 | 774.593 | 554.5673 | 774.593
7035 | 555.475 | 694.6967 | 555.475 | 694.6967
7036 | 560.658 | 633.7672 | 560.658 | 633.7672
7037 | 573.5972 | 576.2692 | 573.5972 | 576.2692
7038 | 569.4837 | 518.5569 | 569.4837 | 518.5569
7039 | 551.624 | 475.1175 | 551.624 | 475.1175
7040 | 555.5407 | 443.6512 | 555.5407 | 443.6512
7041 | 574.5934 | 434.4569 | 574.5934 | 434.4569
7042 | 555.5252 | 436.4311 | 555.5252 | 436.4311
7043 | 518.2985 | 467.352 | 518.2985 | 467.352
7044 | 486.3549 | 605.6993 | 486.3549 | 605.6993
7045 | 466.3235 | 754.7773 | 466.3235 | 754.7773
7046 | 455.2851 | 778.1395 | 455.2851 | 778.1395
7047 | 450.8164 | 751.5079 | 450.8164 | 751.5079
7048 | 446.6979 | 759.4277 | 446.6979 | 759.4277
7049 | 439.2677 | 832.6448 | 439.2677 | 832.6448
7050 | 441.7691 | 851.1445 | 441.7691 | 851.1445
7051 | 478.1272 | 851.8086 | 478.1272 | 851.8086
7052 | 523.8489 | 859.0325 | 523.8489 | 859.0325
7053 | 564.5242 | 861.0024 | 564.5242 | 861.0024
7054 | 584.1021 | 833.6329 | 584.1021 | 833.6329
7055 | 629.1388 | 792.1213 | 629.1388 | 792.1213
7056 | 620.6313 | 714.5787 | 620.6313 | 714.5787
7057 | 585.6509 | 603.0279 | 585.6509 | 603.0279
7058 | 578.4907 | 474.1756 | 578.4907 | 474.1756
7059 | 581.2201 | 403.6089 | 581.2201 | 403.6089
7060 | 587.0894 | 376.4451 | 587.0894 | 376.4451
7061 | 600.0862 | 351.5027 | 600.0862 | 351.5027
7062 | 600.5746 | 327.9855 | 600.5746 | 327.9855
7063 | 574.7409 | 315.0718 | 574.7409 | 315.0718
7064 | 571.0742 | 308.9006 | 571.0742 | 308.9006
7065 | 578.8467 | 319.185 | 578.8467 | 319.185
7066 | 564.8005 | 332.2453 | 564.8005 | 332.2453
7067 | 515.9595 | 379.6782 | 515.9595 | 379.6782
7068 | 485.2791 | 492.7695 | 485.2791 | 492.7695
7069 | 458.8783 | 590.3207 | 458.8783 | 590.3207
7070 | 446.126 | 644.638 | 446.126 | 644.638
7071 | 440.5332 | 685.1475 | 440.5332 | 685.1475
7072 | 438.2595 | 737.4117 | 438.2595 | 737.4117
7073 | 426.6591 | 824.6815 | 426.6591 | 824.6815
7074 | 432.0493 | 859.4981 | 432.0493 | 859.4981
7075 | 466.527 | 868.2426 | 466.527 | 868.2426
7076 | 521.174 | 817.6939 | 521.174 | 817.6939
7077 | 550.4338 | 765.7167 | 550.4338 | 765.7167
7078 | 570.8491 | 753.0635 | 570.8491 | 753.0635
7079 | 610.0117 | 741.9216 | 610.0117 | 741.9216
7080 | 605.6197 | 684.9117 | 605.6197 | 684.9117
7081 | 569.3385 | 579.6846 | 569.3385 | 579.6846
7082 | 563.4537 | 464.8071 | 563.4537 | 464.8071
7083 | 568.6974 | 364.222 | 568.6974 | 364.222
7084 | 574.8677 | 317.4624 | 574.8677 | 317.4624
7085 | 586.3871 | 303.9965 | 586.3871 | 303.9965
7086 | 582.0901 | 294.7272 | 582.0901 | 294.7272
7087 | 560.22 | 289.0742 | 560.22 | 289.0742
7088 | 561.915 | 262.4093 | 561.915 | 262.4093
7089 | 576.4528 | 246.735 | 576.4528 | 246.735
7090 | 558.7984 | 248.0457 | 558.7984 | 248.0457
7091 | 518.9051 | 304.9252 | 518.9051 | 304.9252
7092 | 483.9171 | 364.3036 | 483.9171 | 364.3036
7093 | 455.9213 | 406.9318 | 455.9213 | 406.9318
7094 | 443.6699 | 442.1608 | 443.6699 | 442.1608
7095 | 439.6303 | 473.3408 | 439.6303 | 473.3408
7096 | 437.1893 | 527.3616 | 437.1893 | 527.3616
7097 | 427.995 | 606.7462 | 427.995 | 606.7462
7098 | 436.739 | 628.3688 | 436.739 | 628.3688
7099 | 473.8756 | 637.0742 | 473.8756 | 637.0742
7100 | 521.7226 | 631.5335 | 521.7226 | 631.5335
7101 | 550.2117 | 607.6229 | 550.2117 | 607.6229
7102 | 577.6766 | 600.6298 | 577.6766 | 600.6298
7103 | 614.0993 | 579.1825 | 614.0993 | 579.1825
7104 | 608.7695 | 546.4918 | 608.7695 | 546.4918
7105 | 570.0654 | 508.7961 | 570.0654 | 508.7961
7106 | 566.2641 | 459.4983 | 566.2641 | 459.4983
7107 | 567.8658 | 405.4045 | 567.8658 | 405.4045
7108 | 563.724 | 380.5048 | 563.724 | 380.5048
7109 | 579.6068 | 369.4981 | 579.6068 | 369.4981
7110 | 572.0897 | 360.7753 | 572.0897 | 360.7753
7111 | 548.3686 | 353.5218 | 548.3686 | 353.5218
7112 | 546.5484 | 318.4643 | 546.5484 | 318.4643
7113 | 563.8829 | 276.9876 | 563.8829 | 276.9876
7114 | 548.2527 | 246.0939 | 548.2527 | 246.0939
7115 | 509.1612 | 256.8335 | 509.1612 | 256.8335
7116 | 478.2095 | 354.4276 | 478.2095 | 354.4276
7117 | 456.1 | 457.5999 | 456.1 | 457.5999
7118 | 444.4866 | 442.9025 | 444.4866 | 442.9025
7119 | 439.7755 | 435.125 | 439.7755 | 435.125
7120 | 433.5889 | 482.3927 | 433.5889 | 482.3927
7121 | 420.7575 | 599.3295 | 420.7575 | 599.3295
7122 | 428.2893 | 624.4262 | 428.2893 | 624.4262
7123 | 458.2491 | 616.3854 | 458.2491 | 616.3854
7124 | 499.2709 | 611.3521 | 499.2709 | 611.3521
7125 | 525.4065 | 619.4116 | 525.4065 | 619.4116
7126 | 551.341 | 622.0994 | 551.341 | 622.0994
7127 | 589.2897 | 633.7151 | 589.2897 | 633.7151
7128 | 590.0156 | 637.3664 | 590.0156 | 637.3664
7129 | 564.5465 | 637.6524 | 564.5465 | 637.6524
7130 | 552.1333 | 606.428 | 552.1333 | 606.428
7131 | 553.0297 | 546.7911 | 553.0297 | 546.7911
7132 | 554.5552 | 525.0533 | 554.5552 | 525.0533
7133 | 566.2109 | 513.7734 | 566.2109 | 513.7734
7134 | 563.9703 | 497.2825 | 563.9703 | 497.2825
7135 | 542.9988 | 488.6238 | 542.9988 | 488.6238
7136 | 543.9025 | 491.1575 | 543.9025 | 491.1575
7137 | 557.8914 | 513.0744 | 557.8914 | 513.0744
7138 | 539.0524 | 546.6283 | 539.0524 | 546.6283
7139 | 505.4484 | 594.3346 | 505.4484 | 594.3346
7140 | 475.4907 | 654.7669 | 475.4907 | 654.7669
7141 | 451.6171 | 727.3744 | 451.6171 | 727.3744
7142 | 440.6241 | 791.1773 | 440.6241 | 791.1773
7143 | 435.2325 | 828.1736 | 435.2325 | 828.1736
7144 | 429.0704 | 875.2071 | 429.0704 | 875.2071
7145 | 416.2732 | 964.78 | 416.2732 | 964.78
7146 | 421.6678 | 1004.1637 | 421.6678 | 1004.1637
7147 | 443.468 | 1032.5821 | 443.468 | 1032.5821
7148 | 479.036 | 1049.3306 | 479.036 | 1049.3306
7149 | 503.371 | 1059.3029 | 503.371 | 1059.3029
7150 | 523.6506 | 1057.5796 | 523.6506 | 1057.5796
7151 | 567.4397 | 1046.5938 | 567.4397 | 1046.5938
7152 | 566.8612 | 998.7963 | 566.8612 | 998.7963
7153 | 546.2473 | 930.3797 | 546.2473 | 930.3797
7154 | 538.5388 | 859.261 | 538.5388 | 859.261
7155 | 537.8014 | 787.1328 | 537.8014 | 787.1328
7156 | 541.6985 | 731.2389 | 541.6985 | 731.2389
7157 | 548.0979 | 682.4068 | 548.0979 | 682.4068
7158 | 540.33 | 635.4292 | 540.33 | 635.4292
7159 | 524.5933 | 602.6465 | 524.5933 | 602.6465
7160 | 526.9106 | 579.4558 | 526.9106 | 579.4558
7161 | 542.3513 | 572.9939 | 542.3513 | 572.9939
7162 | 533.9435 | 568.5663 | 533.9435 | 568.5663
7163 | 501.5852 | 586.6055 | 501.5852 | 586.6055
7164 | 471.3733 | 698.0573 | 471.3733 | 698.0573
7165 | 449.1642 | 815.8289 | 449.1642 | 815.8289
7166 | 436.82 | 843.3288 | 436.82 | 843.3288
7167 | 429.0526 | 846.4032 | 429.0526 | 846.4032
7168 | 425.7861 | 872.6307 | 425.7861 | 872.6307
7169 | 413.1377 | 929.609 | 413.1377 | 929.609
7170 | 415.6776 | 930.7379 | 415.6776 | 930.7379
7171 | 440.3315 | 921.448 | 440.3315 | 921.448
7172 | 476.9007 | 910.5594 | 476.9007 | 910.5594
7173 | 506.2936 | 905.6981 | 506.2936 | 905.6981
7174 | 525.3182 | 901.984 | 525.3182 | 901.984
7175 | 562.5096 | 893.4575 | 562.5096 | 893.4575
7176 | 563.6621 | 855.4579 | 563.6621 | 855.4579
7177 | 540.6296 | 791.4913 | 540.6296 | 791.4913
7178 | 537.8714 | 728.2188 | 537.8714 | 728.2188
7179 | 537.0676 | 666.9815 | 537.0676 | 666.9815
7180 | 538.926 | 647.6248 | 538.926 | 647.6248
7181 | 547.1113 | 640.1704 | 547.1113 | 640.1704
7182 | 544.8585 | 631.7599 | 544.8585 | 631.7599
7183 | 522.976 | 624.5064 | 522.976 | 624.5064
7184 | 524.5493 | 614.6658 | 524.5493 | 614.6658
7185 | 543.072 | 623.8962 | 543.072 | 623.8962
7186 | 530.8986 | 631.1012 | 530.8986 | 631.1012
7187 | 495.9397 | 654.9958 | 495.9397 | 654.9958
7188 | 464.4142 | 704.381 | 464.4142 | 704.381
7189 | 445.5199 | 754.6212 | 445.5199 | 754.6212
7190 | 432.6621 | 770.0201 | 432.6621 | 770.0201
7191 | 428.5241 | 791.207 | 428.5241 | 791.207
7192 | 423.1384 | 836.5229 | 423.1384 | 836.5229
7193 | 411.3671 | 903.3381 | 411.3671 | 903.3381
7194 | 417.3002 | 916.607 | 417.3002 | 916.607
7195 | 447.5445 | 921.448 | 447.5445 | 921.448
7196 | 485.4794 | 919.8889 | 485.4794 | 919.8889
7197 | 516.0132 | 928.1435 | 516.0132 | 928.1435
7198 | 537.7897 | 932.4708 | 537.7897 | 932.4708
7199 | 581.4687 | 934.2105 | 581.4687 | 934.2105
7200 | 575.7167 | 909.2488 | 575.7167 | 909.2488
7201 | 547.9215 | 877.4475 | 547.9215 | 877.4475
7202 | 542.7761 | 856.3724 | 542.7761 | 856.3724
7203 | 545.1354 | 837.7228 | 545.1354 | 837.7228
7204 | 542.7402 | 838.7427 | 542.7402 | 838.7427
7205 | 553.4516 | 831.2492 | 553.4516 | 831.2492
7206 | 549.8465 | 805.2727 | 549.8465 | 805.2727
7207 | 534.0175 | 771.0067 | 534.0175 | 771.0067
7208 | 529.056 | 734.4659 | 529.056 | 734.4659
7209 | 544.5722 | 708.4862 | 544.5722 | 708.4862
7210 | 537.7075 | 689.9668 | 537.7075 | 689.9668
7211 | 495.6896 | 693.758 | 495.6896 | 693.758
7212 | 462.3741 | 747.3982 | 462.3741 | 747.3982
7213 | 440.1332 | 856.66 | 440.1332 | 856.66
7214 | 429.7368 | 881.8178 | 429.7368 | 881.8178
7215 | 424.15 | 888.3664 | 424.15 | 888.3664
7216 | 420.1419 | 907.9969 | 420.1419 | 907.9969
7217 | 410.508 | 965.0142 | 410.508 | 965.0142
7218 | 418.6784 | 974.3406 | 418.6784 | 974.3406
7219 | 457.7244 | 973.2091 | 457.7244 | 973.2091
7220 | 510.0602 | 968.371 | 510.0602 | 968.371
7221 | 543.9229 | 965.6567 | 543.9229 | 965.6567
7222 | 565.0418 | 967.876 | 565.0418 | 967.876
7223 | 610.214 | 937.4505 | 610.214 | 937.4505
7224 | 602.3882 | 859.4395 | 602.3882 | 859.4395
7225 | 572.6225 | 794.38 | 572.6225 | 794.38
7226 | 566.4132 | 744.2233 | 566.4132 | 744.2233
7227 | 565.4597 | 697.5073 | 565.4597 | 697.5073
7228 | 569.7352 | 673.6615 | 569.7352 | 673.6615
7229 | 579.1585 | 651.2955 | 579.1585 | 651.2955
7230 | 572.4064 | 622.1181 | 572.4064 | 622.1181
7231 | 540.0299 | 601.8658 | 540.0299 | 601.8658
7232 | 534.2316 | 590.2687 | 534.2316 | 590.2687
7233 | 549.7686 | 591.5748 | 549.7686 | 591.5748
7234 | 536.9816 | 589.0209 | 536.9816 | 589.0209
7235 | 497.7122 | 604.718 | 497.7122 | 604.718
7236 | 462.0001 | 687.1664 | 462.0001 | 687.1664
7237 | 437.5328 | 773.2411 | 437.5328 | 773.2411
7238 | 427.0555 | 775.9925 | 427.0555 | 775.9925
7239 | 422.1877 | 775.788 | 422.1877 | 775.788
7240 | 416.345 | 804.0844 | 416.345 | 804.0844
7241 | 405.7917 | 864.5368 | 405.7917 | 864.5368
7242 | 416.9719 | 875.0732 | 416.9719 | 875.0732
7243 | 445.9268 | 877.533 | 445.9268 | 877.533
7244 | 497.2426 | 883.1564 | 497.2426 | 883.1564
7245 | 527.4653 | 893.5971 | 527.4653 | 893.5971
7246 | 555.2811 | 901.7498 | 555.2811 | 901.7498
7247 | 593.5909 | 849.6986 | 593.5909 | 849.6986
7248 | 596.2294 | 769.9701 | 596.2294 | 769.9701
7249 | 558.2079 | 709.3216 | 558.2079 | 709.3216
7250 | 550.8944 | 674.3498 | 550.8944 | 674.3498
7251 | 552.4925 | 640.1251 | 552.4925 | 640.1251
7252 | 555.0883 | 621.9394 | 555.0883 | 621.9394
7253 | 566.8222 | 600.9397 | 566.8222 | 600.9397
7254 | 561.4544 | 576.6808 | 561.4544 | 576.6808
7255 | 542.5288 | 564.8601 | 542.5288 | 564.8601
7256 | 531.46 | 557.2446 | 531.46 | 557.2446
7257 | 546.3477 | 551.2511 | 546.3477 | 551.2511
7258 | 538.6099 | 538.9774 | 538.6099 | 538.9774
7259 | 500.8349 | 554.4012 | 500.8349 | 554.4012
7260 | 462.5131 | 247.0904 | 462.5131 | 247.0904
7261 | 439.0708 | 274.4129 | 439.0708 | 274.4129
7262 | 427.3372 | 274.5472 | 427.3372 | 274.5472
7263 | 424.4665 | 269.1344 | 424.4665 | 269.1344
7264 | 417.1884 | 290.3205 | 417.1884 | 290.3205
7265 | 403.3367 | 349.8116 | 403.3367 | 349.8116
7266 | 417.2745 | 360.3594 | 417.2745 | 360.3594
7267 | 453.096 | 362.1925 | 453.096 | 362.1925
7268 | 502.6428 | 357.114 | 502.6428 | 357.114
7269 | 534.5988 | 356.5123 | 534.5988 | 356.5123
7270 | 559.1601 | 346.6926 | 559.1601 | 346.6926
7271 | 604.341 | 337.3921 | 604.341 | 337.3921
7272 | 603.0826 | 318.9282 | 603.0826 | 318.9282
7273 | 568.2219 | 292.1802 | 568.2219 | 292.1802
7274 | 561.858 | 270.4146 | 561.858 | 270.4146
7275 | 561.2687 | 248.3151 | 561.2687 | 248.3151
7276 | 559.1738 | 247.2224 | 559.1738 | 247.2224
7277 | 563.1438 | 245.8917 | 563.1438 | 245.8917
7278 | 560.0708 | 237.5857 | 560.0708 | 237.5857
7279 | 536.0161 | 237.4929 | 536.0161 | 237.4929
7280 | 524.1685 | 231.3637 | 524.1685 | 231.3637
7281 | 536.8248 | 222.1459 | 536.8248 | 222.1459
7282 | 530.0929 | 217.2654 | 530.0929 | 217.2654
7283 | 502.5673 | 218.3232 | 502.5673 | 218.3232
7284 | 469.4108 | 243.7748 | 469.4108 | 243.7748
7285 | 444.7585 | 254.6385 | 444.7585 | 254.6385
7286 | 429.4618 | 255.308 | 429.4618 | 255.308
7287 | 422.8963 | 262.8452 | 422.8963 | 262.8452
7288 | 415.3934 | 289.6366 | 415.3934 | 289.6366
7289 | 406.3055 | 350.0495 | 406.3055 | 350.0495
7290 | 414.5648 | 360.627 | 414.5648 | 360.627
7291 | 444.1181 | 365.5825 | 444.1181 | 365.5825
7292 | 485.1546 | 362.1988 | 485.1546 | 362.1988
7293 | 517.3922 | 359.7089 | 517.3922 | 359.7089
7294 | 537.453 | 351.0638 | 537.453 | 351.0638
7295 | 575.6914 | 346.4764 | 575.6914 | 346.4764
7296 | 577.4378 | 335.7588 | 577.4378 | 335.7588
7297 | 550.8809 | 320.9498 | 550.8809 | 320.9498
7298 | 541.8091 | 314.7511 | 541.8091 | 314.7511
7299 | 539.6495 | 308.6496 | 539.6495 | 308.6496
7300 | 537.4149 | 319.2728 | 537.4149 | 319.2728
7301 | 546.6238 | 327.1603 | 546.6238 | 327.1603
7302 | 539.4474 | 319.8504 | 539.4474 | 319.8504
7303 | 520.3484 | 310.3016 | 520.3484 | 310.3016
7304 | 512.6335 | 294.1068 | 512.6335 | 294.1068
7305 | 528.3098 | 283.5657 | 528.3098 | 283.5657
7306 | 522.2446 | 264.3078 | 522.2446 | 264.3078
7307 | 496.336 | 253.4564 | 496.336 | 253.4564
7308 | 465.5785 | 264.1291 | 465.5785 | 264.1291
7309 | 440.2859 | 305.9331 | 440.2859 | 305.9331
7310 | 429.57 | 319.627 | 429.57 | 319.627
7311 | 421.8624 | 328.8741 | 421.8624 | 328.8741
7312 | 412.2269 | 359.4122 | 412.2269 | 359.4122
7313 | 401.9745 | 414.9335 | 401.9745 | 414.9335
7314 | 405.5422 | 415.9063 | 405.5422 | 415.9063
7315 | 427.3248 | 416.773 | 427.3248 | 416.773
7316 | 461.2855 | 410.1185 | 461.2855 | 410.1185
7317 | 488.1419 | 404.0454 | 488.1419 | 404.0454
7318 | 512.4473 | 390.36 | 512.4473 | 390.36
7319 | 549.652 | 372.6144 | 549.652 | 372.6144
7320 | 553.4265 | 341.9439 | 553.4265 | 341.9439
7321 | 532.5532 | 304.2084 | 532.5532 | 304.2084
7322 | 523.0352 | 277.5661 | 523.0352 | 277.5661
7323 | 516.843 | 253.1175 | 516.843 | 253.1175
7324 | 520.6152 | 246.1816 | 520.6152 | 246.1816
7325 | 529.6458 | 237.8332 | 529.6458 | 237.8332
7326 | 524.8083 | 220.5023 | 524.8083 | 220.5023
7327 | 510.3072 | 205.3482 | 510.3072 | 205.3482
7328 | 505.9517 | 192.4244 | 505.9517 | 192.4244
7329 | 523.1275 | 186.7898 | 523.1275 | 186.7898
7330 | 516.1979 | 175.3821 | 516.1979 | 175.3821
7331 | 487.2818 | 178.1201 | 487.2818 | 178.1201
7332 | 460.677 | 198.1449 | 460.677 | 198.1449
7333 | 439.3033 | 213.7514 | 439.3033 | 213.7514
7334 | 426.2361 | 227.8616 | 426.2361 | 227.8616
7335 | 420.9906 | 240.231 | 420.9906 | 240.231
7336 | 413.0169 | 271.3489 | 413.0169 | 271.3489
7337 | 401.2261 | 336.5345 | 401.2261 | 336.5345
7338 | 405.2053 | 349.1489 | 405.2053 | 349.1489
7339 | 428.4154 | 354.6693 | 428.4154 | 354.6693
7340 | 465.1651 | 347.6728 | 465.1651 | 347.6728
7341 | 493.0636 | 341.0198 | 493.0636 | 341.0198
7342 | 517.0251 | 329.862 | 517.0251 | 329.862
7343 | 557.2689 | 321.3643 | 557.2689 | 321.3643
7344 | 555.0423 | 306.5134 | 555.0423 | 306.5134
7345 | 530.7529 | 288.9835 | 530.7529 | 288.9835
7346 | 526.0346 | 280.0194 | 526.0346 | 280.0194
7347 | 523.367 | 266.4541 | 523.367 | 266.4541
7348 | 530.8176 | 262.1945 | 530.8176 | 262.1945
7349 | 539.4402 | 249.9804 | 539.4402 | 249.9804
7350 | 526.0614 | 229.7502 | 526.0614 | 229.7502
7351 | 509.8587 | 222.164 | 509.8587 | 222.164
7352 | 503.8239 | 224.2271 | 503.8239 | 224.2271
7353 | 520.8829 | 235.5718 | 520.8829 | 235.5718
7354 | 518.0989 | 232.8917 | 518.0989 | 232.8917
7355 | 486.8983 | 227.9874 | 486.8983 | 227.9874
7356 | 458.0679 | 236.4151 | 458.0679 | 236.4151
7357 | 435.0575 | 250.0443 | 435.0575 | 250.0443
7358 | 422.9652 | 261.0024 | 422.9652 | 261.0024
7359 | 416.3729 | 270.1306 | 416.3729 | 270.1306
7360 | 408.1751 | 296.0745 | 408.1751 | 296.0745
7361 | 397.8342 | 355.2087 | 397.8342 | 355.2087
7362 | 407.331 | 364.2548 | 407.331 | 364.2548
7363 | 436.8535 | 368.7345 | 436.8535 | 368.7345
7364 | 484.5027 | 370.5547 | 484.5027 | 370.5547
7365 | 509.7474 | 381.9515 | 509.7474 | 381.9515
7366 | 539.8823 | 388.3231 | 539.8823 | 388.3231
7367 | 586.6691 | 393.1769 | 586.6691 | 393.1769
7368 | 581.5132 | 384.8976 | 581.5132 | 384.8976
7369 | 549.9554 | 370.5792 | 549.9554 | 370.5792
7370 | 543.6633 | 364.1129 | 543.6633 | 364.1129
7371 | 542.6775 | 353.9376 | 542.6775 | 353.9376
7372 | 549.831 | 357.2606 | 549.831 | 357.2606
7373 | 554.9737 | 357.2234 | 554.9737 | 357.2234
7374 | 548.8208 | 345.2302 | 548.8208 | 345.2302
7375 | 528.2418 | 336.1571 | 528.2418 | 336.1571
7376 | 520.4048 | 323.2778 | 520.4048 | 323.2778
7377 | 535.9779 | 315.2792 | 535.9779 | 315.2792
7378 | 530.4874 | 297.3594 | 530.4874 | 297.3594
7379 | 491.3079 | 286.1065 | 491.3079 | 286.1065
7380 | 463.8173 | 292.4973 | 463.8173 | 292.4973
7381 | 438.2219 | 308.9216 | 438.2219 | 308.9216
7382 | 425.5684 | 318.7349 | 425.5684 | 318.7349
7383 | 420.8017 | 324.8746 | 420.8017 | 324.8746
7384 | 412.6764 | 349.8967 | 412.6764 | 349.8967
7385 | 401.5715 | 409.7297 | 401.5715 | 409.7297
7386 | 414.7359 | 420.7384 | 414.7359 | 420.7384
7387 | 447.9857 | 425.7831 | 447.9857 | 425.7831
7388 | 504.1851 | 422.1467 | 504.1851 | 422.1467
7389 | 539.0125 | 419.746 | 539.0125 | 419.746
7390 | 555.7376 | 410.8927 | 555.7376 | 410.8927
7391 | 600.7291 | 401.2651 | 600.7291 | 401.2651
7392 | 591.8621 | 384.7192 | 591.8621 | 384.7192
7393 | 559.8247 | 367.6205 | 559.8247 | 367.6205
7394 | 553.0803 | 358.1954 | 553.0803 | 358.1954
7395 | 556.6281 | 346.4589 | 556.6281 | 346.4589
7396 | 559.0945 | 345.4256 | 559.0945 | 345.4256
7397 | 571.4735 | 343.0096 | 571.4735 | 343.0096
7398 | 561.8176 | 325.2921 | 561.8176 | 325.2921
7399 | 533.401 | 310.7922 | 533.401 | 310.7922
7400 | 527.5131 | 293.7202 | 527.5131 | 293.7202
7401 | 538.2625 | 286.7921 | 538.2625 | 286.7921
7402 | 529.2758 | 272.2324 | 529.2758 | 272.2324
7403 | 491.6082 | 264.087 | 491.6082 | 264.087
7404 | 464.2721 | 274.4773 | 464.2721 | 274.4773
7405 | 444.4767 | 305.2046 | 444.4767 | 305.2046
7406 | 432.0503 | 321.9316 | 432.0503 | 321.9316
7407 | 422.4608 | 324.3691 | 422.4608 | 324.3691
7408 | 413.6722 | 348.4991 | 413.6722 | 348.4991
7409 | 403.3704 | 406.2506 | 403.3704 | 406.2506
7410 | 418.3133 | 415.5792 | 418.3133 | 415.5792
7411 | 451.1076 | 417.7246 | 451.1076 | 417.7246
7412 | 506.5013 | 409.5237 | 506.5013 | 409.5237
7413 | 542.0357 | 407.2569 | 542.0357 | 407.2569
7414 | 568.0022 | 393.3187 | 568.0022 | 393.3187
7415 | 608.482 | 368.6149 | 608.482 | 368.6149
7416 | 603.536 | 332.9785 | 603.536 | 332.9785
7417 | 564.9339 | 302.0971 | 564.9339 | 302.0971
7418 | 561.2708 | 296.6418 | 561.2708 | 296.6418
7419 | 558.0862 | 287.0166 | 558.0862 | 287.0166
7420 | 558.1927 | 290.072 | 558.1927 | 290.072
7421 | 568.065 | 290.1389 | 568.065 | 290.1389
7422 | 561.9964 | 272.0052 | 561.9964 | 272.0052
7423 | 534.1726 | 256.2712 | 534.1726 | 256.2712
7424 | 523.6853 | 236.9392 | 523.6853 | 236.9392
7425 | 535.3063 | 224.168 | 535.3063 | 224.168
7426 | 529.9529 | 203.6463 | 529.9529 | 203.6463
7427 | 496.105 | 193.7167 | 496.105 | 193.7167
7428 | 460.9202 | 213.8901 | 460.9202 | 213.8901
7429 | 439.9351 | 271.1717 | 439.9351 | 271.1717
7430 | 430.846 | 297.3993 | 430.846 | 297.3993
7431 | 423.1275 | 282.0101 | 423.1275 | 282.0101
7432 | 414.3077 | 292.7589 | 414.3077 | 292.7589
7433 | 406.5449 | 353.7814 | 406.5449 | 353.7814
7434 | 420.5742 | 366.1282 | 420.5742 | 366.1282
7435 | 452.4107 | 371.3958 | 452.4107 | 371.3958
7436 | 505.3517 | 365.7374 | 505.3517 | 365.7374
7437 | 541.2716 | 360.1104 | 541.2716 | 360.1104
7438 | 567.6298 | 346.7521 | 567.6298 | 346.7521
7439 | 601.7848 | 333.1398 | 601.7848 | 333.1398
7440 | 591.3395 | 317.9767 | 591.3395 | 317.9767
7441 | 553.6421 | 300.194 | 553.6421 | 300.194
7442 | 551.0699 | 293.4303 | 551.0699 | 293.4303
7443 | 556.4509 | 281.7682 | 556.4509 | 281.7682
7444 | 557.6324 | 278.1627 | 557.6324 | 278.1627
7445 | 559.0078 | 266.4839 | 559.0078 | 266.4839
7446 | 560.7464 | 238.9535 | 560.7464 | 238.9535
7447 | 531.5452 | 218.4916 | 531.5452 | 218.4916
7448 | 521.1637 | 199.1596 | 521.1637 | 199.1596
7449 | 531.5176 | 191.8152 | 531.5176 | 191.8152
7450 | 526.0707 | 183.1135 | 526.0707 | 183.1135
7451 | 496.9483 | 183.2198 | 496.9483 | 183.2198
7452 | 465.6425 | 207.14 | 465.6425 | 207.14
7453 | 443.8834 | 243.6213 | 443.8834 | 243.6213
7454 | 431.9882 | 279.6618 | 431.9882 | 279.6618
7455 | 424.2368 | 299.2421 | 424.2368 | 299.2421
7456 | 412.4297 | 324.5764 | 412.4297 | 324.5764
7457 | 405.3935 | 374.6561 | 405.3935 | 374.6561
7458 | 412.106 | 383.836 | 412.106 | 383.836
7459 | 439.679 | 387.9588 | 439.679 | 387.9588
7460 | 482.5815 | 383.1627 | 482.5815 | 383.1627
7461 | 517.2092 | 379.0968 | 517.2092 | 379.0968
7462 | 544.8059 | 368.8162 | 544.8059 | 368.8162
7463 | 583.4698 | 357.3301 | 583.4698 | 357.3301
7464 | 578.2174 | 334.0639 | 578.2174 | 334.0639
7465 | 547.3196 | 296.477 | 547.3196 | 296.477
7466 | 542.9436 | 270.6376 | 542.9436 | 270.6376
7467 | 544.2487 | 249.5194 | 544.2487 | 249.5194
7468 | 546.0315 | 244.0109 | 546.0315 | 244.0109
7469 | 551.6082 | 237.7737 | 551.6082 | 237.7737
7470 | 543.1747 | 221.9445 | 543.1747 | 221.9445
7471 | 521.7489 | 211.3401 | 521.7489 | 211.3401
7472 | 508.8303 | 199.68 | 508.8303 | 199.68
7473 | 519.8074 | 195.8593 | 519.8074 | 195.8593
7474 | 525.6375 | 183.8123 | 525.6375 | 183.8123
7475 | 500.5639 | 178.7743 | 500.5639 | 178.7743
7476 | 470.8749 | 195.989 | 470.8749 | 195.989
7477 | 445.6668 | 243.3982 | 445.6668 | 243.3982
7478 | 432.7805 | 267.6781 | 432.7805 | 267.6781
7479 | 423.5129 | 282.8427 | 423.5129 | 282.8427
7480 | 410.251 | 314.154 | 410.251 | 314.154
7481 | 400.6033 | 371.2364 | 400.6033 | 371.2364
7482 | 407.469 | 370.2169 | 407.469 | 370.2169
7483 | 429.5798 | 367.4261 | 429.5798 | 367.4261
7484 | 464.4509 | 366.5552 | 464.4509 | 366.5552
7485 | 494.3517 | 373.0158 | 494.3517 | 373.0158
7486 | 519.0824 | 367.1064 | 519.0824 | 367.1064
7487 | 556.1121 | 325.1111 | 556.1121 | 325.1111
7488 | 555.8107 | 282.0406 | 555.8107 | 282.0406
7489 | 536.0195 | 238.1795 | 536.0195 | 238.1795
7490 | 531.2225 | 220.5621 | 531.2225 | 220.5621
7491 | 531.9188 | 215.8731 | 531.9188 | 215.8731
7492 | 536.2696 | 218.9136 | 536.2696 | 218.9136
7493 | 541.8624 | 218.4156 | 541.8624 | 218.4156
7494 | 535.8532 | 207.9537 | 535.8532 | 207.9537
7495 | 518.3714 | 195.8922 | 518.3714 | 195.8922
7496 | 510.9791 | 182.433 | 510.9791 | 182.433
7497 | 519.5984 | 173.4532 | 519.5984 | 173.4532
7498 | 523.5383 | 154.7007 | 523.5383 | 154.7007
7499 | 499.6544 | 143.2992 | 499.6544 | 143.2992
7500 | 468.7289 | 164.0525 | 468.7289 | 164.0525
7501 | 446.9258 | 201.9165 | 446.9258 | 201.9165
7502 | 435.4903 | 221.5873 | 435.4903 | 221.5873
7503 | 430.6134 | 230.2545 | 430.6134 | 230.2545
7504 | 411.9811 | 262.1456 | 411.9811 | 262.1456
7505 | 404.0137 | 323.1681 | 404.0137 | 323.1681
7506 | 411.6993 | 332.5413 | 411.6993 | 332.5413
7507 | 432.3814 | 331.5496 | 432.3814 | 331.5496
7508 | 468.2681 | 328.2997 | 468.2681 | 328.2997
7509 | 496.0491 | 330.523 | 496.0491 | 330.523
7510 | 521.279 | 327.3493 | 521.279 | 327.3493
7511 | 561.1297 | 303.3889 | 561.1297 | 303.3889
7512 | 560.7272 | 262.6973 | 560.7272 | 262.6973
7513 | 536.9429 | 205.232 | 536.9429 | 205.232
7514 | 531.2746 | 160.2723 | 531.2746 | 160.2723
7515 | 525.1598 | 141.2802 | 525.1598 | 141.2802
7516 | 526.9796 | 146.3428 | 526.9796 | 146.3428
7517 | 534.9401 | 152.6394 | 534.9401 | 152.6394
7518 | 524.2515 | 151.1281 | 524.2515 | 151.1281
7519 | 501.2414 | 155.0646 | 501.2414 | 155.0646
7520 | 497.0098 | 155.7598 | 497.0098 | 155.7598
7521 | 507.9304 | 159.7597 | 507.9304 | 159.7597
7522 | 513.998 | 154.1952 | 513.998 | 154.1952
7523 | 492.4533 | 155.7289 | 492.4533 | 155.7289
7524 | 461.7024 | 176.0956 | 461.7024 | 176.0956
7525 | 440.0489 | 199.5376 | 440.0489 | 199.5376
7526 | 427.5201 | 210.4511 | 427.5201 | 210.4511
7527 | 417.323 | 219.3414 | 417.323 | 219.3414
7528 | 403.57 | 239.5462 | 403.57 | 239.5462
7529 | 395.5386 | 299.3644 | 395.5386 | 299.3644
7530 | 406.7505 | 320.3495 | 406.7505 | 320.3495
7531 | 436.5163 | 324.4724 | 436.5163 | 324.4724
7532 | 476.0431 | 316.5689 | 476.0431 | 316.5689
7533 | 506.7645 | 317.4689 | 506.7645 | 317.4689
7534 | 531.903 | 309.9537 | 531.903 | 309.9537
7535 | 570.6949 | 296.9511 | 570.6949 | 296.9511
7536 | 562.9029 | 278.1155 | 562.9029 | 278.1155
7537 | 532.9442 | 252.5866 | 532.9442 | 252.5866
7538 | 535.887 | 228.5314 | 535.887 | 228.5314
7539 | 536.9555 | 190.761 | 536.9555 | 190.761
7540 | 533.6773 | 171.9604 | 533.6773 | 171.9604
7541 | 541.4817 | 168.0725 | 541.4817 | 168.0725
7542 | 535.015 | 157.4024 | 535.015 | 157.4024
7543 | 510.4955 | 145.891 | 510.4955 | 145.891
7544 | 502.8447 | 128.8636 | 502.8447 | 128.8636
7545 | 509.637 | 121.5043 | 509.637 | 121.5043
7546 | 515.7473 | 108.6693 | 515.7473 | 108.6693
7547 | 489.8144 | 100.3603 | 489.8144 | 100.3603
7548 | 456.6079 | 118.14 | 456.6079 | 118.14
7549 | 434.046 | 160.3455 | 434.046 | 160.3455
7550 | 421.0958 | 188.4167 | 421.0958 | 188.4167
7551 | 415.9031 | 201.5741 | 415.9031 | 201.5741
7552 | 398.3047 | 229.7482 | 398.3047 | 229.7482
7553 | 395.0933 | 288.4067 | 395.0933 | 288.4067
7554 | 405.9618 | 298.1516 | 405.9618 | 298.1516
7555 | 442.5937 | 303.9248 | 442.5937 | 303.9248
7556 | 494.545 | 301.0764 | 494.545 | 301.0764
7557 | 532.2319 | 299.1812 | 532.2319 | 299.1812
7558 | 560.4586 | 289.8968 | 560.4586 | 289.8968
7559 | 600.6322 | 250.5034 | 600.6322 | 250.5034
7560 | 590.3594 | 215.6401 | 590.3594 | 215.6401
7561 | 555.0285 | 169.8015 | 555.0285 | 169.8015
7562 | 549.3609 | 127.4288 | 549.3609 | 127.4288
7563 | 554.3841 | 100.3486 | 554.3841 | 100.3486
7564 | 555.7053 | 96.3863 | 555.7053 | 96.3863
7565 | 564.9541 | 95.4868 | 564.9541 | 95.4868
7566 | 553.9161 | 83.6273 | 553.9161 | 83.6273
7567 | 524.4478 | 73.677 | 524.4478 | 73.677
7568 | 513.356 | 61.0654 | 513.356 | 61.0654
7569 | 523.0802 | 54.1076 | 523.0802 | 54.1076
7570 | 522.5846 | 40.5887 | 522.5846 | 40.5887
7571 | 494.1949 | 36.4279 | 494.1949 | 36.4279
7572 | 458.4899 | 56.5864 | 458.4899 | 56.5864
7573 | 436.0939 | 84.4294 | 436.0939 | 84.4294
7574 | 426.56 | 100.3832 | 426.56 | 100.3832
7575 | 416.1509 | 109.7343 | 416.1509 | 109.7343
7576 | 402.4018 | 141.343 | 402.4018 | 141.343
7577 | 394.7021 | 204.7295 | 394.7021 | 204.7295
7578 | 410.4991 | 221.4177 | 410.4991 | 221.4177
7579 | 443.768 | 232.0676 | 443.768 | 232.0676
7580 | 494.8511 | 234.7353 | 494.8511 | 234.7353
7581 | 530.5381 | 240.1106 | 530.5381 | 240.1106
7582 | 556.5538 | 238.0371 | 556.5538 | 238.0371
7583 | 593.2862 | 243.4262 | 593.2862 | 243.4262
7584 | 589.133 | 245.1828 | 589.133 | 245.1828
7585 | 549.014 | 235.0126 | 549.014 | 235.0126
7586 | 547.3565 | 224.3683 | 547.3565 | 224.3683
7587 | 550.261 | 209.5096 | 550.261 | 209.5096
7588 | 552.4395 | 208.6844 | 552.4395 | 208.6844
7589 | 563.4001 | 205.5399 | 563.4001 | 205.5399
7590 | 558.2684 | 190.4987 | 558.2684 | 190.4987
7591 | 529.4715 | 177.7235 | 529.4715 | 177.7235
7592 | 516.0429 | 163.9521 | 516.0429 | 163.9521
7593 | 525.2744 | 158.6595 | 525.2744 | 158.6595
7594 | 525.9969 | 146.6869 | 525.9969 | 146.6869
7595 | 496.0919 | 143.2249 | 496.0919 | 143.2249
7596 | 467.4648 | 162.4467 | 467.4648 | 162.4467
7597 | 439.9741 | 215.2977 | 439.9741 | 215.2977
7598 | 431.2942 | 251.2044 | 431.2942 | 251.2044
7599 | 422.1714 | 260.4217 | 422.1714 | 260.4217
7600 | 407.8111 | 278.6194 | 407.8111 | 278.6194
7601 | 400.1837 | 326.335 | 400.1837 | 326.335
7602 | 413.7954 | 335.8718 | 413.7954 | 335.8718
7603 | 446.5679 | 351.6065 | 446.5679 | 351.6065
7604 | 493.5759 | 357.6046 | 493.5759 | 357.6046
7605 | 534.6948 | 362.4744 | 534.6948 | 362.4744
7606 | 560.1799 | 349.7405 | 560.1799 | 349.7405
7607 | 597.9996 | 300.5342 | 597.9996 | 300.5342
7608 | 589.0584 | 260.6307 | 589.0584 | 260.6307
7609 | 553.9508 | 215.1341 | 553.9508 | 215.1341
7610 | 543.6625 | 190.722 | 543.6625 | 190.722
7611 | 548.4272 | 169.6187 | 548.4272 | 169.6187
7612 | 548.6475 | 163.7087 | 548.6475 | 163.7087
7613 | 551.5955 | 158.9138 | 551.5955 | 158.9138
7614 | 544.9878 | 145.8797 | 544.9878 | 145.8797
7615 | 520.3447 | 130.1458 | 520.3447 | 130.1458
7616 | 504.6653 | 113.6833 | 504.6653 | 113.6833
7617 | 509.6281 | 111.8104 | 509.6281 | 111.8104
7618 | 516.0817 | 103.748 | 516.0817 | 103.748
7619 | 491.8833 | 110.0246 | 491.8833 | 110.0246
7620 | 463.9633 | 136.9778 | 463.9633 | 136.9778
7621 | 440.7966 | 153.2534 | 440.7966 | 153.2534
7622 | 424.4936 | 164.6874 | 424.4936 | 164.6874
7623 | 420.3967 | 179.4059 | 420.3967 | 179.4059
7624 | 402.8603 | 205.8404 | 402.8603 | 205.8404
7625 | 397.7552 | 268.0226 | 397.7552 | 268.0226
7626 | 409.32 | 282.5699 | 409.32 | 282.5699
7627 | 435.8375 | 292.9076 | 435.8375 | 292.9076
7628 | 475.9384 | 294.133 | 475.9384 | 294.133
7629 | 508.974 | 299.2704 | 508.974 | 299.2704
7630 | 534.7146 | 306.8463 | 534.7146 | 306.8463
7631 | 568.4068 | 318.5245 | 568.4068 | 318.5245
7632 | 568.2457 | 308.3124 | 568.2457 | 308.3124
7633 | 540.1156 | 278.115 | 540.1156 | 278.115
7634 | 529.8325 | 257.5538 | 529.8325 | 257.5538
7635 | 528.8499 | 241.0149 | 528.8499 | 241.0149
7636 | 530.4904 | 240.9629 | 530.4904 | 240.9629
7637 | 532.7918 | 239.5876 | 532.7918 | 239.5876
7638 | 524.3509 | 231.8318 | 524.3509 | 231.8318
7639 | 504.534 | 230.044 | 504.534 | 230.044
7640 | 492.3287 | 223.8554 | 492.3287 | 223.8554
7641 | 502.152 | 221.9824 | 502.152 | 221.9824
7642 | 506.9872 | 210.7086 | 506.9872 | 210.7086
7643 | 482.8674 | 204.0945 | 482.8674 | 204.0945
7644 | 455.8702 | 213.9942 | 455.8702 | 213.9942
7645 | 430.5146 | 236.6928 | 430.5146 | 236.6928
7646 | 416.7121 | 270.2057 | 416.7121 | 270.2057
7647 | 408.9115 | 271.7958 | 408.9115 | 271.7958
7648 | 392.8763 | 296.5205 | 392.8763 | 296.5205
7649 | 386.4152 | 358.6729 | 386.4152 | 358.6729
7650 | 393.5637 | 369.8749 | 393.5637 | 369.8749
7651 | 415.666 | 368.8237 | 415.666 | 368.8237
7652 | 446.9764 | 360.5633 | 446.9764 | 360.5633
7653 | 477.1197 | 356.3042 | 477.1197 | 356.3042
7654 | 503.2886 | 350.6475 | 503.2886 | 350.6475
7655 | 538.7593 | 337.2434 | 538.7593 | 337.2434
7656 | 540.421 | 319.5229 | 540.421 | 319.5229
7657 | 517.3435 | 293.1614 | 517.3435 | 293.1614
7658 | 514.8103 | 282.0563 | 514.8103 | 282.0563
7659 | 512.3225 | 269.8738 | 512.3225 | 269.8738
7660 | 517.2202 | 272.0966 | 517.2202 | 272.0966
7661 | 517.4664 | 270.7361 | 517.4664 | 270.7361
7662 | 507.8047 | 256.7506 | 507.8047 | 256.7506
7663 | 495.5883 | 250.3389 | 495.5883 | 250.3389
7664 | 487.3942 | 239.2735 | 487.3942 | 239.2735
7665 | 490.8954 | 237.2072 | 490.8954 | 237.2072
7666 | 497.977 | 227.1229 | 497.977 | 227.1229
7667 | 479.3013 | 219.9736 | 479.3013 | 219.9736
7668 | 455.3111 | 230.4977 | 455.3111 | 230.4977
7669 | 433.8409 | 251.9771 | 433.8409 | 251.9771
7670 | 418.4593 | 278.6061 | 418.4593 | 278.6061
7671 | 411.1192 | 293.2057 | 411.1192 | 293.2057
7672 | 394.7539 | 321.6177 | 394.7539 | 321.6177
7673 | 385.931 | 382.8781 | 385.931 | 382.8781
7674 | 392.5519 | 398.9568 | 392.5519 | 398.9568
7675 | 407.3013 | 399.66 | 407.3013 | 399.66
7676 | 434.7294 | 389.4073 | 434.7294 | 389.4073
7677 | 463.7981 | 384.8656 | 463.7981 | 384.8656
7678 | 495.0429 | 375.6109 | 495.0429 | 375.6109
7679 | 530.1863 | 364.8533 | 530.1863 | 364.8533
7680 | 533.259 | 344.6201 | 533.259 | 344.6201
7681 | 517.1221 | 315.1215 | 517.1221 | 315.1215
7682 | 511.7446 | 298.9166 | 511.7446 | 298.9166
7683 | 506.4895 | 286.1096 | 506.4895 | 286.1096
7684 | 509.1268 | 285.3142 | 509.1268 | 285.3142
7685 | 518.737 | 279.0028 | 518.737 | 279.0028
7686 | 507.5935 | 262.0584 | 507.5935 | 262.0584
7687 | 492.3797 | 247.9005 | 492.3797 | 247.9005
7688 | 484.2955 | 232.8951 | 484.2955 | 232.8951
7689 | 493.2618 | 225.8035 | 493.2618 | 225.8035
7690 | 499.9209 | 210.8126 | 499.9209 | 210.8126
7691 | 479.705 | 201.8346 | 479.705 | 201.8346
7692 | 450.0002 | 209.9501 | 450.0002 | 209.9501
7693 | 427.9303 | 239.711 | 427.9303 | 239.711
7694 | 415.6175 | 277.9222 | 415.6175 | 277.9222
7695 | 405.084 | 285.4595 | 405.084 | 285.4595
7696 | 389.5857 | 311.1358 | 389.5857 | 311.1358
7697 | 385.9819 | 370.9539 | 385.9819 | 370.9539
7698 | 393.5044 | 382.7506 | 393.5044 | 382.7506
7699 | 414.731 | 385.2974 | 414.731 | 385.2974
7700 | 451.8965 | 371.2535 | 451.8965 | 371.2535
7701 | 476.965 | 356.3934 | 476.965 | 356.3934
7702 | 507.3462 | 344.1799 | 507.3462 | 344.1799
7703 | 546.0265 | 329.9283 | 546.0265 | 329.9283
7704 | 545.8007 | 308.5057 | 545.8007 | 308.5057
7705 | 520.4645 | 287.6454 | 520.4645 | 287.6454
7706 | 511.7408 | 277.3728 | 511.7408 | 277.3728
7707 | 521.4058 | 261.4139 | 521.4058 | 261.4139
7708 | 522.7558 | 252.1139 | 522.7558 | 252.1139
7709 | 528.6237 | 238.2198 | 528.6237 | 238.2198
7710 | 518.0446 | 216.2798 | 518.0446 | 216.2798
7711 | 500.1155 | 195.9219 | 500.1155 | 195.9219
7712 | 491.8776 | 174.6422 | 491.8776 | 174.6422
7713 | 494.9844 | 161.2614 | 494.9844 | 161.2614
7714 | 505.4349 | 140.8883 | 505.4349 | 140.8883
7715 | 482.3639 | 129.8882 | 482.3639 | 129.8882
7716 | 452.4037 | 139.7581 | 452.4037 | 139.7581
7717 | 427.7956 | 164.6275 | 427.7956 | 164.6275
7718 | 416.2078 | 180.4623 | 416.2078 | 180.4623
7719 | 403.5577 | 187.5238 | 403.5577 | 187.5238
7720 | 388.8498 | 217.1699 | 388.8498 | 217.1699
7721 | 385.2391 | 279.5305 | 385.2391 | 279.5305
7722 | 393.078 | 291.6394 | 393.078 | 291.6394
7723 | 424.1819 | 297.2342 | 424.1819 | 297.2342
7724 | 472.1893 | 294.8913 | 472.1893 | 294.8913
7725 | 503.128 | 291.7175 | 503.128 | 291.7175
7726 | 533.2384 | 280.9016 | 533.2384 | 280.9016
7727 | 576.6149 | 271.051 | 576.6149 | 271.051
7728 | 571.9493 | 253.8657 | 571.9493 | 253.8657
7729 | 539.9499 | 227.98 | 539.9499 | 227.98
7730 | 533.3472 | 205.0994 | 533.3472 | 205.0994
7731 | 536.9383 | 176.8594 | 536.9383 | 176.8594
7732 | 541.6794 | 172.8674 | 541.6794 | 172.8674
7733 | 546.1092 | 169.6485 | 546.1092 | 169.6485
7734 | 540.3949 | 154.4883 | 540.3949 | 154.4883
7735 | 513.3071 | 142.4416 | 513.3071 | 142.4416
7736 | 505.2257 | 127.3619 | 505.2257 | 127.3619
7737 | 507.9073 | 120.0026 | 507.9073 | 120.0026
7738 | 510.1048 | 102.6924 | 510.1048 | 102.6924
7739 | 482.3158 | 92.6141 | 482.3158 | 92.6141
7740 | 451.5592 | 106.8849 | 451.5592 | 106.8849
7741 | 426.0876 | 142.2808 | 426.0876 | 142.2808
7742 | 415.0208 | 161.3569 | 415.0208 | 161.3569
7743 | 404.9956 | 172.2841 | 404.9956 | 172.2841
7744 | 391.1702 | 202.3464 | 391.1702 | 202.3464
7745 | 385.1771 | 264.603 | 385.1771 | 264.603
7746 | 397.913 | 276.5483 | 397.913 | 276.5483
7747 | 430.2997 | 282.5148 | 430.2997 | 282.5148
7748 | 487.7405 | 276.9753 | 487.7405 | 276.9753
7749 | 524.793 | 271.943 | 524.793 | 271.943
7750 | 553.2952 | 269.0369 | 553.2952 | 269.0369
7751 | 597.9833 | 250.0573 | 597.9833 | 250.0573
7752 | 591.1678 | 207.0315 | 591.1678 | 207.0315
7753 | 554.8534 | 151.7814 | 554.8534 | 151.7814
7754 | 542.4007 | 115.4006 | 542.4007 | 115.4006
7755 | 544.2064 | 94.6541 | 544.2064 | 94.6541
7756 | 548.7313 | 91.2568 | 548.7313 | 91.2568
7757 | 550.5814 | 87.1458 | 550.5814 | 87.1458
7758 | 541.4053 | 79.7914 | 541.4053 | 79.7914
7759 | 513.6395 | 73.677 | 513.6395 | 73.677
7760 | 496.0989 | 61.0654 | 496.0989 | 61.0654
7761 | 503.3429 | 52.368 | 503.3429 | 52.368
7762 | 508.2077 | 32.2774 | 508.2077 | 32.2774
7763 | 481.381 | 14.6908 | 481.381 | 14.6908
7764 | 449.1733 | 19.2082 | 449.1733 | 19.2082
7765 | 425.1516 | 43.8397 | 425.1516 | 43.8397
7766 | 413.3792 | 74.5723 | 413.3792 | 74.5723
7767 | 403.462 | 105.6902 | 403.462 | 105.6902
7768 | 389.6641 | 151.6316 | 389.6641 | 151.6316
7769 | 384.5629 | 233.5288 | 384.5629 | 233.5288
7770 | 394.9619 | 254.737 | 394.9619 | 254.737
7771 | 427.1023 | 250.9649 | 427.1023 | 250.9649
7772 | 480.1331 | 238.259 | 480.1331 | 238.259
7773 | 523.7341 | 245.9834 | 523.7341 | 245.9834
7774 | 552.7747 | 248.2812 | 552.7747 | 248.2812
7775 | 592.2137 | 218.1059 | 592.2137 | 218.1059
7776 | 588.2657 | 172.9094 | 588.2657 | 172.9094
7777 | 552.5807 | 126.372 | 552.5807 | 126.372
7778 | 547.9504 | 83.3452 | 547.9504 | 83.3452
7779 | 545.541 | 58.9114 | 545.541 | 58.9114
7780 | 540.5708 | 73.2368 | 540.5708 | 73.2368
7781 | 546.8633 | 83.8005 | 546.8633 | 83.8005
7782 | 542.1064 | 79.7914 | 542.1064 | 79.7914
7783 | 511.7425 | 81.3787 | 511.7425 | 81.3787
7784 | 493.5803 | 84.884 | 493.5803 | 84.884
7785 | 493.3299 | 92.7347 | 493.3299 | 92.7347
7786 | 497.797 | 86.6795 | 497.797 | 86.6795
7787 | 478.8284 | 83.4554 | 478.8284 | 83.4554
7788 | 449.3613 | 97.1018 | 449.3613 | 97.1018
7789 | 424.3333 | 116.7524 | 424.3333 | 116.7524
7790 | 412.0976 | 135.3082 | 412.0976 | 135.3082
7791 | 401.4105 | 155.1859 | 401.4105 | 155.1859
7792 | 384.9459 | 194.3921 | 384.9459 | 194.3921
7793 | 380.1824 | 266.2979 | 380.1824 | 266.2979
7794 | 389.78 | 287.6696 | 389.78 | 287.6696
7795 | 415.3657 | 301.4418 | 415.3657 | 301.4418
7796 | 461.2451 | 304.7042 | 461.2451 | 304.7042
7797 | 495.6272 | 309.0536 | 495.6272 | 309.0536
7798 | 526.4326 | 307.7087 | 526.4326 | 307.7087
7799 | 564.851 | 308.8157 | 564.851 | 308.8157
7800 | 562.7091 | 303.3763 | 562.7091 | 303.3763
7801 | 539.2448 | 289.2809 | 539.2448 | 289.2809
7802 | 532.8498 | 275.3805 | 532.8498 | 275.3805
7803 | 532.0879 | 248.6422 | 532.0879 | 248.6422
7804 | 533.5868 | 227.9534 | 533.5868 | 227.9534
7805 | 536.4548 | 206.0008 | 536.4548 | 206.0008
7806 | 527.007 | 176.1361 | 527.007 | 176.1361
7807 | 505.0769 | 153.1912 | 505.0769 | 153.1912
7808 | 490.5444 | 132.0453 | 490.5444 | 132.0453
7809 | 491.0791 | 123.452 | 491.0791 | 123.452
7810 | 496.9533 | 111.2118 | 496.9533 | 111.2118
7811 | 478.3003 | 108.7608 | 478.3003 | 108.7608
7812 | 451.9997 | 130.1683 | 451.9997 | 130.1683
7813 | 429.4501 | 185.6211 | 429.4501 | 185.6211
7814 | 414.9327 | 224.9772 | 414.9327 | 224.9772
7815 | 402.9777 | 238.5211 | 402.9777 | 238.5211
7816 | 387.5286 | 267.6022 | 387.5286 | 267.6022
7817 | 382.0819 | 325.5767 | 382.0819 | 325.5767
7818 | 387.9665 | 334.6377 | 387.9665 | 334.6377
7819 | 407.9099 | 337.7941 | 407.9099 | 337.7941
7820 | 442.247 | 332.3438 | 442.247 | 332.3438
7821 | 476.9868 | 312.4732 | 476.9868 | 312.4732
7822 | 507.1997 | 280.9165 | 507.1997 | 280.9165
7823 | 544.4268 | 252.8079 | 544.4268 | 252.8079
7824 | 547.9446 | 210.9418 | 547.9446 | 210.9418
7825 | 523.6451 | 158.6802 | 523.6451 | 158.6802
7826 | 521.5247 | 117.3483 | 521.5247 | 117.3483
7827 | 520.4576 | 85.0345 | 520.4576 | 85.0345
7828 | 524.4509 | 76.5672 | 524.4509 | 76.5672
7829 | 525.3089 | 83.8005 | 525.3089 | 83.8005
7830 | 515.5366 | 79.7914 | 515.5366 | 79.7914
7831 | 493.5215 | 73.677 | 493.5215 | 73.677
7832 | 485.231 | 61.0654 | 485.231 | 61.0654
7833 | 488.136 | 70.4773 | 488.136 | 70.4773
7834 | 494.4779 | 68.9122 | 494.4779 | 68.9122
7835 | 475.7187 | 72.5869 | 475.7187 | 72.5869
7836 | 448.2095 | 86.3968 | 448.2095 | 86.3968
7837 | 425.1145 | 103.4456 | 425.1145 | 103.4456
7838 | 411.357 | 119.1764 | 411.357 | 119.1764
7839 | 399.5675 | 136.7495 | 399.5675 | 136.7495
7840 | 387.0746 | 178.4981 | 387.0746 | 178.4981
7841 | 381.3253 | 245.8395 | 381.3253 | 245.8395
7842 | 388.198 | 258.9149 | 388.198 | 258.9149
7843 | 409.4206 | 262.9931 | 409.4206 | 262.9931
7844 | 445.8394 | 257.6469 | 445.8394 | 257.6469
7845 | 476.168 | 254.5623 | 476.168 | 254.5623
7846 | 504.0344 | 235.4798 | 504.0344 | 235.4798
7847 | 543.2139 | 217.7342 | 543.2139 | 217.7342
7848 | 543.3939 | 197.5605 | 543.3939 | 197.5605
7849 | 521.7682 | 171.9127 | 521.7682 | 171.9127
7850 | 514.4006 | 151.3515 | 514.4006 | 151.3515
7851 | 515.6551 | 127.5422 | 515.6551 | 127.5422
7852 | 523.0717 | 125.8993 | 523.0717 | 125.8993
7853 | 527.6293 | 126.6799 | 527.6293 | 126.6799
7854 | 517.192 | 125.4213 | 517.192 | 125.4213
7855 | 503.5245 | 137.9366 | 503.5245 | 137.9366
7856 | 489.3284 | 156.8154 | 489.3284 | 156.8154
7857 | 490.3364 | 176.739 | 490.3364 | 176.739
7858 | 498.6205 | 182.7418 | 498.6205 | 182.7418
7859 | 476.9648 | 188.1858 | 476.9648 | 188.1858
7860 | 448.8342 | 204.5976 | 448.8342 | 204.5976
7861 | 424.2808 | 222.8655 | 424.2808 | 222.8655
7862 | 411.6942 | 240.6778 | 411.6942 | 240.6778
7863 | 400.1939 | 256.2141 | 400.1939 | 256.2141
7864 | 387.1395 | 289.6366 | 387.1395 | 289.6366
7865 | 386.8681 | 356.3387 | 386.8681 | 356.3387
7866 | 394.3975 | 371.9713 | 394.3975 | 371.9713
7867 | 421.1762 | 379.9747 | 421.1762 | 379.9747
7868 | 467.3509 | 379.2673 | 467.3509 | 379.2673
7869 | 498.1482 | 377.8925 | 498.1482 | 377.8925
7870 | 528.2882 | 367.8944 | 528.2882 | 367.8944
7871 | 570.697 | 357.5085 | 570.697 | 357.5085
7872 | 564.4127 | 334.0044 | 564.4127 | 334.0044
7873 | 533.5695 | 298.3355 | 533.5695 | 298.3355
7874 | 523.8766 | 271.5297 | 523.8766 | 271.5297
7875 | 529.3047 | 248.1516 | 529.3047 | 248.1516
7876 | 532.1722 | 241.3049 | 532.1722 | 241.3049
7877 | 542.4282 | 233.2985 | 542.4282 | 233.2985
7878 | 529.4105 | 213.9158 | 529.4105 | 213.9158
7879 | 506.5625 | 197.3195 | 506.5625 | 197.3195
7880 | 491.2431 | 179.8163 | 491.2431 | 179.8163
7881 | 496.2995 | 170.1525 | 496.2995 | 170.1525
7882 | 504.3958 | 153.5262 | 504.3958 | 153.5262
7883 | 483.8147 | 144.8157 | 483.8147 | 144.8157
7884 | 448.9395 | 158.3432 | 448.9395 | 158.3432
7885 | 424.6213 | 204.221 | 424.6213 | 204.221
7886 | 411.0654 | 226.7168 | 411.0654 | 226.7168
7887 | 399.1724 | 222.7016 | 399.1724 | 222.7016
7888 | 384.761 | 233.0786 | 384.761 | 233.0786
7889 | 384.384 | 285.6858 | 384.384 | 285.6858
7890 | 393.5052 | 309.6297 | 393.5052 | 309.6297
7891 | 427.2803 | 338.9538 | 427.2803 | 338.9538
7892 | 479.9042 | 355.3744 | 479.9042 | 355.3744
7893 | 516.2942 | 356.1555 | 516.2942 | 356.1555
7894 | 545.8066 | 319.6625 | 545.8066 | 319.6625
7895 | 589.3855 | 279.0351 | 589.3855 | 279.0351
7896 | 579.4933 | 238.8342 | 579.4933 | 238.8342
7897 | 543.2064 | 181.3391 | 543.2064 | 181.3391
7898 | 535.5849 | 153.3587 | 535.5849 | 153.3587
7899 | 540.6363 | 135.5858 | 540.6363 | 135.5858
7900 | 542.1223 | 132.4858 | 542.1223 | 132.4858
7901 | 549.9145 | 127.5125 | 549.9145 | 127.5125
7902 | 536.7855 | 110.7317 | 536.7855 | 110.7317
7903 | 508.7898 | 95.6074 | 508.7898 | 95.6074
7904 | 493.48 | 77.554 | 493.48 | 77.554
7905 | 496.5048 | 68.0835 | 496.5048 | 68.0835
7906 | 501.3981 | 53.0183 | 501.3981 | 53.0183
7907 | 480.832 | 47.8168 | 480.832 | 47.8168
7908 | 446.5448 | 68.0794 | 446.5448 | 68.0794
7909 | 421.515 | 101.7655 | 421.515 | 101.7655
7910 | 409.7086 | 134.8324 | 409.7086 | 134.8324
7911 | 396.5664 | 143.1577 | 396.5664 | 143.1577
7912 | 384.5304 | 167.243 | 384.5304 | 167.243
7913 | 380.8255 | 224.2809 | 380.8255 | 224.2809
7914 | 391.7742 | 233.1337 | 391.7742 | 233.1337
7915 | 425.5872 | 238.1784 | 425.5872 | 238.1784
7916 | 481.0525 | 237.3074 | 481.0525 | 237.3074
7917 | 520.2007 | 235.2041 | 520.2007 | 235.2041
7918 | 550.5537 | 224.5815 | 550.5537 | 224.5815
7919 | 594.9567 | 212.8575 | 594.9567 | 212.8575
7920 | 582.3305 | 189.1601 | 582.3305 | 189.1601
7921 | 546.5026 | 157.4015 | 546.5026 | 157.4015
7922 | 546.4417 | 135.5171 | 546.4417 | 135.5171
7923 | 548.1234 | 113.7447 | 548.1234 | 113.7447
7924 | 549.1425 | 115.9972 | 549.1425 | 115.9972
7925 | 556.265 | 131.0511 | 556.265 | 131.0511
7926 | 545.9774 | 127.6367 | 545.9774 | 127.6367
7927 | 518.5726 | 125.1055 | 518.5726 | 125.1055
7928 | 502.518 | 118.902 | 502.518 | 118.902
7929 | 503.8703 | 118.2185 | 503.8703 | 118.2185
7930 | 511.005 | 107.4799 | 511.005 | 107.4799
7931 | 484.2319 | 100.1522 | 484.2319 | 100.1522
7932 | 453.4513 | 113.8283 | 453.4513 | 113.8283
7933 | 428.3515 | 137.6717 | 428.3515 | 137.6717
7934 | 412.9118 | 167.9583 | 412.9118 | 167.9583
7935 | 402.1968 | 194.3483 | 402.1968 | 194.3483
7936 | 387.0895 | 237.1822 | 387.0895 | 237.1822
7937 | 385.872 | 306.5308 | 385.872 | 306.5308
7938 | 396.787 | 311.622 | 396.787 | 311.622
7939 | 428.104 | 301.4418 | 428.104 | 301.4418
7940 | 483.0598 | 298.1325 | 483.0598 | 298.1325
7941 | 521.1959 | 302.7793 | 521.1959 | 302.7793
7942 | 544.4956 | 298.9217 | 544.4956 | 298.9217
7943 | 589.3548 | 260.2568 | 589.3548 | 260.2568
7944 | 582.8684 | 217.335 | 582.8684 | 217.335
7945 | 545.7401 | 178.529 | 545.7401 | 178.529
7946 | 538.6102 | 161.8483 | 538.6102 | 161.8483
7947 | 541.3268 | 153.8883 | 541.3268 | 153.8883
7948 | 539.2763 | 160.2444 | 539.2763 | 160.2444
7949 | 545.2034 | 162.9133 | 545.2034 | 162.9133
7950 | 534.1985 | 152.2878 | 534.1985 | 152.2878
7951 | 508.6719 | 144.9395 | 508.6719 | 144.9395
7952 | 492.2256 | 138.2453 | 492.2256 | 138.2453
7953 | 496.3242 | 139.5689 | 496.3242 | 139.5689
7954 | 501.715 | 130.4212 | 501.715 | 130.4212
7955 | 484.4975 | 127.8365 | 484.4975 | 127.8365
7956 | 453.0773 | 143.9063 | 453.0773 | 143.9063
7957 | 427.4265 | 176.5962 | 427.4265 | 176.5962
7958 | 411.4659 | 218.4501 | 411.4659 | 218.4501
7959 | 398.3035 | 237.0938 | 398.3035 | 237.0938
7960 | 382.4414 | 280.0467 | 382.4414 | 280.0467
7961 | 379.2052 | 352.1459 | 379.2052 | 352.1459
7962 | 387.4902 | 370.7967 | 387.4902 | 370.7967
7963 | 412.4665 | 381.7291 | 412.4665 | 381.7291
7964 | 458.8754 | 380.2932 | 458.8754 | 380.2932
7965 | 496.9084 | 381.4014 | 496.9084 | 381.4014
7966 | 527.4458 | 361.293 | 527.4458 | 361.293
7967 | 568.9751 | 314.9265 | 568.9751 | 314.9265
7968 | 558.474 | 280.197 | 558.474 | 280.197
7969 | 531.3535 | 250.4605 | 531.3535 | 250.4605
7970 | 526.414 | 233.3932 | 526.414 | 233.3932
7971 | 528.5476 | 215.0702 | 528.5476 | 215.0702
7972 | 529.2048 | 205.7108 | 529.2048 | 205.7108
7973 | 534.564 | 191.1476 | 534.564 | 191.1476
7974 | 526.0325 | 166.9328 | 526.0325 | 166.9328
7975 | 505.9251 | 142.4565 | 505.9251 | 142.4565
7976 | 490.5105 | 119.9725 | 490.5105 | 119.9725
7977 | 483.9831 | 114.1744 | 483.9831 | 114.1744
7978 | 490.9779 | 117.6942 | 490.9779 | 117.6942
7979 | 477.4602 | 132.505 | 477.4602 | 132.505
7980 | 448.7784 | 158.9825 | 448.7784 | 158.9825
7981 | 424.1665 | 182.6772 | 424.1665 | 182.6772
7982 | 409.5577 | 201.8426 | 409.5577 | 201.8426
7983 | 397.0599 | 213.2009 | 397.0599 | 213.2009
7984 | 380.3254 | 242.2373 | 380.3254 | 242.2373
7985 | 377.0852 | 303.245 | 377.0852 | 303.245
7986 | 383.6926 | 315.5918 | 383.6926 | 315.5918
7987 | 401.4931 | 321.7069 | 401.4931 | 321.7069
7988 | 436.5209 | 320.6278 | 436.5209 | 320.6278
7989 | 468.7853 | 322.182 | 468.7853 | 322.182
7990 | 499.7378 | 316.6592 | 499.7378 | 316.6592
7991 | 543.8215 | 311.373 | 543.8215 | 311.373
7992 | 544.9103 | 291.5413 | 544.9103 | 291.5413
7993 | 523.6086 | 259.2921 | 523.6086 | 259.2921
7994 | 518.0686 | 239.7419 | 518.0686 | 239.7419
7995 | 517.0284 | 223.1138 | 517.0284 | 223.1138
7996 | 521.2214 | 222.9131 | 521.2214 | 222.9131
7997 | 524.6753 | 221.3 | 524.6753 | 221.3
7998 | 510.2815 | 202.2147 | 510.2815 | 202.2147
7999 | 493.8395 | 186.2577 | 493.8395 | 186.2577
8000 | 482.6715 | 172.3079 | 482.6715 | 172.3079
8001 | 482.4179 | 156.578 | 482.4179 | 156.578
8002 | 487.7956 | 135.1493 | 487.7956 | 135.1493
8003 | 472.5264 | 124.5804 | 472.5264 | 124.5804
8004 | 447.6012 | 41.6375 | 447.6012 | 41.6375
8005 | 419.3564 | 42.6632 | 419.3564 | 42.6632
8006 | 405.2505 | 52.9347 | 405.2505 | 52.9347
8007 | 393.0989 | 58.2783 | 393.0989 | 58.2783
8008 | 377.0631 | 75.1269 | 377.0631 | 75.1269
8009 | 372.8837 | 133.9772 | 372.8837 | 133.9772
8010 | 378.4866 | 142.4503 | 378.4866 | 142.4503
8011 | 398.0916 | 137.9431 | 398.0916 | 137.9431
8012 | 433.1849 | 129.1673 | 433.1849 | 129.1673
8013 | 466.1633 | 125.383 | 466.1633 | 125.383
8014 | 495.379 | 116.1184 | 495.379 | 116.1184
8015 | 535.2425 | 111.6306 | 535.2425 | 111.6306
8016 | 535.1122 | 106.826 | 535.1122 | 106.826
8017 | 514.7798 | 99.2721 | 514.7798 | 99.2721
8018 | 511.5637 | 98.6593 | 511.5637 | 98.6593
8019 | 509.2102 | 100.7706 | 509.2102 | 100.7706
8020 | 514.4018 | 113.7774 | 514.4018 | 113.7774
8021 | 518.9617 | 117.4372 | 518.9617 | 117.4372
8022 | 507.0966 | 107.9776 | 507.0966 | 107.9776
8023 | 489.5533 | 101.06 | 489.5533 | 101.06
8024 | 475.7768 | 88.9976 | 475.7768 | 88.9976
8025 | 477.5785 | 79.7263 | 477.5785 | 79.7263
8026 | 483.0534 | 59.1789 | 483.0534 | 59.1789
8027 | 471.6215 | 46.47 | 471.6215 | 46.47
8028 | 443.3281 | 47.7958 | 443.3281 | 47.7958
8029 | 421.2312 | 45.2331 | 421.2312 | 45.2331
8030 | 407.0383 | 58.2735 | 407.0383 | 58.2735
8031 | 394.3165 | 64.2645 | 394.3165 | 64.2645
8032 | 377.774 | 80.4454 | 377.774 | 80.4454
8033 | 374.6692 | 140.7458 | 374.6692 | 140.7458
8034 | 383.0649 | 150.7467 | 383.0649 | 150.7467
8035 | 404.8884 | 147.3323 | 404.8884 | 147.3323
8036 | 449.962 | 136.6813 | 449.962 | 136.6813
8037 | 479.8459 | 132.7183 | 479.8459 | 132.7183
8038 | 511.179 | 123.5481 | 511.179 | 123.5481
8039 | 552.8441 | 115.8058 | 552.8441 | 115.8058
8040 | 554.2551 | 107.3758 | 554.2551 | 107.3758
8041 | 524.4389 | 97.7241 | 524.4389 | 97.7241
8042 | 514.288 | 94.8787 | 514.288 | 94.8787
8043 | 516.4157 | 94.754 | 516.4157 | 94.754
8044 | 515.489 | 107.4134 | 515.489 | 107.4134
8045 | 521.0444 | 113.4812 | 521.0444 | 113.4812
8046 | 511.1479 | 105.0198 | 511.1479 | 105.0198
8047 | 487.3898 | 97.6975 | 487.3898 | 97.6975
8048 | 477.405 | 85.1562 | 477.405 | 85.1562
8049 | 478.4161 | 76.0063 | 478.4161 | 76.0063
8050 | 485.8639 | 55.1723 | 485.8639 | 55.1723
8051 | 473.9522 | 42.2375 | 473.9522 | 42.2375
8052 | 443.0109 | 43.6004 | 443.0109 | 43.6004
8053 | 416.7948 | 44.1302 | 416.7948 | 44.1302
8054 | 400.9674 | 57.3359 | 400.9674 | 57.3359
8055 | 386.6467 | 65.2594 | 386.6467 | 65.2594
8056 | 372.4864 | 81.292 | 372.4864 | 81.292
8057 | 373.1857 | 138.982 | 373.1857 | 138.982
8058 | 381.2177 | 148.4096 | 381.2177 | 148.4096
8059 | 411.8527 | 148.4857 | 411.8527 | 148.4857
8060 | 466.0134 | 140.5361 | 466.0134 | 140.5361
8061 | 509.9874 | 134.7216 | 509.9874 | 134.7216
8062 | 535.5183 | 124.2631 | 535.5183 | 124.2631
8063 | 578.7792 | 112.0353 | 578.7792 | 112.0353
8064 | 575.6932 | 100.1046 | 575.6932 | 100.1046
8065 | 535.7306 | 87.7919 | 535.7306 | 87.7919
8066 | 527.6882 | 82.7173 | 527.6882 | 82.7173
8067 | 535.5586 | 80.7006 | 535.5586 | 80.7006
8068 | 534.1502 | 90.9149 | 534.1502 | 90.9149
8069 | 541.3389 | 94.8884 | 541.3389 | 94.8884
8070 | 532.8815 | 85.992 | 532.8815 | 85.992
8071 | 506.607 | 78.8383 | 506.607 | 78.8383
8072 | 494.9421 | 66.5567 | 494.9421 | 66.5567
8073 | 491.1925 | 57.8418 | 491.1925 | 57.8418
8074 | 493.2938 | 37.9521 | 493.2938 | 37.9521
8075 | 470.0451 | 25.4861 | 470.0451 | 25.4861
8076 | 437.6495 | 28.8623 | 437.6495 | 28.8623
8077 | 413.7661 | 31.0819 | 413.7661 | 31.0819
8078 | 400.8662 | 42.3078 | 400.8662 | 42.3078
8079 | 388.8956 | 47.6076 | 388.8956 | 47.6076
8080 | 375.5651 | 63.4377 | 375.5651 | 63.4377
8081 | 375.7797 | 122.5307 | 375.7797 | 122.5307
8082 | 383.541 | 132.7104 | 383.541 | 132.7104
8083 | 415.7208 | 133.4442 | 415.7208 | 133.4442
8084 | 473.4997 | 126.8706 | 473.4997 | 126.8706
8085 | 513.9044 | 123.5113 | 513.9044 | 123.5113
8086 | 542.5146 | 114.4557 | 542.5146 | 114.4557
8087 | 590.1745 | 107.0204 | 590.1745 | 107.0204
8088 | 580.6889 | 99.4301 | 580.6889 | 99.4301
8089 | 547.6728 | 91.4984 | 547.6728 | 91.4984
8090 | 541.3951 | 90.093 | 541.3951 | 90.093
8091 | 545.7383 | 91.8435 | 545.7383 | 91.8435
8092 | 548.7746 | 106.1926 | 548.7746 | 106.1926
8093 | 554.0012 | 112.3986 | 554.0012 | 112.3986
8094 | 544.0142 | 102.0082 | 544.0142 | 102.0082
8095 | 513.8742 | 92.0148 | 513.8742 | 92.0148
8096 | 496.4187 | 76.2123 | 496.4187 | 76.2123
8097 | 492.7427 | 65.2142 | 492.7427 | 65.2142
8098 | 495.8587 | 43.7597 | 495.8587 | 43.7597
8099 | 474.7767 | 30.7742 | 474.7767 | 30.7742
8100 | 444.1677 | 33.2837 | 444.1677 | 33.2837
8101 | 419.4655 | 34.6163 | 419.4655 | 34.6163
8102 | 404.315 | 47.5117 | 404.315 | 47.5117
8103 | 389.0473 | 53.4286 | 389.0473 | 53.4286
8104 | 376.2132 | 67.2723 | 376.2132 | 67.2723
8105 | 377.2079 | 124.5475 | 377.2079 | 124.5475
8106 | 388.991 | 132.7205 | 388.991 | 132.7205
8107 | 420.3149 | 129.6062 | 420.3149 | 129.6062
8108 | 475.6681 | 123.0393 | 475.6681 | 123.0393
8109 | 512.188 | 118.9651 | 512.188 | 118.9651
8110 | 541.8358 | 108.6179 | 541.8358 | 108.6179
8111 | 582.113 | 99.3917 | 582.113 | 99.3917
8112 | 576.5065 | 88.9583 | 576.5065 | 88.9583
8113 | 543.5341 | 74.7537 | 543.5341 | 74.7537
8114 | 533.2089 | 67.868 | 533.2089 | 67.868
8115 | 539.395 | 65.7265 | 539.395 | 65.7265
8116 | 540.9779 | 77.7789 | 540.9779 | 77.7789
8117 | 544.2978 | 84.9293 | 544.2978 | 84.9293
8118 | 536.0219 | 77.5033 | 536.0219 | 77.5033
8119 | 507.7698 | 71.0679 | 507.7698 | 71.0679
8120 | 489.5142 | 59.6733 | 489.5142 | 59.6733
8121 | 487.8416 | 50.6145 | 487.8416 | 50.6145
8122 | 496.8435 | 30.4752 | 496.8435 | 30.4752
8123 | 478.6445 | 18.6094 | 478.6445 | 18.6094
8124 | 448.9328 | 20.2995 | 448.9328 | 20.2995
8125 | 423.8022 | 14.1922 | 423.8022 | 14.1922
8126 | 405.4078 | 20.4335 | 405.4078 | 20.4335
8127 | 390.3917 | 27.5645 | 390.3917 | 27.5645
8128 | 375.0462 | 48.4333 | 375.0462 | 48.4333
8129 | 375.4913 | 110.2547 | 375.4913 | 110.2547
8130 | 384.3172 | 118.5457 | 384.3172 | 118.5457
8131 | 408.702 | 115.482 | 408.702 | 115.482
8132 | 450.1068 | 107.9506 | 450.1068 | 107.9506
8133 | 493.4498 | 104.1799 | 493.4498 | 104.1799
8134 | 521.9642 | 94.5443 | 521.9642 | 94.5443
8135 | 561.3154 | 85.3315 | 561.3154 | 85.3315
8136 | 556.3594 | 74.2034 | 556.3594 | 74.2034
8137 | 530.0207 | 61.5536 | 530.0207 | 61.5536
8138 | 523.747 | 57.6694 | 523.747 | 57.6694
8139 | 523.0835 | 58.054 | 523.0835 | 58.054
8140 | 522.0198 | 72.0759 | 522.0198 | 72.0759
8141 | 523.4386 | 80.7574 | 523.4386 | 80.7574
8142 | 512.9616 | 75.8912 | 512.9616 | 75.8912
8143 | 491.7052 | 71.0679 | 491.7052 | 71.0679
8144 | 479.1947 | 59.6733 | 479.1947 | 59.6733
8145 | 473.4205 | 50.6145 | 473.4205 | 50.6145
8146 | 481.1892 | 31.686 | 481.1892 | 31.686
8147 | 470.363 | 19.2502 | 470.363 | 19.2502
8148 | 446.7135 | 20.6232 | 446.7135 | 20.6232
8149 | 419.7139 | 20.4044 | 419.7139 | 20.4044
8150 | 402.0227 | 34.5173 | 402.0227 | 34.5173
8151 | 382.8871 | 41.4931 | 382.8871 | 41.4931
8152 | 371.3011 | 55.6336 | 371.3011 | 55.6336
8153 | 370.1835 | 112.6559 | 370.1835 | 112.6559
8154 | 375.164 | 121.1662 | 375.164 | 121.1662
8155 | 392.5312 | 118.804 | 392.5312 | 118.804
8156 | 426.7497 | 110.19 | 426.7497 | 110.19
8157 | 461.7762 | 108.3719 | 461.7762 | 108.3719
8158 | 495.5748 | 96.6656 | 495.5748 | 96.6656
8159 | 531.9338 | 84.4412 | 531.9338 | 84.4412
8160 | 536.4109 | 71.1311 | 536.4109 | 71.1311
8161 | 511.7173 | 56.4846 | 511.7173 | 56.4846
8162 | 508.2871 | 51.4133 | 508.2871 | 51.4133
8163 | 507.8365 | 55.302 | 507.8365 | 55.302
8164 | 507.9056 | 71.4284 | 507.9056 | 71.4284
8165 | 506.3215 | 80.7574 | 506.3215 | 80.7574
8166 | 495.4284 | 75.8912 | 495.4284 | 75.8912
8167 | 479.463 | 71.0679 | 479.463 | 71.0679
8168 | 465.6224 | 59.6733 | 465.6224 | 59.6733
8169 | 461.5545 | 50.6145 | 461.5545 | 50.6145
8170 | 469.9013 | 29.3623 | 469.9013 | 29.3623
8171 | 463.3597 | 14.8558 | 463.3597 | 14.8558
8172 | 440.0137 | 13.0417 | 440.0137 | 13.0417
8173 | 415.5327 | 4.9211 | 415.5327 | 4.9211
8174 | 399.881 | 9.1895 | 399.881 | 9.1895
8175 | 384.1801 | 15.6426 | 384.1801 | 15.6426
8176 | 371.8702 | 30.9837 | 371.8702 | 30.9837
8177 | 370.5848 | 89.2572 | 370.5848 | 89.2572
8178 | 376.2196 | 99.0828 | 376.2196 | 99.0828
8179 | 395.6379 | 96.0831 | 395.6379 | 96.0831
8180 | 430.018 | 86.2213 | 430.018 | 86.2213
8181 | 461.154 | 79.476 | 461.154 | 79.476
8182 | 485.5794 | 68.7848 | 485.5794 | 68.7848
8183 | 527.8125 | 60.9784 | 527.8125 | 60.9784
8184 | 532.2062 | 56.0726 | 532.2062 | 56.0726
8185 | 508.8544 | 50.3533 | 508.8544 | 50.3533
8186 | 494.4068 | 51.4133 | 494.4068 | 51.4133
8187 | 491.1751 | 55.302 | 491.1751 | 55.302
8188 | 488.8449 | 71.4284 | 488.8449 | 71.4284
8189 | 489.0116 | 80.7574 | 489.0116 | 80.7574
8190 | 477.4984 | 75.8912 | 477.4984 | 75.8912
8191 | 464.3967 | 71.0679 | 464.3967 | 71.0679
8192 | 458.548 | 59.6733 | 458.548 | 59.6733
8193 | 461.1659 | 50.6145 | 461.1659 | 50.6145
8194 | 465.7441 | 29.3623 | 465.7441 | 29.3623
8195 | 451.7217 | 14.8558 | 451.7217 | 14.8558
8196 | 427.0725 | 13.0417 | 427.0725 | 13.0417
8197 | 402.8474 | 4.9211 | 402.8474 | 4.9211
8198 | 387.9334 | 9.1895 | 387.9334 | 9.1895
8199 | 372.1746 | 16.9984 | 372.1746 | 16.9984
8200 | 359.5897 | 36.4304 | 359.5897 | 36.4304
8201 | 359.571 | 96.09 | 359.571 | 96.09
8202 | 368.8579 | 105.558 | 368.8579 | 105.558
8203 | 393.3235 | 105.6241 | 393.3235 | 105.6241
8204 | 436.7656 | 100.0791 | 436.7656 | 100.0791
8205 | 471.8167 | 96.9862 | 471.8167 | 96.9862
8206 | 498.192 | 88.0892 | 498.192 | 88.0892
8207 | 544.5404 | 82.1748 | 544.5404 | 82.1748
8208 | 541.5391 | 76.0617 | 541.5391 | 76.0617
8209 | 510.2838 | 65.7355 | 510.2838 | 65.7355
8210 | 499.2835 | 63.7771 | 499.2835 | 63.7771
8211 | 505.1885 | 69.0822 | 505.1885 | 69.0822
8212 | 507.1688 | 84.9894 | 507.1688 | 84.9894
8213 | 518.8004 | 92.0588 | 518.8004 | 92.0588
8214 | 507.5648 | 86.8216 | 507.5648 | 86.8216
8215 | 484.5491 | 82.3322 | 484.5491 | 82.3322
8216 | 471.7656 | 72.8026 | 471.7656 | 72.8026
8217 | 466.6431 | 65.4402 | 466.6431 | 65.4402
8218 | 473.5541 | 44.7478 | 473.5541 | 44.7478
8219 | 460.868 | 31.1722 | 460.868 | 31.1722
8220 | 431.4621 | 31.5368 | 431.4621 | 31.5368
8221 | 404.648 | 27.4901 | 404.648 | 27.4901
8222 | 386.4688 | 39.7177 | 386.4688 | 39.7177
8223 | 371.83 | 46.5621 | 371.83 | 46.5621
8224 | 357.666 | 61.7312 | 357.666 | 61.7312
8225 | 361.3511 | 119.03 | 361.3511 | 119.03
8226 | 371.9081 | 127.8809 | 371.9081 | 127.8809
8227 | 402.6369 | 124.9083 | 402.6369 | 124.9083
8228 | 455.2875 | 116.3718 | 455.2875 | 116.3718
8229 | 498.2309 | 112.9451 | 498.2309 | 112.9451
8230 | 522.5948 | 104.0144 | 522.5948 | 104.0144
8231 | 562.5392 | 95.5031 | 562.5392 | 95.5031
8232 | 561.5833 | 84.4324 | 561.5833 | 84.4324
8233 | 528.7017 | 70.1434 | 528.7017 | 70.1434
8234 | 521.1574 | 65.5814 | 521.1574 | 65.5814
8235 | 522.2971 | 66.5325 | 522.2971 | 66.5325
8236 | 520.7038 | 81.3875 | 520.7038 | 81.3875
8237 | 525.0256 | 90.4569 | 525.0256 | 90.4569
8238 | 513.9864 | 85.5333 | 513.9864 | 85.5333
8239 | 484.4621 | 81.5498 | 484.4621 | 81.5498
8240 | 465.6503 | 72.3743 | 465.6503 | 72.3743
8241 | 460.7055 | 64.968 | 460.7055 | 64.968
8242 | 468.5117 | 44.3701 | 468.5117 | 44.3701
8243 | 456.5822 | 31.1486 | 456.5822 | 31.1486
8244 | 432.9262 | 31.8538 | 432.9262 | 31.8538
8245 | 407.7562 | 30.8323 | 407.7562 | 30.8323
8246 | 390.6933 | 42.8778 | 390.6933 | 42.8778
8247 | 373.3449 | 48.8621 | 373.3449 | 48.8621
8248 | 359.1953 | 64.4933 | 359.1953 | 64.4933
8249 | 362.4202 | 120.3082 | 362.4202 | 120.3082
8250 | 375.5604 | 126.6971 | 375.5604 | 126.6971
8251 | 407.0306 | 126.1662 | 407.0306 | 126.1662
8252 | 462.5932 | 119.9197 | 462.5932 | 119.9197
8253 | 499.1948 | 115.8725 | 499.1948 | 115.8725
8254 | 528.2208 | 106.6652 | 528.2208 | 106.6652
8255 | 569.44 | 98.8656 | 569.44 | 98.8656
8256 | 569.7338 | 90.0847 | 569.7338 | 90.0847
8257 | 530.5996 | 79.0436 | 530.5996 | 79.0436
8258 | 526.0816 | 74.7378 | 526.0816 | 74.7378
8259 | 530.1601 | 75.2438 | 530.1601 | 75.2438
8260 | 527.0017 | 90.7126 | 527.0017 | 90.7126
8261 | 531.9467 | 99.9 | 531.9467 | 99.9
8262 | 522.9645 | 95.5666 | 522.9645 | 95.5666
8263 | 493.6867 | 92.3487 | 493.6867 | 92.3487
8264 | 478.7276 | 83.2406 | 478.7276 | 83.2406
8265 | 476.9466 | 76.5763 | 476.9466 | 76.5763
8266 | 482.2547 | 57.1992 | 482.2547 | 57.1992
8267 | 465.1728 | 44.7972 | 465.1728 | 44.7972
8268 | 435.5672 | 45.3878 | 435.5672 | 45.3878
8269 | 409.1231 | 41.2568 | 409.1231 | 41.2568
8270 | 391.2766 | 48.945 | 391.2766 | 48.945
8271 | 375.5437 | 54.7944 | 375.5437 | 54.7944
8272 | 363.8575 | 69.7376 | 363.8575 | 69.7376
8273 | 365.5294 | 126.851 | 365.5294 | 126.851
8274 | 374.6703 | 136.1571 | 374.6703 | 136.1571
8275 | 403.9284 | 134.8269 | 403.9284 | 134.8269
8276 | 457.9784 | 127.9565 | 457.9784 | 127.9565
8277 | 501.3586 | 123.5855 | 501.3586 | 123.5855
8278 | 525.3814 | 113.6463 | 525.3814 | 113.6463
8279 | 570.9801 | 105.0744 | 570.9801 | 105.0744
8280 | 575.418 | 94.496 | 575.418 | 94.496
8281 | 537.101 | 81.0469 | 537.101 | 81.0469
8282 | 529.3447 | 75.6417 | 529.3447 | 75.6417
8283 | 527.4858 | 74.0196 | 527.4858 | 74.0196
8284 | 531.5673 | 85.4784 | 531.5673 | 85.4784
8285 | 536.8149 | 90.8582 | 536.8149 | 90.8582
8286 | 521.7174 | 84.2416 | 521.7174 | 84.2416
8287 | 493.8935 | 80.1199 | 493.8935 | 80.1199
8288 | 475.9192 | 71.9392 | 475.9192 | 71.9392
8289 | 469.6842 | 67.1737 | 469.6842 | 67.1737
8290 | 479.2135 | 49.5942 | 479.2135 | 49.5942
8291 | 469.275 | 36.8448 | 469.275 | 36.8448
8292 | 440.6333 | 36.4202 | 440.6333 | 36.4202
8293 | 414.2028 | 32.0633 | 414.2028 | 32.0633
8294 | 394.6991 | 42.1156 | 394.6991 | 42.1156
8295 | 379.2162 | 45.0478 | 379.2162 | 45.0478
8296 | 367.097 | 59.7212 | 367.097 | 59.7212
8297 | 366.6541 | 118.5309 | 366.6541 | 118.5309
8298 | 376.476 | 127.375 | 376.476 | 127.375
8299 | 398.6599 | 125.7109 | 398.6599 | 125.7109
8300 | 443.154 | 116.5539 | 443.154 | 116.5539
8301 | 482.7549 | 111.3162 | 482.7549 | 111.3162
8302 | 512.9046 | 103.0498 | 512.9046 | 103.0498
8303 | 550.361 | 96.6667 | 550.361 | 96.6667
8304 | 548.1795 | 89.535 | 548.1795 | 89.535
8305 | 524.0009 | 80.4432 | 524.0009 | 80.4432
8306 | 519.3785 | 76.7378 | 519.3785 | 76.7378
8307 | 521.7417 | 78.0127 | 521.7417 | 78.0127
8308 | 516.7925 | 93.4309 | 516.7925 | 93.4309
8309 | 523.412 | 102.5474 | 523.412 | 102.5474
8310 | 513.918 | 97.7115 | 513.918 | 97.7115
8311 | 488.3526 | 95.3503 | 488.3526 | 95.3503
8312 | 474.3371 | 85.9083 | 474.3371 | 85.9083
8313 | 471.2301 | 77.7466 | 471.2301 | 77.7466
8314 | 477.2041 | 56.0155 | 477.2041 | 56.0155
8315 | 465.6713 | 41.5731 | 465.6713 | 41.5731
8316 | 441.7333 | 41.4251 | 441.7333 | 41.4251
8317 | 416.2321 | 36.5218 | 416.2321 | 36.5218
8318 | 397.6513 | 42.9958 | 397.6513 | 42.9958
8319 | 380.114 | 47.992 | 380.114 | 47.992
8320 | 368.9466 | 62.7126 | 368.9466 | 62.7126
8321 | 367.0897 | 120.315 | 367.0897 | 120.315
8322 | 374.6141 | 130.5857 | 374.6141 | 130.5857
8323 | 393.0671 | 130.392 | 393.0671 | 130.392
8324 | 423.876 | 122.4761 | 423.876 | 122.4761
8325 | 452.1464 | 116.1524 | 452.1464 | 116.1524
8326 | 483.8216 | 106.5471 | 483.8216 | 106.5471
8327 | 524.8651 | 99.5097 | 524.8651 | 99.5097
8328 | 528.7356 | 92.7389 | 528.7356 | 92.7389
8329 | 509.0358 | 84.2879 | 509.0358 | 84.2879
8330 | 504.5273 | 82.1675 | 504.5273 | 82.1675
8331 | 503.586 | 83.3581 | 503.586 | 83.3581
8332 | 510.3802 | 96.9619 | 510.3802 | 96.9619
8333 | 508.3959 | 103.9976 | 508.3959 | 103.9976
8334 | 495.2457 | 97.0269 | 495.2457 | 97.0269
8335 | 478.2042 | 90.3387 | 478.2042 | 90.3387
8336 | 465.0665 | 78.3032 | 465.0665 | 78.3032
8337 | 463.3101 | 70.5698 | 463.3101 | 70.5698
8338 | 466.4041 | 51.7391 | 466.4041 | 51.7391
8339 | 460.6907 | 40.0251 | 460.6907 | 40.0251
8340 | 438.9899 | 41.1822 | 438.9899 | 41.1822
8341 | 411.2358 | 37.7123 | 411.2358 | 37.7123
8342 | 396.0763 | 49.9601 | 396.0763 | 49.9601
8343 | 379.6895 | 55.5465 | 379.6895 | 55.5465
8344 | 365.661 | 71.5858 | 365.661 | 71.5858
8345 | 365.7816 | 127.4614 | 365.7816 | 127.4614
8346 | 370.328 | 134.997 | 370.328 | 134.997
8347 | 388.6795 | 134.1018 | 388.6795 | 134.1018
8348 | 425.6844 | 127.9093 | 425.6844 | 127.9093
8349 | 456.2131 | 128.4925 | 456.2131 | 128.4925
8350 | 486.4266 | 118.5939 | 486.4266 | 118.5939
8351 | 525.8507 | 109.8162 | 525.8507 | 109.8162
8352 | 530.0499 | 97.9326 | 530.0499 | 97.9326
8353 | 507.8422 | 83.7213 | 507.8422 | 83.7213
8354 | 503.1731 | 79.6044 | 503.1731 | 79.6044
8355 | 502.2474 | 82.3093 | 502.2474 | 82.3093
8356 | 507.4241 | 98.1389 | 507.4241 | 98.1389
8357 | 507.1956 | 104.861 | 507.1956 | 104.861
8358 | 497.8641 | 95.7217 | 497.8641 | 95.7217
8359 | 477.2941 | 87.1651 | 477.2941 | 87.1651
8360 | 467.117 | 73.1432 | 467.117 | 73.1432
8361 | 465.5698 | 62.3341 | 465.5698 | 62.3341
8362 | 466.7876 | 40.4276 | 466.7876 | 40.4276
8363 | 458.5816 | 27.0408 | 458.5816 | 27.0408
8364 | 440.7651 | 27.4122 | 440.7651 | 27.4122
8365 | 412.6884 | 25.4329 | 412.6884 | 25.4329
8366 | 396.7534 | 34.433 | 396.7534 | 34.433
8367 | 384.1104 | 41.0412 | 384.1104 | 41.0412
8368 | 366.0049 | 57.1108 | 366.0049 | 57.1108
8369 | 365.6795 | 115.2798 | 365.6795 | 115.2798
8370 | 376.5399 | 125.1964 | 376.5399 | 125.1964
8371 | 396.6597 | 125.9032 | 396.6597 | 125.9032
8372 | 441.4106 | 121.5757 | 441.4106 | 121.5757
8373 | 474.5049 | 118.2501 | 474.5049 | 118.2501
8374 | 502.8112 | 107.2554 | 502.8112 | 107.2554
8375 | 538.799 | 93.2435 | 538.799 | 93.2435
8376 | 546.803 | 79.8153 | 546.803 | 79.8153
8377 | 518.1673 | 65.2802 | 518.1673 | 65.2802
8378 | 513.1566 | 61.3387 | 513.1566 | 61.3387
8379 | 516.4401 | 61.2241 | 516.4401 | 61.2241
8380 | 518.0293 | 74.0657 | 518.0293 | 74.0657
8381 | 527.5612 | 80.8047 | 527.5612 | 80.8047
8382 | 514.1187 | 75.8912 | 514.1187 | 75.8912
8383 | 492.4635 | 71.0679 | 492.4635 | 71.0679
8384 | 480.4332 | 59.6733 | 480.4332 | 59.6733
8385 | 473.1576 | 50.6145 | 473.1576 | 50.6145
8386 | 475.095 | 29.8985 | 475.095 | 29.8985
8387 | 467.0436 | 18.0934 | 467.0436 | 18.0934
8388 | 441.5013 | 21.1999 | 441.5013 | 21.1999
8389 | 411.123 | 21.1835 | 411.123 | 21.1835
8390 | 394.5241 | 32.9929 | 394.5241 | 32.9929
8391 | 379.4358 | 41.7157 | 379.4358 | 41.7157
8392 | 366.2973 | 60.1731 | 366.2973 | 60.1731
8393 | 368.6891 | 119.1717 | 368.6891 | 119.1717
8394 | 380.0085 | 129.3952 | 380.0085 | 129.3952
8395 | 408.7838 | 129.7715 | 408.7838 | 129.7715
8396 | 461.9861 | 123.7779 | 461.9861 | 123.7779
8397 | 496.8346 | 118.7965 | 496.8346 | 118.7965
8398 | 522.9406 | 106.22 | 522.9406 | 106.22
8399 | 562.8969 | 96.2485 | 562.8969 | 96.2485
8400 | 562.7595 | 84.4526 | 562.7595 | 84.4526
8401 | 529.5932 | 70.6527 | 529.5932 | 70.6527
8402 | 522.4624 | 66.0029 | 522.4624 | 66.0029
8403 | 528.5986 | 65.7804 | 528.5986 | 65.7804
8404 | 528.6441 | 78.5984 | 528.6441 | 78.5984
8405 | 532.0327 | 85.1586 | 532.0327 | 85.1586
8406 | 522.182 | 78.1811 | 522.182 | 78.1811
8407 | 497.797 | 72.0628 | 497.797 | 72.0628
8408 | 476.484 | 60.4288 | 476.484 | 60.4288
8409 | 472.7122 | 52.2265 | 472.7122 | 52.2265
8410 | 474.979 | 33.2002 | 474.979 | 33.2002
8411 | 459.471 | 21.8032 | 459.471 | 21.8032
8412 | 436.7711 | 24.4544 | 436.7711 | 24.4544
8413 | 406.5007 | 24.5425 | 406.5007 | 24.5425
8414 | 392.2534 | 38.4227 | 392.2534 | 38.4227
8415 | 376.9942 | 45.9584 | 376.9942 | 45.9584
8416 | 364.953 | 62.7295 | 364.953 | 62.7295
8417 | 368.521 | 121.1413 | 368.521 | 121.1413
8418 | 380.8182 | 130.8487 | 380.8182 | 130.8487
8419 | 410.8435 | 129.4174 | 410.8435 | 129.4174
8420 | 459.3058 | 120.7831 | 459.3058 | 120.7831
8421 | 498.4055 | 115.5959 | 498.4055 | 115.5959
8422 | 523.2133 | 105.4645 | 523.2133 | 105.4645
8423 | 558.4291 | 92.4341 | 558.4291 | 92.4341
8424 | 558.449 | 78.8171 | 558.449 | 78.8171
8425 | 530.4166 | 64.4708 | 530.4166 | 64.4708
8426 | 522.655 | 62.853 | 522.655 | 62.853
8427 | 525.1817 | 64.8597 | 525.1817 | 64.8597
8428 | 531.3237 | 79.8834 | 531.3237 | 79.8834
8429 | 533.3847 | 87.7319 | 533.3847 | 87.7319
8430 | 520.9372 | 80.9062 | 520.9372 | 80.9062
8431 | 491.924 | 73.9481 | 491.924 | 73.9481
8432 | 480.1689 | 60.7019 | 480.1689 | 60.7019
8433 | 477.65 | 50.6145 | 477.65 | 50.6145
8434 | 481.4732 | 29.5714 | 481.4732 | 29.5714
8435 | 461.8223 | 15.6922 | 461.8223 | 15.6922
8436 | 436.5186 | 13.0417 | 436.5186 | 13.0417
8437 | 409.2533 | 9.7944 | 409.2533 | 9.7944
8438 | 393.8998 | 17.1251 | 393.8998 | 17.1251
8439 | 378.2054 | 23.9053 | 378.2054 | 23.9053
8440 | 365.6068 | 41.5263 | 365.6068 | 41.5263
8441 | 369.1955 | 102.4641 | 369.1955 | 102.4641
8442 | 381.4513 | 115.1867 | 381.4513 | 115.1867
8443 | 407.9978 | 117.3807 | 407.9978 | 117.3807
8444 | 457.6064 | 112.7767 | 457.6064 | 112.7767
8445 | 496.0334 | 110.3921 | 496.0334 | 110.3921
8446 | 519.9983 | 100.173 | 519.9983 | 100.173
8447 | 555.7781 | 84.4108 | 555.7781 | 84.4108
8448 | 554.9908 | 71.1108 | 554.9908 | 71.1108
8449 | 524.6156 | 54.2149 | 524.6156 | 54.2149
8450 | 518.8616 | 51.4133 | 518.8616 | 51.4133
8451 | 525.0736 | 55.302 | 525.0736 | 55.302
8452 | 523.5636 | 71.4284 | 523.5636 | 71.4284
8453 | 523.4401 | 80.7574 | 523.4401 | 80.7574
8454 | 514.3076 | 75.8912 | 514.3076 | 75.8912
8455 | 488.0293 | 71.0679 | 488.0293 | 71.0679
8456 | 471.9802 | 59.6733 | 471.9802 | 59.6733
8457 | 472.3292 | 50.6145 | 472.3292 | 50.6145
8458 | 478.1774 | 29.3623 | 478.1774 | 29.3623
8459 | 463.248 | 14.8558 | 463.248 | 14.8558
8460 | 436.261 | 13.0417 | 436.261 | 13.0417
8461 | 405.321 | 6.6174 | 405.321 | 6.6174
8462 | 389 | 18.1469 | 389 | 18.1469
8463 | 376.3835 | 25.8917 | 376.3835 | 25.8917
8464 | 365.4236 | 42.5347 | 365.4236 | 42.5347
8465 | 365.4322 | 101.4726 | 365.4322 | 101.4726
8466 | 375.4306 | 112.2525 | 375.4306 | 112.2525
8467 | 395.5035 | 112.7941 | 395.5035 | 112.7941
8468 | 440.3639 | 106.6252 | 440.3639 | 106.6252
8469 | 477.537 | 103.077 | 477.537 | 103.077
8470 | 506.5254 | 91.6101 | 506.5254 | 91.6101
8471 | 545.8425 | 80.8326 | 545.8425 | 80.8326
8472 | 547.0538 | 69.9001 | 547.0538 | 69.9001
8473 | 522.8418 | 55.2638 | 522.8418 | 55.2638
8474 | 520.1794 | 51.4133 | 520.1794 | 51.4133
8475 | 523.0918 | 55.302 | 523.0918 | 55.302
8476 | 518.5513 | 71.4284 | 518.5513 | 71.4284
8477 | 516.8087 | 80.7574 | 516.8087 | 80.7574
8478 | 512.9586 | 75.8912 | 512.9586 | 75.8912
8479 | 493.3938 | 71.0679 | 493.3938 | 71.0679
8480 | 474.1718 | 59.6733 | 474.1718 | 59.6733
8481 | 468.6211 | 50.6145 | 468.6211 | 50.6145
8482 | 472.6082 | 29.3623 | 472.6082 | 29.3623
8483 | 460.4007 | 14.8558 | 460.4007 | 14.8558
8484 | 439.9805 | 13.0417 | 439.9805 | 13.0417
8485 | 409.99 | 7.6393 | 409.99 | 7.6393
8486 | 392.4303 | 18.5584 | 392.4303 | 18.5584
8487 | 374.2873 | 24.0841 | 374.2873 | 24.0841
8488 | 362.6675 | 41.7017 | 362.6675 | 41.7017
8489 | 361.3488 | 100.5687 | 361.3488 | 100.5687
8490 | 369.2592 | 111.1598 | 369.2592 | 111.1598
8491 | 387.1006 | 111.1483 | 387.1006 | 111.1483
8492 | 420.2992 | 104.5207 | 420.2992 | 104.5207
8493 | 450.5342 | 100.5105 | 450.5342 | 100.5105
8494 | 479.4687 | 89.5225 | 479.4687 | 89.5225
8495 | 519.4169 | 80.2424 | 519.4169 | 80.2424
8496 | 524.2516 | 69.1581 | 524.2516 | 69.1581
8497 | 497.3957 | 53.2234 | 497.3957 | 53.2234
8498 | 487.3342 | 51.4133 | 487.3342 | 51.4133
8499 | 487.9463 | 55.302 | 487.9463 | 55.302
8500 | 491.6479 | 71.4284 | 491.6479 | 71.4284
8501 | 496.2332 | 80.7574 | 496.2332 | 80.7574
8502 | 485.6307 | 75.8912 | 485.6307 | 75.8912
8503 | 466.378 | 71.0679 | 466.378 | 71.0679
8504 | 449.6037 | 59.6733 | 449.6037 | 59.6733
8505 | 448.2625 | 50.6145 | 448.2625 | 50.6145
8506 | 456.6004 | 29.3623 | 456.6004 | 29.3623
8507 | 451.0734 | 14.8558 | 451.0734 | 14.8558
8508 | 429.4153 | 13.0417 | 429.4153 | 13.0417
8509 | 403.1616 | 4.9211 | 403.1616 | 4.9211
8510 | 388.0049 | 11.3715 | 388.0049 | 11.3715
8511 | 371.5579 | 16.8871 | 371.5579 | 16.8871
8512 | 357.4992 | 33.9044 | 357.4992 | 33.9044
8513 | 358.547 | 92.3971 | 358.547 | 92.3971
8514 | 365.9084 | 101.5447 | 365.9084 | 101.5447
8515 | 383.4051 | 101.2532 | 383.4051 | 101.2532
8516 | 414.8691 | 93.796 | 414.8691 | 93.796
8517 | 442.5528 | 89.135 | 442.5528 | 89.135
8518 | 470.8083 | 79.8164 | 470.8083 | 79.8164
8519 | 511.0399 | 71.5142 | 511.0399 | 71.5142
8520 | 518.2746 | 62.0926 | 518.2746 | 62.0926
8521 | 495.7005 | 51.0953 | 495.7005 | 51.0953
8522 | 487.2726 | 51.4133 | 487.2726 | 51.4133
8523 | 488.8518 | 55.302 | 488.8518 | 55.302
8524 | 494.6135 | 71.4284 | 494.6135 | 71.4284
8525 | 492.9405 | 80.7574 | 492.9405 | 80.7574
8526 | 484.7688 | 75.8912 | 484.7688 | 75.8912
8527 | 468.8101 | 71.0679 | 468.8101 | 71.0679
8528 | 459.2152 | 59.6733 | 459.2152 | 59.6733
8529 | 460.1 | 50.6145 | 460.1 | 50.6145
8530 | 461.3977 | 29.3623 | 461.3977 | 29.3623
8531 | 452.8185 | 14.8558 | 452.8185 | 14.8558
8532 | 429.2639 | 13.0417 | 429.2639 | 13.0417
8533 | 403.1901 | 4.9211 | 403.1901 | 4.9211
8534 | 386.5066 | 15.2061 | 386.5066 | 15.2061
8535 | 372.5701 | 20.1551 | 372.5701 | 20.1551
8536 | 358.66 | 34.562 | 358.66 | 34.562
8537 | 359.057 | 92.0295 | 359.057 | 92.0295
8538 | 367.2049 | 101.285 | 367.2049 | 101.285
8539 | 385.3771 | 99.8267 | 385.3771 | 99.8267
8540 | 423.3706 | 93.0979 | 423.3706 | 93.0979
8541 | 457.4674 | 89.4621 | 457.4674 | 89.4621
8542 | 485.1538 | 80.3863 | 485.1538 | 80.3863
8543 | 526.1342 | 72.3709 | 526.1342 | 72.3709
8544 | 526.6297 | 64.0049 | 526.6297 | 64.0049
8545 | 504.1751 | 53.8507 | 504.1751 | 53.8507
8546 | 499.1278 | 51.4133 | 499.1278 | 51.4133
8547 | 496.7044 | 55.302 | 496.7044 | 55.302
8548 | 497.425 | 71.4284 | 497.425 | 71.4284
8549 | 502.2845 | 80.7574 | 502.2845 | 80.7574
8550 | 492.4473 | 75.8912 | 492.4473 | 75.8912
8551 | 473.7852 | 71.0679 | 473.7852 | 71.0679
8552 | 458.5525 | 59.6733 | 458.5525 | 59.6733
8553 | 457.3629 | 50.6145 | 457.3629 | 50.6145
8554 | 462.0744 | 29.3623 | 462.0744 | 29.3623
8555 | 452.7342 | 14.8558 | 452.7342 | 14.8558
8556 | 433.6378 | 13.0417 | 433.6378 | 13.0417
8557 | 405.5085 | 4.9211 | 405.5085 | 4.9211
8558 | 388.9272 | 9.4289 | 388.9272 | 9.4289
8559 | 372.0983 | 14.759 | 372.0983 | 14.759
8560 | 362.1378 | 30.5655 | 362.1378 | 30.5655
8561 | 364.0321 | 88.7581 | 364.0321 | 88.7581
8562 | 369.764 | 99.2008 | 369.764 | 99.2008
8563 | 390.2086 | 98.8318 | 390.2086 | 98.8318
8564 | 421.1346 | 90.6191 | 421.1346 | 90.6191
8565 | 456.7267 | 85.7624 | 456.7267 | 85.7624
8566 | 483.0587 | 76.8553 | 483.0587 | 76.8553
8567 | 521.2501 | 69.8077 | 521.2501 | 69.8077
8568 | 520.3762 | 62.639 | 520.3762 | 62.639
8569 | 499.9133 | 54.7208 | 499.9133 | 54.7208
8570 | 494.6415 | 53.9495 | 494.6415 | 53.9495
8571 | 491.9724 | 57.0253 | 491.9724 | 57.0253
8572 | 493.2334 | 72.4233 | 493.2334 | 72.4233
8573 | 491.6272 | 80.7574 | 491.6272 | 80.7574
8574 | 481.7616 | 75.8912 | 481.7616 | 75.8912
8575 | 464.6008 | 71.0679 | 464.6008 | 71.0679
8576 | 458.1165 | 60.1826 | 458.1165 | 60.1826
8577 | 458.6909 | 52.3513 | 458.6909 | 52.3513
8578 | 463.4501 | 32.2087 | 463.4501 | 32.2087
8579 | 453.8123 | 18.5892 | 453.8123 | 18.5892
8580 | 431.4084 | 18.2726 | 431.4084 | 18.2726
8581 | 402.4436 | 13.5683 | 402.4436 | 13.5683
8582 | 387.3281 | 22.0692 | 387.3281 | 22.0692
8583 | 371.7487 | 26.9878 | 371.7487 | 26.9878
8584 | 360.4406 | 41.6342 | 360.4406 | 41.6342
8585 | 362.0639 | 98.2316 | 362.0639 | 98.2316
8586 | 370.178 | 106.9138 | 370.178 | 106.9138
8587 | 391.8788 | 105.56 | 391.8788 | 105.56
8588 | 437.6918 | 98.4839 | 437.6918 | 98.4839
8589 | 470.8258 | 93.9004 | 470.8258 | 93.9004
8590 | 497.8914 | 84.1973 | 497.8914 | 84.1973
8591 | 536.8383 | 75.1465 | 536.8383 | 75.1465
8592 | 543.8629 | 65.3573 | 543.8629 | 65.3573
8593 | 510.2123 | 54.7039 | 510.2123 | 54.7039
8594 | 504.9153 | 54.7825 | 504.9153 | 54.7825
8595 | 513.0511 | 56.4183 | 513.0511 | 56.4183
8596 | 512.0957 | 71.4554 | 512.0957 | 71.4554
8597 | 508.2196 | 80.7608 | 508.2196 | 80.7608
8598 | 501.721 | 76.2723 | 501.721 | 76.2723
8599 | 474.9631 | 71.7087 | 474.9631 | 71.7087
8600 | 457.3854 | 60.476 | 457.3854 | 60.476
8601 | 452.8317 | 51.2552 | 452.8317 | 51.2552
8602 | 458.9681 | 29.6388 | 458.9681 | 29.6388
8603 | 451.7571 | 15.672 | 451.7571 | 15.672
8604 | 428.5865 | 15.4632 | 428.5865 | 15.4632
8605 | 400.3057 | 11.538 | 400.3057 | 11.538
8606 | 382.8483 | 21.3239 | 382.8483 | 21.3239
8607 | 364.2116 | 26.2088 | 364.2116 | 26.2088
8608 | 352.9743 | 41.5567 | 352.9743 | 41.5567
8609 | 356.4815 | 100.5822 | 356.4815 | 100.5822
8610 | 365.138 | 110.31 | 365.138 | 110.31
8611 | 389.7564 | 109.5025 | 389.7564 | 109.5025
8612 | 434.5403 | 102.0588 | 434.5403 | 102.0588
8613 | 466.7815 | 97.1818 | 466.7815 | 97.1818
8614 | 489.7451 | 86.6255 | 489.7451 | 86.6255
8615 | 534.3797 | 78.7247 | 534.3797 | 78.7247
8616 | 536.9683 | 72.1529 | 536.9683 | 72.1529
8617 | 507.9222 | 65.2094 | 507.9222 | 65.2094
8618 | 499.2269 | 64.4887 | 499.2269 | 64.4887
8619 | 503.489 | 65.6388 | 503.489 | 65.6388
8620 | 503.6072 | 79.2493 | 503.6072 | 79.2493
8621 | 502.4639 | 87.2428 | 502.4639 | 87.2428
8622 | 499.3252 | 82.181 | 499.3252 | 82.181
8623 | 473.1943 | 77.8771 | 473.1943 | 77.8771
8624 | 460.0125 | 67.8079 | 460.0125 | 67.8079
8625 | 455.9376 | 60.0812 | 455.9376 | 60.0812
8626 | 462.0057 | 40.2488 | 462.0057 | 40.2488
8627 | 451.6352 | 27.6276 | 451.6352 | 27.6276
8628 | 428.9994 | 28.0867 | 428.9994 | 28.0867
8629 | 398.2162 | 22.3369 | 398.2162 | 22.3369
8630 | 380.8825 | 29.3775 | 380.8825 | 29.3775
8631 | 362.9433 | 35.436 | 362.9433 | 35.436
8632 | 350.3662 | 50.6558 | 350.3662 | 50.6558
8633 | 349.1644 | 107.8163 | 349.1644 | 107.8163
8634 | 359.8194 | 116.4311 | 359.8194 | 116.4311
8635 | 380.676 | 115.7417 | 380.676 | 115.7417
8636 | 420.6951 | 108.6993 | 420.6951 | 108.6993
8637 | 457.7145 | 104.362 | 457.7145 | 104.362
8638 | 487.1198 | 93.4111 | 487.1198 | 93.4111
8639 | 528.2346 | 83.6453 | 528.2346 | 83.6453
8640 | 535.5103 | 73.6099 | 535.5103 | 73.6099
8641 | 508.4241 | 61.6581 | 508.4241 | 61.6581
8642 | 499.1389 | 56.3979 | 499.1389 | 56.3979
8643 | 498.5879 | 55.8922 | 498.5879 | 55.8922
8644 | 497.9679 | 71.4284 | 497.9679 | 71.4284
8645 | 502.7773 | 80.7574 | 502.7773 | 80.7574
8646 | 493.7762 | 75.8912 | 493.7762 | 75.8912
8647 | 473.3245 | 71.0679 | 473.3245 | 71.0679
8648 | 458.7366 | 59.6733 | 458.7366 | 59.6733
8649 | 452.0065 | 50.6145 | 452.0065 | 50.6145
8650 | 460.0602 | 29.3623 | 460.0602 | 29.3623
8651 | 453.6204 | 14.8558 | 453.6204 | 14.8558
8652 | 427.8699 | 13.0417 | 427.8699 | 13.0417
8653 | 401.2869 | 9.5718 | 401.2869 | 9.5718
8654 | 384.4414 | 21.2463 | 384.4414 | 21.2463
8655 | 366.6205 | 28.0805 | 366.6205 | 28.0805
8656 | 352.2892 | 44.9258 | 352.2892 | 44.9258
8657 | 351.9754 | 104.5349 | 351.9754 | 104.5349
8658 | 359.5296 | 115.2642 | 359.5296 | 115.2642
8659 | 376.8725 | 115.2999 | 376.8725 | 115.2999
8660 | 411.3135 | 108.389 | 411.3135 | 108.389
8661 | 445.5031 | 104.3013 | 445.5031 | 104.3013
8662 | 470.5588 | 92.4634 | 470.5588 | 92.4634
8663 | 507.5651 | 80.7989 | 507.5651 | 80.7989
8664 | 514.8417 | 68.9861 | 514.8417 | 68.9861
8665 | 497.9616 | 57.5369 | 497.9616 | 57.5369
8666 | 486.9502 | 54.0068 | 486.9502 | 54.0068
8667 | 482.4532 | 55.302 | 482.4532 | 55.302
8668 | 482.2961 | 71.4284 | 482.2961 | 71.4284
8669 | 484.5608 | 80.7574 | 484.5608 | 80.7574
8670 | 476.691 | 75.8912 | 476.691 | 75.8912
8671 | 457.1061 | 71.0679 | 457.1061 | 71.0679
8672 | 443.9467 | 59.6733 | 443.9467 | 59.6733
8673 | 445.2057 | 50.6145 | 445.2057 | 50.6145
8674 | 457.5524 | 29.9626 | 457.5524 | 29.9626
8675 | 449.611 | 17.0446 | 449.611 | 17.0446
8676 | 425.5762 | 17.5542 | 425.5762 | 17.5542
8677 | 399.2203 | 14.6508 | 399.2203 | 14.6508
8678 | 383.5933 | 27.5361 | 383.5933 | 27.5361
8679 | 367.3721 | 34.8829 | 367.3721 | 34.8829
8680 | 351.1366 | 51.6507 | 351.1366 | 51.6507
8681 | 349.8637 | 110.8516 | 349.8637 | 110.8516
8682 | 356.2398 | 120.7277 | 356.2398 | 120.7277
8683 | 374.1102 | 118.7163 | 374.1102 | 118.7163
8684 | 404.9548 | 112.1764 | 404.9548 | 112.1764
8685 | 434.8237 | 109.2286 | 434.8237 | 109.2286
8686 | 463.8154 | 97.3671 | 463.8154 | 97.3671
8687 | 501.6601 | 87.1493 | 501.6601 | 87.1493
8688 | 508.905 | 77.7581 | 508.905 | 77.7581
8689 | 489.9075 | 65.1183 | 489.9075 | 65.1183
8690 | 483.3476 | 58.526 | 483.3476 | 58.526
8691 | 487.4385 | 55.7674 | 487.4385 | 55.7674
8692 | 489.5234 | 71.4284 | 489.5234 | 71.4284
8693 | 491.1028 | 80.7574 | 491.1028 | 80.7574
8694 | 481.5816 | 75.8912 | 481.5816 | 75.8912
8695 | 462.5892 | 71.0679 | 462.5892 | 71.0679
8696 | 453.7831 | 59.6733 | 453.7831 | 59.6733
8697 | 452.3764 | 50.6145 | 452.3764 | 50.6145
8698 | 454.2418 | 29.3623 | 454.2418 | 29.3623
8699 | 447.2566 | 14.8558 | 447.2566 | 14.8558
8700 | 425.1353 | 13.0417 | 425.1353 | 13.0417
8701 | 396.8711 | 7.9159 | 396.8711 | 7.9159
8702 | 379.8817 | 17.8097 | 379.8817 | 17.8097
8703 | 364.1283 | 19.0826 | 364.1283 | 19.0826
8704 | 349.8347 | 33.4255 | 349.8347 | 33.4255
8705 | 349.2709 | 90.8019 | 349.2709 | 90.8019
8706 | 357.13 | 100.2395 | 357.13 | 100.2395
8707 | 377.1837 | 99.513 | 377.1837 | 99.513
8708 | 413.7577 | 92.393 | 413.7577 | 92.393
8709 | 445.2055 | 88.0153 | 445.2055 | 88.0153
8710 | 474.9172 | 77.9884 | 474.9172 | 77.9884
8711 | 517.8865 | 69.828 | 517.8865 | 69.828
8712 | 525.8604 | 62.6086 | 525.8604 | 62.6086
8713 | 502.4334 | 54.3768 | 502.4334 | 54.3768
8714 | 494.4267 | 51.4133 | 494.4267 | 51.4133
8715 | 497.1792 | 55.302 | 497.1792 | 55.302
8716 | 497.818 | 71.4284 | 497.818 | 71.4284
8717 | 494.5219 | 80.7574 | 494.5219 | 80.7574
8718 | 489.7496 | 75.8912 | 489.7496 | 75.8912
8719 | 474.4523 | 71.0679 | 474.4523 | 71.0679
8720 | 462.2511 | 59.6733 | 462.2511 | 59.6733
8721 | 461.5139 | 50.6145 | 461.5139 | 50.6145
8722 | 462.3883 | 29.3623 | 462.3883 | 29.3623
8723 | 452.6189 | 14.8558 | 452.6189 | 14.8558
8724 | 429.2068 | 14.3204 | 429.2068 | 14.3204
8725 | 408.1748 | 8.8012 | 408.1748 | 8.8012
8726 | 391.3499 | 9.445 | 391.3499 | 9.445
8727 | 374.8874 | 18.7195 | 374.8874 | 18.7195
8728 | 360.013 | 42.0521 | 360.013 | 42.0521
8729 | 358.5668 | 99.2233 | 358.5668 | 99.2233
8730 | 365.3852 | 109.2395 | 365.3852 | 109.2395
8731 | 381.4961 | 112.051 | 381.4961 | 112.051
8732 | 412.5061 | 107.0706 | 412.5061 | 107.0706
8733 | 436.4861 | 105.6506 | 436.4861 | 105.6506
8734 | 459.5636 | 92.109 | 459.5636 | 92.109
8735 | 502.2897 | 82.7869 | 502.2897 | 82.7869
8736 | 503.557 | 69.0247 | 503.557 | 69.0247
8737 | 477.6376 | 51.9858 | 477.6376 | 51.9858
8738 | 469.9456 | 52.052 | 469.9456 | 52.052
8739 | 465.0543 | 57.8145 | 465.0543 | 57.8145
8740 | 467.34 | 70.7997 | 467.34 | 70.7997
8741 | 474.2098 | 80.853 | 474.2098 | 80.853
8742 | 464.1865 | 76.2765 | 464.1865 | 76.2765
8743 | 455.338 | 70.6509 | 455.338 | 70.6509
8744 | 445.552 | 57.7331 | 445.552 | 57.7331
8745 | 447.4766 | 51.9525 | 447.4766 | 51.9525
8746 | 457.4159 | 30.4971 | 457.4159 | 30.4971
8747 | 446.6973 | 16.0628 | 446.6973 | 16.0628
8748 | 428.0128 | 14.3204 | 428.0128 | 14.3204
8749 | 404.384 | 8.8012 | 404.384 | 8.8012
8750 | 384.3661 | 19.7402 | 384.3661 | 19.7402
8751 | 371.3033 | 28.1834 | 371.3033 | 28.1834
8752 | 358.2111 | 45.9128 | 358.2111 | 45.9128
8753 | 357.9499 | 103.8352 | 357.9499 | 103.8352
8754 | 365.381 | 113.8821 | 365.381 | 113.8821
8755 | 385.6446 | 113.8921 | 385.6446 | 113.8921
8756 | 426.4962 | 104.1212 | 426.4962 | 104.1212
8757 | 464.6656 | 102.7504 | 464.6656 | 102.7504
8758 | 497.7311 | 89.4613 | 497.7311 | 89.4613
8759 | 545.5745 | 79.8005 | 545.5745 | 79.8005