## Summary Scalars
Parameter | Value
Total Cost ($) | 3247122.8832
Capital Cost (CAPEX) | 54818.7667
Operating Cost (OPEX) | 3192304.1165
Annual Fuel Consumption Genset (L) | 465526.3158
Annual Fuel Consumption Diesel Furnace (L) | 1021730.7542

## Generator Summary
Size | Built | Capacity (kW) | Capital Cost ($) | Operating Cost ($)
100 kW | 3 | 300 | 19157.1635 | 44700
500 kW | 0 | 0 | 0 | 0
1000 kW | 0 | 0 | 0 | 0
2000 kW | 0 | 0 | 0 | 0
Total | 3 | 300 | 19157.1635 | 44700

## Diesel Furnace Summary
Size | Built | Capacity (MW) | Capital Cost ($) | Operating Cost ($)
17.58 kW | 158 | 2777.64 | 35661.6032 | 44442.24
Total | 158 | 2777.64 | 35661.6032 | 44442.24

## Time Series
Time | Electric Load (kW) | Thermal Load (kW) | Diesel Generation (kW) | Thermal Generation (kW)
0 | 208.3501 | 63.5168 | 208.3501 | 63.5168
1 | 197.793 | 57.7305 | 197.793 | 57.7305
2 | 196.8656 | 58.3745 | 196.8656 | 58.3745
3 | 198.2253 | 54.7477 | 198.2253 | 54.7477
4 | 196.1221 | 63.1974 | 196.1221 | 63.1974
5 | 199.9794 | 70.7096 | 199.9794 | 70.7096
6 | 198.2392 | 65.3453 | 198.2392 | 65.3453
7 | 186.4057 | 60.5317 | 186.4057 | 60.5317
8 | 178.3359 | 51.7521 | 178.3359 | 51.7521
9 | 176.3697 | 45.5531 | 176.3697 | 45.5531
10 | 178.187 | 28.74 | 178.187 | 28.74
11 | 172.6208 | 17.9565 | 172.6208 | 17.9565
12 | 162.9926 | 16.3943 | 162.9926 | 16.3943
13 | 153.0107 | 12.8351 | 153.0107 | 12.8351
14 | 145.95 | 15.2346 | 145.95 | 15.2346
15 | 140.4591 | 20.7789 | 140.4591 | 20.7789
16 | 134.8335 | 34.525 | 134.8335 | 34.525
17 | 134.4757 | 77.3469 | 134.4757 | 77.3469
18 | 138.2877 | 85.3152 | 138.2877 | 85.3152
19 | 146.6258 | 88.9457 | 146.6258 | 88.9457
20 | 162.979 | 84.5585 | 162.979 | 84.5585
21 | 177.9237 | 82.1179 | 177.9237 | 82.1179
22 | 189.83 | 72.4126 | 189.83 | 72.4126
23 | 206.7928 | 68.9463 | 206.7928 | 68.9463
24 | 209.9563 | 63.7122 | 209.9563 | 63.7122
25 | 199.4573 | 57.7949 | 199.4573 | 57.7949
26 | 195.512 | 58.4366 | 195.512 | 58.4366
27 | 195.8757 | 54.75 | 195.8757 | 54.75
28 | 195.8442 | 63.3975 | 195.8442 | 63.3975
29 | 196.6847 | 70.7234 | 196.6847 | 70.7234
30 | 194.2723 | 65.6649 | 194.2723 | 65.6649
31 | 184.8183 | 62.2448 | 184.8183 | 62.2448
32 | 177.2561 | 54.8264 | 177.2561 | 54.8264
33 | 174.8519 | 49.6736 | 174.8519 | 49.6736
34 | 176.6589 | 34.0999 | 176.6589 | 34.0999
35 | 172.5747 | 24.1259 | 172.5747 | 24.1259
36 | 161.388 | 22.6281 | 161.388 | 22.6281
37 | 151.2546 | 18.7791 | 151.2546 | 18.7791
38 | 146.1996 | 20.3508 | 146.1996 | 20.3508
39 | 141.0148 | 24.9316 | 141.0148 | 24.9316
40 | 135.6769 | 38.1098 | 135.6769 | 38.1098
41 | 135.0988 | 79.4532 | 135.0988 | 79.4532
42 | 137.6471 | 86.012 | 137.6471 | 86.012
43 | 144.4919 | 88.4375 | 144.4919 | 88.4375
44 | 159.6761 | 83.1467 | 159.6761 | 83.1467
45 | 175.157 | 80.1335 | 175.157 | 80.1335
46 | 186.1389 | 70.4466 | 186.1389 | 70.4466
47 | 202.0071 | 67.6517 | 202.0071 | 67.6517
48 | 203.3094 | 62.6614 | 203.3094 | 62.6614
49 | 195.5392 | 56.436 | 195.5392 | 56.436
50 | 192.7088 | 57.1696 | 192.7088 | 57.1696
51 | 193.991 | 53.4624 | 193.991 | 53.4624
52 | 193.199 | 61.3717 | 193.199 | 61.3717
53 | 195.9274 | 66.4833 | 195.9274 | 66.4833
54 | 192.9154 | 59.4772 | 192.9154 | 59.4772
55 | 182.9086 | 53.7875 | 182.9086 | 53.7875
56 | 174.7902 | 45.2079 | 174.7902 | 45.2079
57 | 172.1359 | 39.5309 | 172.1359 | 39.5309
58 | 175.4402 | 23.6008 | 175.4402 | 23.6008
59 | 170.9876 | 13.1599 | 170.9876 | 13.1599
60 | 160.5389 | 11.4069 | 160.5389 | 11.4069
61 | 151.9517 | 7.1877 | 151.9517 | 7.1877
62 | 145.8868 | 8.3041 | 145.8868 | 8.3041
63 | 140.308 | 13.6645 | 140.308 | 13.6645
64 | 135.6312 | 28.1005 | 135.6312 | 28.1005
65 | 134.1595 | 70.5682 | 134.1595 | 70.5682
66 | 136.6561 | 78.348 | 136.6561 | 78.348
67 | 142.4212 | 81.8819 | 142.4212 | 81.8819
68 | 155.2307 | 77.4855 | 155.2307 | 77.4855
69 | 167.2766 | 74.8357 | 167.2766 | 74.8357
70 | 179.1677 | 65.1119 | 179.1677 | 65.1119
71 | 192.7513 | 62.0204 | 192.7513 | 62.0204
72 | 197.3081 | 57.3359 | 197.3081 | 57.3359
73 | 190.1528 | 52.5568 | 190.1528 | 52.5568
74 | 187.209 | 54.7276 | 187.209 | 54.7276
75 | 188.2161 | 51.1491 | 188.2161 | 51.1491
76 | 186.8466 | 57.6489 | 186.8466 | 57.6489
77 | 187.4215 | 63.3607 | 187.4215 | 63.3607
78 | 181.8923 | 57.3065 | 181.8923 | 57.3065
79 | 176.4891 | 53.4219 | 176.4891 | 53.4219
80 | 171.7846 | 45.2079 | 171.7846 | 45.2079
81 | 171.1892 | 39.5309 | 171.1892 | 39.5309
82 | 172.3442 | 23.6008 | 172.3442 | 23.6008
83 | 170.081 | 13.1599 | 170.081 | 13.1599
84 | 159.9362 | 11.4069 | 159.9362 | 11.4069
85 | 149.9258 | 7.1877 | 149.9258 | 7.1877
86 | 144.904 | 9.8517 | 144.904 | 9.8517
87 | 140.699 | 16.9503 | 140.699 | 16.9503
88 | 134.8012 | 31.5979 | 134.8012 | 31.5979
89 | 133.567 | 73.6908 | 133.567 | 73.6908
90 | 135.7696 | 80.9969 | 135.7696 | 80.9969
91 | 142.8133 | 84.2319 | 142.8133 | 84.2319
92 | 153.9309 | 79.2261 | 153.9309 | 79.2261
93 | 167.8839 | 76.0084 | 167.8839 | 76.0084
94 | 178.0771 | 65.8017 | 178.0771 | 65.8017
95 | 190.97 | 62.7332 | 190.97 | 62.7332
96 | 196.194 | 57.8901 | 196.194 | 57.8901
97 | 186.8392 | 51.8624 | 186.8392 | 51.8624
98 | 184.6311 | 52.7639 | 184.6311 | 52.7639
99 | 184.2977 | 49.9213 | 184.2977 | 49.9213
100 | 187.1449 | 58.7963 | 187.1449 | 58.7963
101 | 191.0361 | 66.3154 | 191.0361 | 66.3154
102 | 186.1853 | 60.8591 | 186.1853 | 60.8591
103 | 180.6499 | 55.2223 | 180.6499 | 55.2223
104 | 175.6978 | 45.969 | 175.6978 | 45.969
105 | 172.6345 | 41.4532 | 172.6345 | 41.4532
106 | 173.0371 | 27.4063 | 173.0371 | 27.4063
107 | 167.9135 | 18.9706 | 167.9135 | 18.9706
108 | 159.0623 | 17.6429 | 159.0623 | 17.6429
109 | 150.878 | 13.8744 | 150.878 | 13.8744
110 | 144.9112 | 17.2213 | 144.9112 | 17.2213
111 | 139.6908 | 23.4646 | 139.6908 | 23.4646
112 | 134.822 | 37.896 | 134.822 | 37.896
113 | 133.4721 | 81.1019 | 133.4721 | 81.1019
114 | 137.0131 | 89.4772 | 137.0131 | 89.4772
115 | 144.2402 | 93.5721 | 144.2402 | 93.5721
116 | 158.0146 | 89.2769 | 158.0146 | 89.2769
117 | 169.664 | 87.1698 | 169.664 | 87.1698
118 | 181.0087 | 76.97 | 181.0087 | 76.97
119 | 195.7678 | 73.6946 | 195.7678 | 73.6946
120 | 197.4194 | 69.2906 | 197.4194 | 69.2906
121 | 187.482 | 64.2379 | 187.482 | 64.2379
122 | 186.2144 | 66.0614 | 186.2144 | 66.0614
123 | 187.9936 | 63.8466 | 187.9936 | 63.8466
124 | 187.7359 | 73.3655 | 187.7359 | 73.3655
125 | 188.5579 | 80.9076 | 188.5579 | 80.9076
126 | 185.3037 | 75.2328 | 185.3037 | 75.2328
127 | 177.7015 | 70.7158 | 177.7015 | 70.7158
128 | 172.5171 | 62.3156 | 172.5171 | 62.3156
129 | 170.8432 | 56.5121 | 170.8432 | 56.5121
130 | 172.1685 | 40.5958 | 172.1685 | 40.5958
131 | 168.5199 | 30.7298 | 168.5199 | 30.7298
132 | 159.254 | 29.9218 | 159.254 | 29.9218
133 | 150.2712 | 27.0501 | 150.2712 | 27.0501
134 | 144.3831 | 29.5094 | 144.3831 | 29.5094
135 | 139.1348 | 34.5846 | 139.1348 | 34.5846
136 | 133.5094 | 48.0571 | 133.5094 | 48.0571
137 | 133.7656 | 90.0259 | 133.7656 | 90.0259
138 | 137.7549 | 97.6907 | 137.7549 | 97.6907
139 | 146.19 | 101.4384 | 146.19 | 101.4384
140 | 163.1972 | 96.7799 | 163.1972 | 96.7799
141 | 176.7262 | 93.1896 | 176.7262 | 93.1896
142 | 188.1375 | 82.691 | 188.1375 | 82.691
143 | 202.9013 | 80.064 | 202.9013 | 80.064
144 | 205.1536 | 75.7934 | 205.1536 | 75.7934
145 | 193.6426 | 70.536 | 193.6426 | 70.536
146 | 190.45 | 72.0606 | 190.45 | 72.0606
147 | 193.789 | 69.3882 | 193.789 | 69.3882
148 | 192.2962 | 78.707 | 192.2962 | 78.707
149 | 192.4147 | 86.01 | 192.4147 | 86.01
150 | 188.6115 | 80.8227 | 188.6115 | 80.8227
151 | 180.877 | 76.0459 | 180.877 | 76.0459
152 | 173.3778 | 66.7742 | 173.3778 | 66.7742
153 | 172.2031 | 59.7819 | 172.2031 | 59.7819
154 | 173.686 | 42.6584 | 173.686 | 42.6584
155 | 168.9082 | 30.8954 | 168.9082 | 30.8954
156 | 159.4863 | 28.6939 | 159.4863 | 28.6939
157 | 149.5624 | 24.6978 | 149.5624 | 24.6978
158 | 143.1515 | 26.4558 | 143.1515 | 26.4558
159 | 136.842 | 31.278 | 136.842 | 31.278
160 | 131.4869 | 44.4264 | 131.4869 | 44.4264
161 | 131.4446 | 85.5167 | 131.4446 | 85.5167
162 | 136.1887 | 92.5883 | 136.1887 | 92.5883
163 | 143.7706 | 96.2371 | 143.7706 | 96.2371
164 | 159.8538 | 91.6154 | 159.8538 | 91.6154
165 | 174.2567 | 88.5747 | 174.2567 | 88.5747
166 | 184.0124 | 78.5819 | 184.0124 | 78.5819
167 | 197.8255 | 75.5249 | 197.8255 | 75.5249
168 | 199.3301 | 70.3851 | 199.3301 | 70.3851
169 | 189.5384 | 64.5506 | 189.5384 | 64.5506
170 | 187.0074 | 65.8039 | 187.0074 | 65.8039
171 | 189.5274 | 62.7543 | 189.5274 | 62.7543
172 | 188.2386 | 71.6685 | 188.2386 | 71.6685
173 | 188.6955 | 78.3943 | 188.6955 | 78.3943
174 | 185.221 | 71.5261 | 185.221 | 71.5261
175 | 176.7919 | 65.9813 | 176.7919 | 65.9813
176 | 170.0397 | 56.5901 | 170.0397 | 56.5901
177 | 168.3815 | 50.2876 | 168.3815 | 50.2876
178 | 171.5801 | 33.9665 | 171.5801 | 33.9665
179 | 166.9475 | 23.4314 | 166.9475 | 23.4314
180 | 157.5017 | 22.1475 | 157.5017 | 22.1475
181 | 148.5612 | 18.7906 | 148.5612 | 18.7906
182 | 141.7946 | 21.1119 | 141.7946 | 21.1119
183 | 136.2472 | 26.4033 | 136.2472 | 26.4033
184 | 131.3981 | 40.4644 | 131.3981 | 40.4644
185 | 132.0306 | 81.9641 | 132.0306 | 81.9641
186 | 135.6963 | 88.9115 | 135.6963 | 88.9115
187 | 144.844 | 92.112 | 144.844 | 92.112
188 | 161.4934 | 87.6351 | 161.4934 | 87.6351
189 | 175.527 | 85.1302 | 175.527 | 85.1302
190 | 187.9124 | 75.8111 | 187.9124 | 75.8111
191 | 202.1448 | 73.3865 | 202.1448 | 73.3865
192 | 203.741 | 67.2924 | 203.741 | 67.2924
193 | 195.5753 | 60.6462 | 195.5753 | 60.6462
194 | 189.3954 | 61.4419 | 189.3954 | 61.4419
195 | 191.9185 | 58.8039 | 191.9185 | 58.8039
196 | 193.0753 | 67.433 | 193.0753 | 67.433
197 | 195.2161 | 73.4689 | 195.2161 | 73.4689
198 | 191.4774 | 66.4099 | 191.4774 | 66.4099
199 | 182.1001 | 60.1684 | 182.1001 | 60.1684
200 | 177.6618 | 50.1402 | 177.6618 | 50.1402
201 | 174.447 | 43.0858 | 174.447 | 43.0858
202 | 175.5361 | 26.2359 | 175.5361 | 26.2359
203 | 168.2154 | 15.2501 | 168.2154 | 15.2501
204 | 159.1555 | 13.4028 | 159.1555 | 13.4028
205 | 149.5699 | 9.6021 | 149.5699 | 9.6021
206 | 143.9901 | 11.8223 | 143.9901 | 11.8223
207 | 139.1213 | 18.0334 | 139.1213 | 18.0334
208 | 135.0407 | 32.4832 | 135.0407 | 32.4832
209 | 134.1048 | 74.898 | 134.1048 | 74.898
210 | 136.9639 | 82.1857 | 136.9639 | 82.1857
211 | 145.184 | 85.2137 | 145.184 | 85.2137
212 | 158.6795 | 80.7874 | 158.6795 | 80.7874
213 | 171.4099 | 79.2322 | 171.4099 | 79.2322
214 | 182.3728 | 70.419 | 182.3728 | 70.419
215 | 199.4325 | 66.6353 | 199.4325 | 66.6353
216 | 202.5674 | 60.0056 | 202.5674 | 60.0056
217 | 194.6167 | 53.7525 | 194.6167 | 53.7525
218 | 193.6395 | 55.4588 | 193.6395 | 55.4588
219 | 192.8383 | 52.6714 | 192.8383 | 52.6714
220 | 193.6839 | 61.1164 | 193.6839 | 61.1164
221 | 193.9103 | 67.2766 | 193.9103 | 67.2766
222 | 191.4756 | 60.3533 | 191.4756 | 60.3533
223 | 183.4505 | 54.7578 | 183.4505 | 54.7578
224 | 176.2182 | 45.6517 | 176.2182 | 45.6517
225 | 174.3267 | 40.6047 | 174.3267 | 40.6047
226 | 175.9046 | 25.4633 | 175.9046 | 25.4633
227 | 169.5856 | 17.3012 | 169.5856 | 17.3012
228 | 160.5142 | 17.9786 | 160.5142 | 17.9786
229 | 151.1476 | 15.5185 | 151.1476 | 15.5185
230 | 144.5623 | 18.7412 | 144.5623 | 18.7412
231 | 139.9018 | 25.1777 | 139.9018 | 25.1777
232 | 134.2442 | 39.6436 | 134.2442 | 39.6436
233 | 134.2575 | 81.6905 | 134.2575 | 81.6905
234 | 136.4938 | 89.1737 | 136.4938 | 89.1737
235 | 141.8919 | 93.3008 | 141.8919 | 93.3008
236 | 154.1119 | 90.6727 | 154.1119 | 90.6727
237 | 165.6677 | 89.122 | 165.6677 | 89.122
238 | 176.2646 | 80.026 | 176.2646 | 80.026
239 | 192.3938 | 76.0446 | 192.3938 | 76.0446
240 | 194.041 | 69.2124 | 194.041 | 69.2124
241 | 187.5161 | 62.4605 | 187.5161 | 62.4605
242 | 185.6164 | 63.5919 | 185.6164 | 63.5919
243 | 184.6384 | 61.3034 | 184.6384 | 61.3034
244 | 187.0945 | 70.4429 | 187.0945 | 70.4429
245 | 188.8449 | 77.286 | 188.8449 | 77.286
246 | 184.9198 | 71.2663 | 184.9198 | 71.2663
247 | 178.0651 | 66.1584 | 178.0651 | 66.1584
248 | 172.1899 | 56.5993 | 172.1899 | 56.5993
249 | 170.2048 | 50.4278 | 170.2048 | 50.4278
250 | 172.1866 | 34.4425 | 172.1866 | 34.4425
251 | 166.0889 | 24.181 | 166.0889 | 24.181
252 | 158.0911 | 23.1638 | 158.0911 | 23.1638
253 | 149.7705 | 19.9771 | 149.7705 | 19.9771
254 | 143.9495 | 22.464 | 143.9495 | 22.464
255 | 139.7461 | 27.9278 | 139.7461 | 27.9278
256 | 133.9072 | 42.5523 | 133.9072 | 42.5523
257 | 134.1726 | 85.2017 | 134.1726 | 85.2017
258 | 135.4532 | 92.7401 | 135.4532 | 92.7401
259 | 141.357 | 96.0003 | 141.357 | 96.0003
260 | 151.4192 | 91.1256 | 151.4192 | 91.1256
261 | 162.6431 | 88.1424 | 162.6431 | 88.1424
262 | 173.9985 | 78.2876 | 173.9985 | 78.2876
263 | 187.314 | 75.2329 | 187.314 | 75.2329
264 | 191.3347 | 68.318 | 191.3347 | 68.318
265 | 185.21 | 60.545 | 185.21 | 60.545
266 | 184.1383 | 60.6003 | 184.1383 | 60.6003
267 | 183.2799 | 56.6655 | 183.2799 | 56.6655
268 | 183.5626 | 64.876 | 183.5626 | 64.876
269 | 184.9012 | 71.5604 | 184.9012 | 71.5604
270 | 180.152 | 65.0395 | 180.152 | 65.0395
271 | 174.3129 | 59.5659 | 174.3129 | 59.5659
272 | 170.0431 | 49.4113 | 170.0431 | 49.4113
273 | 170.6342 | 42.911 | 170.6342 | 42.911
274 | 172.8953 | 27.1166 | 172.8953 | 27.1166
275 | 168.1508 | 17.2161 | 168.1508 | 17.2161
276 | 158.7659 | 16.599 | 158.7659 | 16.599
277 | 149.2566 | 13.295 | 149.2566 | 13.295
278 | 144.0877 | 15.4783 | 144.0877 | 15.4783
279 | 139.8031 | 21.4595 | 139.8031 | 21.4595
280 | 135.4681 | 36.0771 | 135.4681 | 36.0771
281 | 133.7399 | 78.1264 | 133.7399 | 78.1264
282 | 136.0231 | 86.0556 | 136.0231 | 86.0556
283 | 141.7247 | 90.8381 | 141.7247 | 90.8381
284 | 154.3178 | 86.9752 | 154.3178 | 86.9752
285 | 166.2383 | 85.0796 | 166.2383 | 85.0796
286 | 176.2693 | 76.1147 | 176.2693 | 76.1147
287 | 190.8156 | 73.5014 | 190.8156 | 73.5014
288 | 194.6558 | 67.1246 | 194.6558 | 67.1246
289 | 186.9929 | 59.4321 | 186.9929 | 59.4321
290 | 184.408 | 57.8387 | 184.408 | 57.8387
291 | 184.9 | 53.237 | 184.9 | 53.237
292 | 185.3006 | 60.9854 | 185.3006 | 60.9854
293 | 188.5883 | 67.0765 | 188.5883 | 67.0765
294 | 186.0538 | 60.5372 | 186.0538 | 60.5372
295 | 178.5018 | 54.8728 | 178.5018 | 54.8728
296 | 174.1239 | 45.2079 | 174.1239 | 45.2079
297 | 172.7837 | 39.5309 | 172.7837 | 39.5309
298 | 171.7655 | 23.6008 | 171.7655 | 23.6008
299 | 166.7577 | 13.1599 | 166.7577 | 13.1599
300 | 157.2378 | 11.4069 | 157.2378 | 11.4069
301 | 147.8129 | 7.1877 | 147.8129 | 7.1877
302 | 142.5585 | 8.3041 | 142.5585 | 8.3041
303 | 137.7342 | 14.352 | 137.7342 | 14.352
304 | 131.9099 | 28.9558 | 131.9099 | 28.9558
305 | 131.7682 | 70.5613 | 131.7682 | 70.5613
306 | 135.6345 | 77.2994 | 135.6345 | 77.2994
307 | 142.9907 | 80.0791 | 142.9907 | 80.0791
308 | 159.0835 | 75.4919 | 159.0835 | 75.4919
309 | 173.5347 | 73.2514 | 173.5347 | 73.2514
310 | 182.6921 | 64.3071 | 182.6921 | 64.3071
311 | 198.9444 | 61.9353 | 198.9444 | 61.9353
312 | 197.8005 | 55.8896 | 197.8005 | 55.8896
313 | 188.4861 | 49.3446 | 188.4861 | 49.3446
314 | 186.1994 | 49.6252 | 186.1994 | 49.6252
315 | 187.3009 | 44.9522 | 187.3009 | 44.9522
316 | 186.4886 | 53.8779 | 186.4886 | 53.8779
317 | 188.6432 | 62.0707 | 188.6432 | 62.0707
318 | 185.3277 | 57.3065 | 185.3277 | 57.3065
319 | 176.4497 | 53.4219 | 176.4497 | 53.4219
320 | 170.4461 | 45.2079 | 170.4461 | 45.2079
321 | 168.8872 | 39.5309 | 168.8872 | 39.5309
322 | 171.6665 | 23.6008 | 171.6665 | 23.6008
323 | 166.1208 | 13.1599 | 166.1208 | 13.1599
324 | 154.321 | 11.4069 | 154.321 | 11.4069
325 | 144.43 | 7.1877 | 144.43 | 7.1877
326 | 139.8553 | 8.3041 | 139.8553 | 8.3041
327 | 134.5812 | 11.6732 | 134.5812 | 11.6732
328 | 129.0821 | 25.6562 | 129.0821 | 25.6562
329 | 128.9714 | 66.9052 | 128.9714 | 66.9052
330 | 133.6052 | 74.2113 | 133.6052 | 74.2113
331 | 140.4229 | 78.0326 | 140.4229 | 78.0326
332 | 156.2623 | 74.379 | 156.2623 | 74.379
333 | 171.0071 | 72.9409 | 171.0071 | 72.9409
334 | 182.4498 | 64.1669 | 182.4498 | 64.1669
335 | 195.2396 | 61.073 | 195.2396 | 61.073
336 | 198.024 | 53.919 | 198.024 | 53.919
337 | 187.9761 | 46.4703 | 187.9761 | 46.4703
338 | 186.2254 | 46.4773 | 186.2254 | 46.4773
339 | 186.3518 | 43.6576 | 186.3518 | 43.6576
340 | 185.9317 | 53.8779 | 185.9317 | 53.8779
341 | 187.4565 | 62.0707 | 187.4565 | 62.0707
342 | 184.5102 | 57.3065 | 184.5102 | 57.3065
343 | 176.0852 | 53.4219 | 176.0852 | 53.4219
344 | 170.2572 | 45.2079 | 170.2572 | 45.2079
345 | 169.4168 | 39.5309 | 169.4168 | 39.5309
346 | 172.1192 | 23.6008 | 172.1192 | 23.6008
347 | 164.8041 | 13.1599 | 164.8041 | 13.1599
348 | 154.0435 | 11.4069 | 154.0435 | 11.4069
349 | 145.3281 | 7.1877 | 145.3281 | 7.1877
350 | 139.4137 | 8.3041 | 139.4137 | 8.3041
351 | 134.837 | 11.6732 | 134.837 | 11.6732
352 | 130.312 | 22.9153 | 130.312 | 22.9153
353 | 130.252 | 62.6283 | 130.252 | 62.6283
354 | 134.4668 | 68.6743 | 134.4668 | 68.6743
355 | 142.0799 | 71.5184 | 142.0799 | 71.5184
356 | 157.0674 | 68.0188 | 157.0674 | 68.0188
357 | 171.1673 | 65.3919 | 171.1673 | 65.3919
358 | 183.743 | 56.2132 | 183.743 | 56.2132
359 | 196.9504 | 54.9911 | 196.9504 | 54.9911
360 | 197.3922 | 49.4811 | 197.3922 | 49.4811
361 | 189.752 | 42.4279 | 189.752 | 42.4279
362 | 186.1017 | 45.0447 | 186.1017 | 45.0447
363 | 186.4171 | 43.6576 | 186.4171 | 43.6576
364 | 186.4113 | 53.8779 | 186.4113 | 53.8779
365 | 189.2727 | 62.0707 | 189.2727 | 62.0707
366 | 185.3789 | 57.3065 | 185.3789 | 57.3065
367 | 177.2213 | 53.4219 | 177.2213 | 53.4219
368 | 171.2688 | 45.2079 | 171.2688 | 45.2079
369 | 169.2315 | 39.5309 | 169.2315 | 39.5309
370 | 172.5568 | 23.6008 | 172.5568 | 23.6008
371 | 166.8058 | 13.1599 | 166.8058 | 13.1599
372 | 156.6257 | 11.4069 | 156.6257 | 11.4069
373 | 146.9434 | 7.1877 | 146.9434 | 7.1877
374 | 140.1305 | 8.3041 | 140.1305 | 8.3041
375 | 136.0152 | 11.6732 | 136.0152 | 11.6732
376 | 130.798 | 25.1549 | 130.798 | 25.1549
377 | 130.0014 | 68.1952 | 130.0014 | 68.1952
378 | 133.1154 | 76.7614 | 133.1154 | 76.7614
379 | 139.6293 | 81.2495 | 139.6293 | 81.2495
380 | 153.9241 | 77.8833 | 153.9241 | 77.8833
381 | 167.6435 | 76.4154 | 167.6435 | 76.4154
382 | 178.9124 | 67.7172 | 178.9124 | 67.7172
383 | 193.3711 | 65.4098 | 193.3711 | 65.4098
384 | 195.2858 | 60.7368 | 195.2858 | 60.7368
385 | 185.8917 | 54.2883 | 185.8917 | 54.2883
386 | 183.5611 | 54.6793 | 183.5611 | 54.6793
387 | 183.9695 | 51.2802 | 183.9695 | 51.2802
388 | 185.2499 | 59.8081 | 185.2499 | 59.8081
389 | 183.8078 | 66.2625 | 183.8078 | 66.2625
390 | 182.0338 | 59.8635 | 182.0338 | 59.8635
391 | 175.4545 | 54.59 | 175.4545 | 54.59
392 | 166.4547 | 45.4103 | 166.4547 | 45.4103
393 | 164.8406 | 39.5309 | 164.8406 | 39.5309
394 | 168.5748 | 23.6008 | 168.5748 | 23.6008
395 | 164.7409 | 13.1599 | 164.7409 | 13.1599
396 | 155.8799 | 11.8139 | 155.8799 | 11.8139
397 | 146.3773 | 8.8456 | 146.3773 | 8.8456
398 | 141.2339 | 11.7418 | 141.2339 | 11.7418
399 | 136.8345 | 18.2173 | 136.8345 | 18.2173
400 | 131.5799 | 34.3388 | 131.5799 | 34.3388
401 | 130.699 | 77.5952 | 130.699 | 77.5952
402 | 132.8201 | 85.5728 | 132.8201 | 85.5728
403 | 136.9736 | 89.8723 | 136.9736 | 89.8723
404 | 149.8154 | 86.3429 | 149.8154 | 86.3429
405 | 161.7873 | 84.5944 | 161.7873 | 84.5944
406 | 172.9293 | 75.6203 | 172.9293 | 75.6203
407 | 188.688 | 72.2023 | 188.688 | 72.2023
408 | 192.3052 | 64.5216 | 192.3052 | 64.5216
409 | 184.8326 | 56.4705 | 184.8326 | 56.4705
410 | 182.7547 | 54.7552 | 182.7547 | 54.7552
411 | 181.9052 | 49.6016 | 181.9052 | 49.6016
412 | 183.3076 | 57.5799 | 183.3076 | 57.5799
413 | 184.3887 | 64.1034 | 184.3887 | 64.1034
414 | 179.4652 | 57.7871 | 179.4652 | 57.7871
415 | 172.3229 | 53.4219 | 172.3229 | 53.4219
416 | 166.8282 | 45.2079 | 166.8282 | 45.2079
417 | 166.2312 | 39.5309 | 166.2312 | 39.5309
418 | 170.0618 | 23.6008 | 170.0618 | 23.6008
419 | 163.9673 | 13.1599 | 163.9673 | 13.1599
420 | 154.1347 | 11.4069 | 154.1347 | 11.4069
421 | 146.2447 | 7.1877 | 146.2447 | 7.1877
422 | 140.8586 | 8.3041 | 140.8586 | 8.3041
423 | 136.6387 | 12.5906 | 136.6387 | 12.5906
424 | 131.2467 | 27.905 | 131.2467 | 27.905
425 | 130.8357 | 71.0143 | 130.8357 | 71.0143
426 | 131.9134 | 78.64 | 131.9134 | 78.64
427 | 137.1946 | 82.3555 | 137.1946 | 82.3555
428 | 148.0696 | 78.3409 | 148.0696 | 78.3409
429 | 158.8205 | 76.7028 | 158.8205 | 76.7028
430 | 169.913 | 67.9586 | 169.913 | 67.9586
431 | 184.6706 | 65.5316 | 184.6706 | 65.5316
432 | 187.9289 | 59.5641 | 187.9289 | 59.5641
433 | 181.6149 | 52.5821 | 181.6149 | 52.5821
434 | 179.119 | 51.2394 | 179.119 | 51.2394
435 | 180.179 | 45.0488 | 180.179 | 45.0488
436 | 181.3794 | 53.8779 | 181.3794 | 53.8779
437 | 182.0826 | 62.0707 | 182.0826 | 62.0707
438 | 180.0433 | 57.3065 | 180.0433 | 57.3065
439 | 174.0666 | 53.4219 | 174.0666 | 53.4219
440 | 169.2701 | 45.2079 | 169.2701 | 45.2079
441 | 169.4089 | 39.5309 | 169.4089 | 39.5309
442 | 170.8603 | 23.6008 | 170.8603 | 23.6008
443 | 163.5431 | 13.1599 | 163.5431 | 13.1599
444 | 153.4965 | 11.4069 | 153.4965 | 11.4069
445 | 144.8821 | 7.1877 | 144.8821 | 7.1877
446 | 139.4394 | 8.3041 | 139.4394 | 8.3041
447 | 135.5372 | 11.6732 | 135.5372 | 11.6732
448 | 131.6044 | 22.9153 | 131.6044 | 22.9153
449 | 129.3772 | 62.6283 | 129.3772 | 62.6283
450 | 131.5302 | 68.6743 | 131.5302 | 68.6743
451 | 137.7704 | 70.9987 | 137.7704 | 70.9987
452 | 150.4071 | 67.1335 | 150.4071 | 67.1335
453 | 163.4403 | 65.1137 | 163.4403 | 65.1137
454 | 174.2708 | 56.9398 | 174.2708 | 56.9398
455 | 189.3675 | 55.4832 | 189.3675 | 55.4832
456 | 190.6119 | 49.4236 | 190.6119 | 49.4236
457 | 184.4441 | 42.2324 | 184.4441 | 42.2324
458 | 180.9825 | 45.0447 | 180.9825 | 45.0447
459 | 182.7518 | 43.6576 | 182.7518 | 43.6576
460 | 182.4061 | 53.8779 | 182.4061 | 53.8779
461 | 184.6137 | 62.0707 | 184.6137 | 62.0707
462 | 182.5852 | 57.3065 | 182.5852 | 57.3065
463 | 176.6724 | 53.4219 | 176.6724 | 53.4219
464 | 169.9452 | 45.2079 | 169.9452 | 45.2079
465 | 169.9313 | 39.5309 | 169.9313 | 39.5309
466 | 171.0675 | 23.6008 | 171.0675 | 23.6008
467 | 164.3412 | 13.1599 | 164.3412 | 13.1599
468 | 156.7249 | 11.4069 | 156.7249 | 11.4069
469 | 147.5812 | 7.1877 | 147.5812 | 7.1877
470 | 142.3009 | 8.3041 | 142.3009 | 8.3041
471 | 138.4596 | 11.6732 | 138.4596 | 11.6732
472 | 135.1316 | 22.9153 | 135.1316 | 22.9153
473 | 133.52 | 62.6283 | 133.52 | 62.6283
474 | 136.7025 | 70.4955 | 136.7025 | 70.4955
475 | 144.9142 | 74.8456 | 144.9142 | 74.8456
476 | 162.1008 | 70.8631 | 162.1008 | 70.8631
477 | 177.5253 | 68.5237 | 177.5253 | 68.5237
478 | 188.2787 | 59.3059 | 188.2787 | 59.3059
479 | 203.9952 | 56.964 | 203.9952 | 56.964
480 | 205.6387 | 52.0013 | 205.6387 | 52.0013
481 | 194.5845 | 45.6287 | 194.5845 | 45.6287
482 | 194.1679 | 45.5322 | 194.1679 | 45.5322
483 | 196.5797 | 43.6576 | 196.5797 | 43.6576
484 | 194.1675 | 53.8779 | 194.1675 | 53.8779
485 | 195.1119 | 62.0707 | 195.1119 | 62.0707
486 | 193.105 | 57.3065 | 193.105 | 57.3065
487 | 182.7302 | 53.4219 | 182.7302 | 53.4219
488 | 175.5972 | 45.2079 | 175.5972 | 45.2079
489 | 174.5259 | 39.5309 | 174.5259 | 39.5309
490 | 175.8034 | 23.6008 | 175.8034 | 23.6008
491 | 167.7773 | 13.1599 | 167.7773 | 13.1599
492 | 156.5548 | 11.4069 | 156.5548 | 11.4069
493 | 147.5718 | 7.1877 | 147.5718 | 7.1877
494 | 142.525 | 8.3041 | 142.525 | 8.3041
495 | 139.2317 | 11.6732 | 139.2317 | 11.6732
496 | 135.0991 | 23.4211 | 135.0991 | 23.4211
497 | 133.7616 | 65.4842 | 133.7616 | 65.4842
498 | 136.5078 | 72.8386 | 136.5078 | 72.8386
499 | 143.8664 | 76.3081 | 143.8664 | 76.3081
500 | 160.0506 | 71.169 | 160.0506 | 71.169
501 | 174.7414 | 68.1007 | 174.7414 | 68.1007
502 | 187.1998 | 58.3424 | 187.1998 | 58.3424
503 | 200.3995 | 56.327 | 200.3995 | 56.327
504 | 203.553 | 50.6285 | 203.553 | 50.6285
505 | 193.2775 | 43.3454 | 193.2775 | 43.3454
506 | 191.2448 | 45.0447 | 191.2448 | 45.0447
507 | 191.8102 | 43.6576 | 191.8102 | 43.6576
508 | 191.1648 | 53.8779 | 191.1648 | 53.8779
509 | 190.5734 | 62.0707 | 190.5734 | 62.0707
510 | 188.86 | 57.3065 | 188.86 | 57.3065
511 | 180.5102 | 53.4219 | 180.5102 | 53.4219
512 | 174.8551 | 45.2079 | 174.8551 | 45.2079
513 | 174.7852 | 39.5309 | 174.7852 | 39.5309
514 | 174.7731 | 23.6008 | 174.7731 | 23.6008
515 | 167.4224 | 13.1599 | 167.4224 | 13.1599
516 | 156.2441 | 11.4069 | 156.2441 | 11.4069
517 | 147.4729 | 7.1877 | 147.4729 | 7.1877
518 | 142.765 | 8.3041 | 142.765 | 8.3041
519 | 138.8215 | 11.6732 | 138.8215 | 11.6732
520 | 135.809 | 23.5752 | 135.809 | 23.5752
521 | 134.8398 | 66.3925 | 134.8398 | 66.3925
522 | 137.7281 | 74.2159 | 137.7281 | 74.2159
523 | 145.7675 | 78.1223 | 145.7675 | 78.1223
524 | 161.5211 | 74.0892 | 161.5211 | 74.0892
525 | 175.7954 | 71.9568 | 175.7954 | 71.9568
526 | 187.9169 | 62.9551 | 187.9169 | 62.9551
527 | 201.5779 | 60.3326 | 201.5779 | 60.3326
528 | 200.153 | 53.2591 | 200.153 | 53.2591
529 | 190.5807 | 45.723 | 190.5807 | 45.723
530 | 187.1496 | 45.0447 | 187.1496 | 45.0447
531 | 190.9058 | 43.6576 | 190.9058 | 43.6576
532 | 190.7564 | 53.8779 | 190.7564 | 53.8779
533 | 190.8573 | 62.0707 | 190.8573 | 62.0707
534 | 185.249 | 57.3065 | 185.249 | 57.3065
535 | 178.2141 | 53.4219 | 178.2141 | 53.4219
536 | 173.136 | 45.2079 | 173.136 | 45.2079
537 | 172.9729 | 39.5309 | 172.9729 | 39.5309
538 | 173.4407 | 23.6008 | 173.4407 | 23.6008
539 | 166.4087 | 13.1599 | 166.4087 | 13.1599
540 | 155.9422 | 11.4069 | 155.9422 | 11.4069
541 | 146.8172 | 7.1877 | 146.8172 | 7.1877
542 | 141.453 | 8.3041 | 141.453 | 8.3041
543 | 138.3487 | 11.6732 | 138.3487 | 11.6732
544 | 134.5797 | 24.088 | 134.5797 | 24.088
545 | 132.2322 | 66.6707 | 132.2322 | 66.6707
546 | 134.6262 | 74.4321 | 134.6262 | 74.4321
547 | 141.6092 | 78.3614 | 141.6092 | 78.3614
548 | 156.3386 | 74.9584 | 156.3386 | 74.9584
549 | 169.4127 | 73.2123 | 169.4127 | 73.2123
550 | 183.2571 | 63.8863 | 183.2571 | 63.8863
551 | 195.0264 | 61.5973 | 195.0264 | 61.5973
552 | 196.7274 | 56.5403 | 196.7274 | 56.5403
553 | 188.2186 | 50.3655 | 188.2186 | 50.3655
554 | 186.1679 | 50.2805 | 186.1679 | 50.2805
555 | 187.692 | 45.2764 | 187.692 | 45.2764
556 | 186.8139 | 53.8779 | 186.8139 | 53.8779
557 | 187.6433 | 62.0707 | 187.6433 | 62.0707
558 | 183.1353 | 57.3065 | 183.1353 | 57.3065
559 | 177.8681 | 53.4219 | 177.8681 | 53.4219
560 | 170.676 | 45.2079 | 170.676 | 45.2079
561 | 170.5363 | 39.5309 | 170.5363 | 39.5309
562 | 171.8672 | 23.6008 | 171.8672 | 23.6008
563 | 166.2212 | 13.9003 | 166.2212 | 13.9003
564 | 156.3451 | 13.074 | 156.3451 | 13.074
565 | 147.7893 | 9.7102 | 147.7893 | 9.7102
566 | 143.0234 | 11.9257 | 143.0234 | 11.9257
567 | 139.3135 | 16.6537 | 139.3135 | 16.6537
568 | 134.6455 | 29.2019 | 134.6455 | 29.2019
569 | 133.2159 | 69.7496 | 133.2159 | 69.7496
570 | 134.6584 | 76.5521 | 134.6584 | 76.5521
571 | 139.8785 | 79.9342 | 139.8785 | 79.9342
572 | 152.4331 | 75.8598 | 152.4331 | 75.8598
573 | 163.0968 | 73.6216 | 163.0968 | 73.6216
574 | 173.6088 | 64.5187 | 173.6088 | 64.5187
575 | 187.5811 | 63.5472 | 187.5811 | 63.5472
576 | 190.1643 | 60.6379 | 190.1643 | 60.6379
577 | 182.8673 | 56.2589 | 182.8673 | 56.2589
578 | 179.9892 | 58.2572 | 179.9892 | 58.2572
579 | 181.6344 | 55.7112 | 181.6344 | 55.7112
580 | 182.7234 | 64.1747 | 182.7234 | 64.1747
581 | 182.5535 | 70.0428 | 182.5535 | 70.0428
582 | 177.8538 | 63.669 | 177.8538 | 63.669
583 | 170.4275 | 58.9497 | 170.4275 | 58.9497
584 | 165.4661 | 50.4874 | 165.4661 | 50.4874
585 | 167.7659 | 45.0794 | 167.7659 | 45.0794
586 | 170.5278 | 29.0596 | 170.5278 | 29.0596
587 | 162.9435 | 18.7958 | 162.9435 | 18.7958
588 | 153.2879 | 17.2221 | 153.2879 | 17.2221
589 | 145.3286 | 13.8192 | 145.3286 | 13.8192
590 | 141.0025 | 16.3521 | 141.0025 | 16.3521
591 | 137.3166 | 22.2482 | 137.3166 | 22.2482
592 | 132.4147 | 36.4841 | 132.4147 | 36.4841
593 | 130.9185 | 77.8827 | 130.9185 | 77.8827
594 | 132.7676 | 85.1497 | 132.7676 | 85.1497
595 | 138.8259 | 89.102 | 138.8259 | 89.102
596 | 149.1035 | 85.1678 | 149.1035 | 85.1678
597 | 159.2771 | 83.4838 | 159.2771 | 83.4838
598 | 171.1468 | 75.2225 | 171.1468 | 75.2225
599 | 184.3578 | 74.5753 | 184.3578 | 74.5753
600 | 184.8787 | 70.8864 | 184.8787 | 70.8864
601 | 179.1071 | 64.8588 | 179.1071 | 64.8588
602 | 175.8282 | 64.96 | 175.8282 | 64.96
603 | 178.0712 | 60.8642 | 178.0712 | 60.8642
604 | 179.3745 | 68.8816 | 179.3745 | 68.8816
605 | 180.0597 | 75.3499 | 180.0597 | 75.3499
606 | 175.9676 | 69.1738 | 175.9676 | 69.1738
607 | 169.7821 | 64.1418 | 169.7821 | 64.1418
608 | 165.8628 | 55.238 | 165.8628 | 55.238
609 | 166.7391 | 49.2988 | 166.7391 | 49.2988
610 | 168.256 | 33.3917 | 168.256 | 33.3917
611 | 162.2518 | 23.367 | 162.2518 | 23.367
612 | 152.9301 | 22.4947 | 152.9301 | 22.4947
613 | 143.8412 | 19.7104 | 143.8412 | 19.7104
614 | 138.9672 | 22.8273 | 138.9672 | 22.8273
615 | 135.7685 | 29.7604 | 135.7685 | 29.7604
616 | 131.8391 | 45.8405 | 131.8391 | 45.8405
617 | 129.8821 | 87.8162 | 129.8821 | 87.8162
618 | 132.2094 | 94.8854 | 132.2094 | 94.8854
619 | 138.9306 | 97.6329 | 138.9306 | 97.6329
620 | 151.7582 | 92.2915 | 151.7582 | 92.2915
621 | 163.9466 | 89.345 | 163.9466 | 89.345
622 | 174.9887 | 80.1363 | 174.9887 | 80.1363
623 | 188.0356 | 77.9853 | 188.0356 | 77.9853
624 | 189.5145 | 72.0269 | 189.5145 | 72.0269
625 | 180.9198 | 63.3825 | 180.9198 | 63.3825
626 | 179.2461 | 63.0239 | 179.2461 | 63.0239
627 | 180.4932 | 58.9948 | 180.4932 | 58.9948
628 | 180.7177 | 67.1363 | 180.7177 | 67.1363
629 | 183.2124 | 73.4321 | 183.2124 | 73.4321
630 | 179.9774 | 66.8146 | 179.9774 | 66.8146
631 | 172.1712 | 61.1801 | 172.1712 | 61.1801
632 | 168.574 | 51.4853 | 168.574 | 51.4853
633 | 169.5243 | 44.5045 | 169.5243 | 44.5045
634 | 172.0087 | 27.9007 | 172.0087 | 27.9007
635 | 164.1908 | 17.5104 | 164.1908 | 17.5104
636 | 152.2187 | 16.9968 | 152.2187 | 16.9968
637 | 143.9588 | 14.9276 | 143.9588 | 14.9276
638 | 139.129 | 18.2721 | 139.129 | 18.2721
639 | 136.3342 | 23.89 | 136.3342 | 23.89
640 | 132.8029 | 36.7417 | 132.8029 | 36.7417
641 | 131.2203 | 77.1675 | 131.2203 | 77.1675
642 | 133.5708 | 83.701 | 133.5708 | 83.701
643 | 141.9073 | 86.368 | 141.9073 | 86.368
644 | 158.2497 | 81.3577 | 158.2497 | 81.3577
645 | 174.6948 | 78.6573 | 174.6948 | 78.6573
646 | 186.6683 | 69.398 | 186.6683 | 69.398
647 | 203.0605 | 68.1185 | 203.0605 | 68.1185
648 | 203.1983 | 62.8086 | 203.1983 | 62.8086
649 | 194.8374 | 56.2842 | 194.8374 | 56.2842
650 | 191.8071 | 56.6384 | 191.8071 | 56.6384
651 | 192.6268 | 52.2299 | 192.6268 | 52.2299
652 | 192.7639 | 59.0033 | 192.7639 | 59.0033
653 | 192.4907 | 63.4412 | 192.4907 | 63.4412
654 | 188.4 | 57.3065 | 188.4 | 57.3065
655 | 180.0679 | 53.4219 | 180.0679 | 53.4219
656 | 176.1269 | 45.2079 | 176.1269 | 45.2079
657 | 177.066 | 39.5309 | 177.066 | 39.5309
658 | 175.9467 | 23.6008 | 175.9467 | 23.6008
659 | 165.9937 | 13.1599 | 165.9937 | 13.1599
660 | 149.507 | 11.4069 | 149.507 | 11.4069
661 | 140.8209 | 8.0592 | 140.8209 | 8.0592
662 | 135.4546 | 10.914 | 135.4546 | 10.914
663 | 132.9394 | 16.61 | 132.9394 | 16.61
664 | 130.2052 | 29.733 | 130.2052 | 29.733
665 | 127.5737 | 70.92 | 127.5737 | 70.92
666 | 130.0102 | 78.6446 | 130.0102 | 78.6446
667 | 137.9072 | 82.6062 | 137.9072 | 82.6062
668 | 153.1005 | 78.6697 | 153.1005 | 78.6697
669 | 168.8009 | 77.0684 | 168.8009 | 77.0684
670 | 180.7781 | 68.2644 | 180.7781 | 68.2644
671 | 194.012 | 66.7825 | 194.012 | 66.7825
672 | 194.4016 | 61.9854 | 194.4016 | 61.9854
673 | 185.1785 | 56.3693 | 185.1785 | 56.3693
674 | 183.9037 | 57.5835 | 183.9037 | 57.5835
675 | 184.6166 | 53.851 | 184.6166 | 53.851
676 | 184.7825 | 61.1279 | 184.7825 | 61.1279
677 | 184.8005 | 67.088 | 184.8005 | 67.088
678 | 181.0221 | 60.8177 | 181.0221 | 60.8177
679 | 172.973 | 55.7903 | 172.973 | 55.7903
680 | 167.2736 | 47.0429 | 167.2736 | 47.0429
681 | 169.1356 | 41.1405 | 169.1356 | 41.1405
682 | 169.6565 | 25.1575 | 169.6565 | 25.1575
683 | 161.5076 | 15.0937 | 161.5076 | 15.0937
684 | 150.3499 | 14.0627 | 150.3499 | 14.0627
685 | 141.9234 | 10.8001 | 141.9234 | 10.8001
686 | 136.4398 | 13.8136 | 136.4398 | 13.8136
687 | 134.042 | 21.1744 | 134.042 | 21.1744
688 | 129.6396 | 37.197 | 129.6396 | 37.197
689 | 127.1772 | 79.2462 | 127.1772 | 79.2462
690 | 131.1817 | 86.3454 | 131.1817 | 86.3454
691 | 138.9188 | 88.8675 | 138.9188 | 88.8675
692 | 153.362 | 83.2087 | 153.362 | 83.2087
693 | 167.3976 | 78.7884 | 167.3976 | 78.7884
694 | 176.9927 | 68.3564 | 176.9927 | 68.3564
695 | 189.9008 | 66.9757 | 189.9008 | 66.9757
696 | 190.8109 | 62.8246 | 190.8109 | 62.8246
697 | 182.0314 | 54.5068 | 182.0314 | 54.5068
698 | 179.9711 | 53.6308 | 179.9711 | 53.6308
699 | 181.259 | 49.4591 | 181.259 | 49.4591
700 | 180.2987 | 58.8906 | 180.2987 | 58.8906
701 | 180.2649 | 67.2674 | 180.2649 | 67.2674
702 | 177.9592 | 62.425 | 177.9592 | 62.425
703 | 169.3433 | 57.6965 | 169.3433 | 57.6965
704 | 163.289 | 47.4797 | 163.289 | 47.4797
705 | 165.5409 | 40.0276 | 165.5409 | 40.0276
706 | 166.8038 | 23.6008 | 166.8038 | 23.6008
707 | 159.0196 | 13.1599 | 159.0196 | 13.1599
708 | 152.3358 | 9.5724 | 152.3358 | 9.5724
709 | 143.6027 | 6.4226 | 143.6027 | 6.4226
710 | 138.5765 | 9.4378 | 138.5765 | 9.4378
711 | 135.111 | 21.7354 | 135.111 | 21.7354
712 | 132.2107 | 45.1902 | 132.2107 | 45.1902
713 | 129.7348 | 85.4381 | 129.7348 | 85.4381
714 | 133.2952 | 93.9943 | 133.2952 | 93.9943
715 | 140.5932 | 100.1015 | 140.5932 | 100.1015
716 | 154.6789 | 97.3084 | 154.6789 | 97.3084
717 | 167.4353 | 95.9975 | 167.4353 | 95.9975
718 | 179.4409 | 91.0538 | 179.4409 | 91.0538
719 | 191.1341 | 89.4693 | 191.1341 | 89.4693
720 | 194.3926 | 79.7215 | 194.3926 | 79.7215
721 | 185.7151 | 70.5177 | 185.7151 | 70.5177
722 | 184.8913 | 67.6679 | 184.8913 | 67.6679
723 | 185.1672 | 61.0105 | 185.1672 | 61.0105
724 | 185.191 | 61.0285 | 185.191 | 61.0285
725 | 188.0995 | 61.0284 | 188.0995 | 61.0284
726 | 185.9123 | 54.6565 | 185.9123 | 54.6565
727 | 174.8887 | 50.3951 | 174.8887 | 50.3951
728 | 168.0048 | 44.4931 | 168.0048 | 44.4931
729 | 170.915 | 37.5003 | 170.915 | 37.5003
730 | 171.1791 | 22.7682 | 171.1791 | 22.7682
731 | 162.6404 | 11.2159 | 162.6404 | 11.2159
732 | 152.4943 | 9.5724 | 152.4943 | 9.5724
733 | 143.126 | 6.4226 | 143.126 | 6.4226
734 | 138.1975 | 8.4631 | 138.1975 | 8.4631
735 | 136.837 | 19.7169 | 136.837 | 19.7169
736 | 132.8176 | 41.9608 | 132.8176 | 41.9608
737 | 130.7467 | 82.7157 | 130.7467 | 82.7157
738 | 132.1981 | 92.1187 | 132.1981 | 92.1187
739 | 137.7465 | 98.4227 | 137.7465 | 98.4227
740 | 149.4089 | 95.0931 | 149.4089 | 95.0931
741 | 163.3151 | 91.8623 | 163.3151 | 91.8623
742 | 176.3552 | 84.1765 | 176.3552 | 84.1765
743 | 187.8649 | 80.1108 | 187.8649 | 80.1108
744 | 192.3092 | 71.1113 | 192.3092 | 71.1113
745 | 183.2335 | 62.0256 | 183.2335 | 62.0256
746 | 181.1297 | 60.8349 | 181.1297 | 60.8349
747 | 180.42 | 56.9934 | 180.42 | 56.9934
748 | 180.9595 | 62.269 | 180.9595 | 62.269
749 | 183.6246 | 69.2349 | 183.6246 | 69.2349
750 | 179.2694 | 64.2562 | 179.2694 | 64.2562
751 | 171.8802 | 59.7094 | 171.8802 | 59.7094
752 | 168.8837 | 52.8719 | 168.8837 | 52.8719
753 | 170.7911 | 46.0219 | 170.7911 | 46.0219
754 | 169.619 | 30.5218 | 169.619 | 30.5218
755 | 161.5197 | 17.9013 | 161.5197 | 17.9013
756 | 151.618 | 15.4356 | 151.618 | 15.4356
757 | 143.1831 | 12.6551 | 143.1831 | 12.6551
758 | 137.6489 | 15.7884 | 137.6489 | 15.7884
759 | 136.0055 | 25.3833 | 136.0055 | 25.3833
760 | 133.5662 | 45.2149 | 133.5662 | 45.2149
761 | 130.1686 | 83.9071 | 130.1686 | 83.9071
762 | 131.7219 | 90.1593 | 131.7219 | 90.1593
763 | 137.8755 | 94.7453 | 137.8755 | 94.7453
764 | 148.9731 | 90.4655 | 148.9731 | 90.4655
765 | 159.848 | 87.5153 | 159.848 | 87.5153
766 | 170.4341 | 82.0202 | 170.4341 | 82.0202
767 | 183.0855 | 81.248 | 183.0855 | 81.248
768 | 185.7444 | 75.1825 | 185.7444 | 75.1825
769 | 180.259 | 68.5092 | 180.259 | 68.5092
770 | 177.0569 | 67.1559 | 177.0569 | 67.1559
771 | 176.8374 | 63.6098 | 176.8374 | 63.6098
772 | 177.6793 | 68.2455 | 177.6793 | 68.2455
773 | 181.1202 | 73.513 | 181.1202 | 73.513
774 | 179.0327 | 67.1263 | 179.0327 | 67.1263
775 | 172.5189 | 62.1167 | 172.5189 | 62.1167
776 | 169.7954 | 55.6042 | 169.7954 | 55.6042
777 | 173.7024 | 47.9074 | 173.7024 | 47.9074
778 | 171.4907 | 32.9734 | 171.4907 | 32.9734
779 | 162.3509 | 22.2827 | 162.3509 | 22.2827
780 | 151.829 | 22.1062 | 151.829 | 22.1062
781 | 143.7385 | 20.8124 | 143.7385 | 20.8124
782 | 138.9527 | 24.9746 | 138.9527 | 24.9746
783 | 136.946 | 33.7966 | 136.946 | 33.7966
784 | 133.5951 | 49.3354 | 133.5951 | 49.3354
785 | 131.1414 | 85.7975 | 131.1414 | 85.7975
786 | 132.4348 | 92.7587 | 132.4348 | 92.7587
787 | 138.5646 | 98.472 | 138.5646 | 98.472
788 | 151.9627 | 94.7584 | 151.9627 | 94.7584
789 | 164.5118 | 90.9171 | 164.5118 | 90.9171
790 | 174.6414 | 83.0737 | 174.6414 | 83.0737
791 | 187.8811 | 80.9821 | 187.8811 | 80.9821
792 | 192.0506 | 73.814 | 192.0506 | 73.814
793 | 182.7486 | 65.6489 | 182.7486 | 65.6489
794 | 181.6172 | 62.0804 | 181.6172 | 62.0804
795 | 181.9055 | 54.4088 | 181.9055 | 54.4088
796 | 182.3898 | 53.6834 | 182.3898 | 53.6834
797 | 185.6354 | 58.7885 | 185.6354 | 58.7885
798 | 182.1117 | 54.6565 | 182.1117 | 54.6565
799 | 173.5776 | 50.3951 | 173.5776 | 50.3951
800 | 169.9559 | 44.4931 | 169.9559 | 44.4931
801 | 173.299 | 37.5003 | 173.299 | 37.5003
802 | 170.9791 | 22.7682 | 170.9791 | 22.7682
803 | 162.3981 | 11.2159 | 162.3981 | 11.2159
804 | 150.6755 | 9.5724 | 150.6755 | 9.5724
805 | 143.1986 | 10.0459 | 143.1986 | 10.0459
806 | 138.2678 | 16.773 | 138.2678 | 16.773
807 | 136.2983 | 26.0479 | 136.2983 | 26.0479
808 | 133.8952 | 47.4253 | 133.8952 | 47.4253
809 | 132.064 | 87.0971 | 132.064 | 87.0971
810 | 133.4872 | 95.2644 | 133.4872 | 95.2644
811 | 142.0305 | 100.6184 | 142.0305 | 100.6184
812 | 158.7506 | 97.2838 | 158.7506 | 97.2838
813 | 172.6523 | 96.4751 | 172.6523 | 96.4751
814 | 185.4767 | 90.2022 | 185.4767 | 90.2022
815 | 199.9002 | 87.8299 | 199.9002 | 87.8299
816 | 201.7483 | 79.431 | 201.7483 | 79.431
817 | 189.9528 | 73.6487 | 189.9528 | 73.6487
818 | 187.7182 | 77.0117 | 187.7182 | 77.0117
819 | 190.0514 | 79.4666 | 190.0514 | 79.4666
820 | 190.1935 | 91.024 | 190.1935 | 91.024
821 | 190.9309 | 101.4458 | 190.9309 | 101.4458
822 | 188.7278 | 98.2098 | 188.7278 | 98.2098
823 | 175.752 | 94.0223 | 175.752 | 94.0223
824 | 171.9985 | 88.5633 | 171.9985 | 88.5633
825 | 176.7386 | 81.5262 | 176.7386 | 81.5262
826 | 173.7261 | 67.0255 | 173.7261 | 67.0255
827 | 164.1709 | 56.3002 | 164.1709 | 56.3002
828 | 150.9713 | 56.0105 | 150.9713 | 56.0105
829 | 143.0286 | 54.0324 | 143.0286 | 54.0324
830 | 138.7831 | 55.5067 | 138.7831 | 55.5067
831 | 136.8545 | 58.5688 | 136.8545 | 58.5688
832 | 134.5955 | 72.9409 | 134.5955 | 72.9409
833 | 132.1307 | 110.5501 | 132.1307 | 110.5501
834 | 134.1843 | 117.8214 | 134.1843 | 117.8214
835 | 142.4477 | 122.0036 | 142.4477 | 122.0036
836 | 159.4947 | 116.6359 | 159.4947 | 116.6359
837 | 174.7476 | 112.2482 | 174.7476 | 112.2482
838 | 187.026 | 104.2325 | 187.026 | 104.2325
839 | 198.3212 | 101.7668 | 198.3212 | 101.7668
840 | 199.3001 | 96.3414 | 199.3001 | 96.3414
841 | 189.2371 | 90.6821 | 189.2371 | 90.6821
842 | 187.1541 | 90.9633 | 187.1541 | 90.9633
843 | 187.9435 | 88.6085 | 187.9435 | 88.6085
844 | 187.1226 | 94.1549 | 187.1226 | 94.1549
845 | 187.9007 | 99.9443 | 187.9007 | 99.9443
846 | 185.3221 | 93.4739 | 185.3221 | 93.4739
847 | 177.0135 | 86.6083 | 177.0135 | 86.6083
848 | 170.7351 | 78.4516 | 170.7351 | 78.4516
849 | 175.7168 | 68.9383 | 175.7168 | 68.9383
850 | 174.1174 | 50.2333 | 174.1174 | 50.2333
851 | 163.9361 | 36.4755 | 163.9361 | 36.4755
852 | 151.857 | 34.8665 | 151.857 | 34.8665
853 | 143.4443 | 33.5924 | 143.4443 | 33.5924
854 | 138.3591 | 38.5718 | 138.3591 | 38.5718
855 | 136.5148 | 49.3038 | 136.5148 | 49.3038
856 | 134.032 | 68.2789 | 134.032 | 68.2789
857 | 132.171 | 105.8486 | 132.171 | 105.8486
858 | 134.2115 | 113.435 | 134.2115 | 113.435
859 | 141.9578 | 117.1545 | 141.9578 | 117.1545
860 | 159.2823 | 111.4028 | 159.2823 | 111.4028
861 | 169.7589 | 107.1677 | 169.7589 | 107.1677
862 | 182.1998 | 99.925 | 182.1998 | 99.925
863 | 192.4575 | 98.6456 | 192.4575 | 98.6456
864 | 194.8066 | 92.0387 | 194.8066 | 92.0387
865 | 187.829 | 82.2639 | 187.829 | 82.2639
866 | 183.3773 | 80.8762 | 183.3773 | 80.8762
867 | 184.3535 | 77.2414 | 184.3535 | 77.2414
868 | 184.7684 | 83.3048 | 184.7684 | 83.3048
869 | 184.8297 | 90.2362 | 184.8297 | 90.2362
870 | 182.9977 | 84.8341 | 182.9977 | 84.8341
871 | 173.677 | 79.4799 | 173.677 | 79.4799
872 | 169.8237 | 72.3816 | 169.8237 | 72.3816
873 | 173.0804 | 64.8473 | 173.0804 | 64.8473
874 | 172.2447 | 49.8198 | 172.2447 | 49.8198
875 | 162.172 | 39.0798 | 162.172 | 39.0798
876 | 150.6718 | 39.622 | 150.6718 | 39.622
877 | 142.586 | 39.7116 | 142.586 | 39.7116
878 | 137.6598 | 44.0511 | 137.6598 | 44.0511
879 | 135.3753 | 50.0521 | 135.3753 | 50.0521
880 | 132.9875 | 66.5706 | 132.9875 | 66.5706
881 | 129.4085 | 105.0757 | 129.4085 | 105.0757
882 | 131.4863 | 112.9033 | 131.4863 | 112.9033
883 | 139.4144 | 117.5238 | 139.4144 | 117.5238
884 | 154.3936 | 113.0225 | 154.3936 | 113.0225
885 | 167.2588 | 110.1067 | 167.2588 | 110.1067
886 | 179.571 | 104.139 | 179.571 | 104.139
887 | 191.0165 | 103.672 | 191.0165 | 103.672
888 | 194.694 | 99.876 | 194.694 | 99.876
889 | 183.8587 | 95.418 | 183.8587 | 95.418
890 | 182.9436 | 95.7779 | 182.9436 | 95.7779
891 | 182.0656 | 92.793 | 182.0656 | 92.793
892 | 183.6771 | 97.8275 | 183.6771 | 97.8275
893 | 184.435 | 102.7356 | 184.435 | 102.7356
894 | 182.3538 | 95.576 | 182.3538 | 95.576
895 | 173.9528 | 87.3369 | 173.9528 | 87.3369
896 | 170.3083 | 78.806 | 170.3083 | 78.806
897 | 174.6361 | 69.7259 | 174.6361 | 69.7259
898 | 171.443 | 53.3151 | 171.443 | 53.3151
899 | 161.8475 | 42.1222 | 161.8475 | 42.1222
900 | 150.9692 | 42.3001 | 150.9692 | 42.3001
901 | 143.37 | 42.1337 | 143.37 | 42.1337
902 | 138.5297 | 46.3747 | 138.5297 | 46.3747
903 | 136.5851 | 53.5671 | 136.5851 | 53.5671
904 | 133.6694 | 71.8972 | 133.6694 | 71.8972
905 | 130.4664 | 111.7266 | 130.4664 | 111.7266
906 | 132.4479 | 121.1493 | 132.4479 | 121.1493
907 | 138.7823 | 126.5081 | 138.7823 | 126.5081
908 | 151.0152 | 121.6475 | 151.0152 | 121.6475
909 | 161.1697 | 117.7914 | 161.1697 | 117.7914
910 | 173.4801 | 110.5438 | 173.4801 | 110.5438
911 | 183.6222 | 108.8263 | 183.6222 | 108.8263
912 | 187.0021 | 104.2624 | 187.0021 | 104.2624
913 | 180.8296 | 99.7206 | 180.8296 | 99.7206
914 | 179.3807 | 100.44 | 179.3807 | 100.44
915 | 179.669 | 98.2181 | 179.669 | 98.2181
916 | 181.7971 | 103.4249 | 181.7971 | 103.4249
917 | 181.631 | 108.9237 | 181.631 | 108.9237
918 | 179.6785 | 102.8915 | 179.6785 | 102.8915
919 | 172.8147 | 97.3206 | 172.8147 | 97.3206
920 | 168.4029 | 90.6408 | 168.4029 | 90.6408
921 | 172.4523 | 81.9644 | 172.4523 | 81.9644
922 | 170.8613 | 66.2624 | 170.8613 | 66.2624
923 | 161.5157 | 55.3058 | 161.5157 | 55.3058
924 | 150.4209 | 55.4641 | 150.4209 | 55.4641
925 | 143.4381 | 55.145 | 143.4381 | 55.145
926 | 137.705 | 58.8051 | 137.705 | 58.8051
927 | 135.6179 | 64.2499 | 135.6179 | 64.2499
928 | 133.8013 | 80.7782 | 133.8013 | 80.7782
929 | 130.1683 | 119.0569 | 130.1683 | 119.0569
930 | 130.7776 | 126.5054 | 130.7776 | 126.5054
931 | 137.3762 | 130.7419 | 137.3762 | 130.7419
932 | 147.2575 | 125.0246 | 147.2575 | 125.0246
933 | 159.5898 | 119.9427 | 159.5898 | 119.9427
934 | 170.2743 | 111.9763 | 170.2743 | 111.9763
935 | 181.4815 | 109.8453 | 181.4815 | 109.8453
936 | 184.6576 | 102.7904 | 184.6576 | 102.7904
937 | 178.9389 | 94.8764 | 178.9389 | 94.8764
938 | 177.9152 | 93.0999 | 177.9152 | 93.0999
939 | 177.0672 | 87.6929 | 177.0672 | 87.6929
940 | 179.0219 | 91.8461 | 179.0219 | 91.8461
941 | 181.0772 | 97.3597 | 181.0772 | 97.3597
942 | 179.0125 | 91.1798 | 179.0125 | 91.1798
943 | 171.6783 | 84.6638 | 171.6783 | 84.6638
944 | 169.9943 | 75.2713 | 169.9943 | 75.2713
945 | 174.2721 | 64.0941 | 174.2721 | 64.0941
946 | 171.2232 | 46.5558 | 171.2232 | 46.5558
947 | 160.9664 | 34.9544 | 160.9664 | 34.9544
948 | 150.5422 | 34.5366 | 150.5422 | 34.5366
949 | 142.7466 | 34.2028 | 142.7466 | 34.2028
950 | 138.9926 | 39.9749 | 138.9926 | 39.9749
951 | 136.6909 | 48.4473 | 136.6909 | 48.4473
952 | 134.8652 | 68.4118 | 134.8652 | 68.4118
953 | 132.6577 | 108.0738 | 132.6577 | 108.0738
954 | 133.2421 | 116.6054 | 133.2421 | 116.6054
955 | 139.9765 | 121.6393 | 139.9765 | 121.6393
956 | 152.3544 | 117.2513 | 152.3544 | 117.2513
957 | 165.9606 | 114.7884 | 165.9606 | 114.7884
958 | 177.0134 | 106.9352 | 177.0134 | 106.9352
959 | 188.9487 | 103.6375 | 188.9487 | 103.6375
960 | 190.9056 | 96.7204 | 190.9056 | 96.7204
961 | 184.1776 | 87.0883 | 184.1776 | 87.0883
962 | 182.7882 | 82.5549 | 182.7882 | 82.5549
963 | 183.5664 | 74.5584 | 183.5664 | 74.5584
964 | 185.9271 | 75.4035 | 185.9271 | 75.4035
965 | 187.9509 | 81.0992 | 187.9509 | 81.0992
966 | 184.3091 | 75.8547 | 184.3091 | 75.8547
967 | 175.7895 | 68.3639 | 175.7895 | 68.3639
968 | 172.8105 | 59.6164 | 172.8105 | 59.6164
969 | 175.7076 | 50.8711 | 175.7076 | 50.8711
970 | 173.7179 | 35.5137 | 173.7179 | 35.5137
971 | 163.2702 | 24.6112 | 163.2702 | 24.6112
972 | 151.3208 | 25.0255 | 151.3208 | 25.0255
973 | 143.2626 | 25.2332 | 143.2626 | 25.2332
974 | 138.1449 | 31.8225 | 138.1449 | 31.8225
975 | 135.7266 | 43.1108 | 135.7266 | 43.1108
976 | 134.6575 | 64.6851 | 134.6575 | 64.6851
977 | 131.755 | 106.5526 | 131.755 | 106.5526
978 | 133.4355 | 116.7383 | 133.4355 | 116.7383
979 | 141.6484 | 122.7372 | 141.6484 | 122.7372
980 | 158.9463 | 118.6642 | 158.9463 | 118.6642
981 | 172.9064 | 115.9256 | 172.9064 | 115.9256
982 | 184.5537 | 109.1063 | 184.5537 | 109.1063
983 | 196.5948 | 105.587 | 196.5948 | 105.587
984 | 200.6347 | 95.7998 | 200.6347 | 95.7998
985 | 189.4226 | 85.4835 | 189.4226 | 85.4835
986 | 186.8014 | 81.9396 | 186.8014 | 81.9396
987 | 188.6768 | 73.6969 | 188.6768 | 73.6969
988 | 187.6602 | 73.4589 | 187.6602 | 73.4589
989 | 188.5854 | 78.0273 | 188.5854 | 78.0273
990 | 185.6392 | 73.7476 | 185.6392 | 73.7476
991 | 175.4115 | 71.5687 | 175.4115 | 71.5687
992 | 170.8838 | 67.8328 | 170.8838 | 67.8328
993 | 177.4909 | 61.5981 | 177.4909 | 61.5981
994 | 174.3273 | 46.7675 | 174.3273 | 46.7675
995 | 162.8235 | 35.363 | 162.8235 | 35.363
996 | 150.9509 | 33.9016 | 150.9509 | 33.9016
997 | 142.8661 | 30.8897 | 142.8661 | 30.8897
998 | 137.5114 | 35.9036 | 137.5114 | 35.9036
999 | 135.3211 | 47.7088 | 135.3211 | 47.7088
1000 | 134.5297 | 67.4518 | 134.5297 | 67.4518
1001 | 132.2263 | 108.5021 | 132.2263 | 108.5021
1002 | 134.2194 | 120.2041 | 134.2194 | 120.2041
1003 | 143.7614 | 128.561 | 143.7614 | 128.561
1004 | 160.2026 | 126.4129 | 160.2026 | 126.4129
1005 | 174.4853 | 123.95 | 174.4853 | 123.95
1006 | 183.9623 | 116.5941 | 183.9623 | 116.5941
1007 | 196.1967 | 113.1339 | 196.1967 | 113.1339
1008 | 199.6145 | 105.0697 | 199.6145 | 105.0697
1009 | 189.7612 | 96.3386 | 189.7612 | 96.3386
1010 | 188.8794 | 95.7632 | 188.8794 | 95.7632
1011 | 189.2172 | 94.3388 | 189.2172 | 94.3388
1012 | 191.5696 | 102.4353 | 191.5696 | 102.4353
1013 | 192.0197 | 109.9428 | 192.0197 | 109.9428
1014 | 189.4812 | 104.0779 | 189.4812 | 104.0779
1015 | 180.7101 | 96.9367 | 180.7101 | 96.9367
1016 | 177.7658 | 87.7707 | 177.7658 | 87.7707
1017 | 180.0415 | 77.962 | 180.0415 | 77.962
1018 | 174.427 | 61.5413 | 174.427 | 61.5413
1019 | 163.3333 | 48.4531 | 163.3333 | 48.4531
1020 | 152.2286 | 45.4163 | 152.2286 | 45.4163
1021 | 144.3022 | 40.6716 | 144.3022 | 40.6716
1022 | 139.2614 | 41.2893 | 139.2614 | 41.2893
1023 | 136.4445 | 49.8109 | 136.4445 | 49.8109
1024 | 135.7392 | 66.4574 | 135.7392 | 66.4574
1025 | 135.9032 | 103.6924 | 135.9032 | 103.6924
1026 | 136.5735 | 111.1409 | 136.5735 | 111.1409
1027 | 143.9598 | 114.7423 | 143.9598 | 114.7423
1028 | 159.7695 | 108.5131 | 159.7695 | 108.5131
1029 | 175.2968 | 103.9678 | 175.2968 | 103.9678
1030 | 189.7412 | 95.6715 | 189.7412 | 95.6715
1031 | 203.2164 | 92.8563 | 203.2164 | 92.8563
1032 | 203.6274 | 86.5349 | 203.6274 | 86.5349
1033 | 194.4195 | 76.8486 | 194.4195 | 76.8486
1034 | 192.7776 | 74.7274 | 192.7776 | 74.7274
1035 | 193.9118 | 71.0976 | 193.9118 | 71.0976
1036 | 192.8605 | 74.3499 | 192.8605 | 74.3499
1037 | 192.6589 | 77.8649 | 192.6589 | 77.8649
1038 | 188.9741 | 68.4752 | 188.9741 | 68.4752
1039 | 178.7107 | 59.5469 | 178.7107 | 59.5469
1040 | 174.616 | 49.4849 | 174.616 | 49.4849
1041 | 179.2042 | 40.4787 | 179.2042 | 40.4787
1042 | 174.2322 | 26.1059 | 174.2322 | 26.1059
1043 | 163.1372 | 15.3758 | 163.1372 | 15.3758
1044 | 152.6495 | 15.0172 | 152.6495 | 15.0172
1045 | 144.127 | 14.5603 | 144.127 | 14.5603
1046 | 139.6701 | 20.8886 | 139.6701 | 20.8886
1047 | 136.9027 | 32.5904 | 136.9027 | 32.5904
1048 | 135.7512 | 51.2504 | 135.7512 | 51.2504
1049 | 133.5429 | 89.726 | 133.5429 | 89.726
1050 | 134.5138 | 98.2084 | 134.5138 | 98.2084
1051 | 142.2374 | 101.8983 | 142.2374 | 101.8983
1052 | 156.431 | 96.3042 | 156.431 | 96.3042
1053 | 171.0383 | 93.1619 | 171.0383 | 93.1619
1054 | 182.806 | 87.1155 | 182.806 | 87.1155
1055 | 193.229 | 87.249 | 193.229 | 87.249
1056 | 196.173 | 83.5072 | 196.173 | 83.5072
1057 | 188.2025 | 77.2178 | 188.2025 | 77.2178
1058 | 185.0027 | 77.1791 | 185.0027 | 77.1791
1059 | 185.5148 | 74.1794 | 185.5148 | 74.1794
1060 | 186.7913 | 78.5837 | 186.7913 | 78.5837
1061 | 187.1401 | 83.1423 | 187.1401 | 83.1423
1062 | 185.4133 | 76.0516 | 185.4133 | 76.0516
1063 | 178.2681 | 72.7995 | 178.2681 | 72.7995
1064 | 174.9761 | 69.3244 | 174.9761 | 69.3244
1065 | 178.6513 | 64.419 | 178.6513 | 64.419
1066 | 176.4777 | 50.9471 | 176.4777 | 50.9471
1067 | 163.6604 | 40.4287 | 163.6604 | 40.4287
1068 | 153.896 | 40.0208 | 153.896 | 40.0208
1069 | 145.755 | 38.8501 | 145.755 | 38.8501
1070 | 140.2728 | 43.5981 | 140.2728 | 43.5981
1071 | 137.5272 | 52.0558 | 137.5272 | 52.0558
1072 | 136.2486 | 69.4456 | 136.2486 | 69.4456
1073 | 133.7577 | 107.7587 | 133.7577 | 107.7587
1074 | 134.2194 | 114.1341 | 134.2194 | 114.1341
1075 | 140.9222 | 117.0315 | 140.9222 | 117.0315
1076 | 153.5199 | 113.2932 | 153.5199 | 113.2932
1077 | 166.2479 | 112.1891 | 166.2479 | 112.1891
1078 | 177.634 | 108.6386 | 177.634 | 108.6386
1079 | 187.7166 | 109.0429 | 187.7166 | 109.0429
1080 | 190.5136 | 105.9214 | 190.5136 | 105.9214
1081 | 184.2377 | 101.8326 | 184.2377 | 101.8326
1082 | 182.6122 | 102.9802 | 182.6122 | 102.9802
1083 | 181.4599 | 100.9208 | 181.4599 | 100.9208
1084 | 184.0236 | 104.7836 | 184.0236 | 104.7836
1085 | 185.9575 | 108.52 | 185.9575 | 108.52
1086 | 182.2395 | 100.2429 | 182.2395 | 100.2429
1087 | 176.9754 | 92.5454 | 176.9754 | 92.5454
1088 | 175.6578 | 85.2994 | 175.6578 | 85.2994
1089 | 178.9221 | 75.6236 | 178.9221 | 75.6236
1090 | 172.5024 | 60.6601 | 172.5024 | 60.6601
1091 | 161.2314 | 49.1029 | 161.2314 | 49.1029
1092 | 151.2432 | 47.996 | 151.2432 | 47.996
1093 | 143.1374 | 46.6874 | 143.1374 | 46.6874
1094 | 138.8593 | 52.8976 | 138.8593 | 52.8976
1095 | 136.6745 | 63.7084 | 136.6745 | 63.7084
1096 | 136.2542 | 79.0306 | 136.2542 | 79.0306
1097 | 134.9846 | 116.2705 | 134.9846 | 116.2705
1098 | 134.7051 | 125.0926 | 134.7051 | 125.0926
1099 | 141.511 | 133.5972 | 141.511 | 133.5972
1100 | 154.8555 | 131.8281 | 154.8555 | 131.8281
1101 | 166.2292 | 131.8612 | 166.2292 | 131.8612
1102 | 178.7408 | 128.0399 | 178.7408 | 128.0399
1103 | 191.5701 | 128.6313 | 191.5701 | 128.6313
1104 | 194.8946 | 122.4034 | 194.8946 | 122.4034
1105 | 187.5461 | 107.2527 | 187.5461 | 107.2527
1106 | 185.0964 | 101.3606 | 185.0964 | 101.3606
1107 | 185.564 | 91.7937 | 185.564 | 91.7937
1108 | 188.8839 | 95.8829 | 188.8839 | 95.8829
1109 | 192.1255 | 100.9387 | 192.1255 | 100.9387
1110 | 188.026 | 93.9169 | 188.026 | 93.9169
1111 | 181.745 | 87.3123 | 181.745 | 87.3123
1112 | 180.4584 | 80.598 | 180.4584 | 80.598
1113 | 181.7987 | 72.3991 | 181.7987 | 72.3991
1114 | 174.8581 | 57.3371 | 174.8581 | 57.3371
1115 | 164.3614 | 45.5781 | 164.3614 | 45.5781
1116 | 153.6519 | 45.436 | 153.6519 | 45.436
1117 | 144.7672 | 44.7133 | 144.7672 | 44.7133
1118 | 140.0842 | 50.1014 | 140.0842 | 50.1014
1119 | 138.4211 | 58.5885 | 138.4211 | 58.5885
1120 | 137.6383 | 77.3174 | 137.6383 | 77.3174
1121 | 136.372 | 118.2938 | 136.372 | 118.2938
1122 | 137.2533 | 128.5435 | 137.2533 | 128.5435
1123 | 145.3384 | 134.5325 | 145.3384 | 134.5325
1124 | 159.9338 | 131.198 | 159.9338 | 131.198
1125 | 173.6914 | 127.7555 | 173.6914 | 127.7555
1126 | 184.8276 | 120.7146 | 184.8276 | 120.7146
1127 | 198.9737 | 118.7805 | 198.9737 | 118.7805
1128 | 198.6694 | 113.8867 | 198.6694 | 113.8867
1129 | 190.172 | 107.8927 | 190.172 | 107.8927
1130 | 187.7767 | 107.1598 | 187.7767 | 107.1598
1131 | 188.5153 | 103.9337 | 188.5153 | 103.9337
1132 | 188.445 | 108.9533 | 188.445 | 108.9533
1133 | 193.1973 | 114.9248 | 193.1973 | 114.9248
1134 | 189.7003 | 109.311 | 189.7003 | 109.311
1135 | 181.3141 | 104.0011 | 181.3141 | 104.0011
1136 | 180.0371 | 97.4098 | 180.0371 | 97.4098
1137 | 182.8808 | 89.6097 | 182.8808 | 89.6097
1138 | 175.3979 | 73.8487 | 175.3979 | 73.8487
1139 | 162.8251 | 61.8386 | 162.8251 | 61.8386
1140 | 152.2701 | 60.2639 | 152.2701 | 60.2639
1141 | 144.1668 | 57.9905 | 144.1668 | 57.9905
1142 | 139.4776 | 60.7103 | 139.4776 | 60.7103
1143 | 136.9167 | 65.9237 | 136.9167 | 65.9237
1144 | 137.0954 | 81.0637 | 137.0954 | 81.0637
1145 | 135.6082 | 118.3972 | 135.6082 | 118.3972
1146 | 136.9707 | 125.1467 | 136.9707 | 125.1467
1147 | 148.183 | 128.6742 | 148.183 | 128.6742
1148 | 165.5347 | 122.6271 | 165.5347 | 122.6271
1149 | 180.3954 | 117.688 | 180.3954 | 117.688
1150 | 191.4839 | 109.5001 | 191.4839 | 109.5001
1151 | 204.9336 | 107.0393 | 204.9336 | 107.0393
1152 | 206.2718 | 102.5098 | 206.2718 | 102.5098
1153 | 193.7139 | 97.3822 | 193.7139 | 97.3822
1154 | 191.0315 | 97.5207 | 191.0315 | 97.5207
1155 | 192.7782 | 94.8164 | 192.7782 | 94.8164
1156 | 191.729 | 99.8459 | 191.729 | 99.8459
1157 | 194.6604 | 104.5768 | 194.6604 | 104.5768
1158 | 193.6156 | 97.1267 | 193.6156 | 97.1267
1159 | 183.3771 | 90.5221 | 183.3771 | 90.5221
1160 | 180.5436 | 83.1677 | 180.5436 | 83.1677
1161 | 185.2586 | 75.6482 | 185.2586 | 75.6482
1162 | 177.4566 | 60.601 | 177.4566 | 60.601
1163 | 165.0397 | 49.0487 | 165.0397 | 49.0487
1164 | 153.818 | 48.1978 | 153.818 | 48.1978
1165 | 145.1983 | 46.5988 | 145.1983 | 46.5988
1166 | 140.1943 | 51.1401 | 140.1943 | 51.1401
1167 | 138.3307 | 59.0119 | 138.3307 | 59.0119
1168 | 138.1925 | 75.6731 | 138.1925 | 75.6731
1169 | 136.6304 | 114.5032 | 136.6304 | 114.5032
1170 | 136.9804 | 122.1092 | 136.9804 | 122.1092
1171 | 148.8118 | 126.4983 | 148.8118 | 126.4983
1172 | 167.9861 | 121.8739 | 167.9861 | 121.8739
1173 | 180.8104 | 118.6234 | 180.8104 | 118.6234
1174 | 192.0865 | 112.1585 | 192.0865 | 112.1585
1175 | 209.3015 | 110.8102 | 209.3015 | 110.8102
1176 | 208.9963 | 107.1521 | 208.9963 | 107.1521
1177 | 196.1638 | 103.5802 | 196.1638 | 103.5802
1178 | 192.6693 | 105.8011 | 192.6693 | 105.8011
1179 | 194.8312 | 104.6672 | 194.8312 | 104.6672
1180 | 195.4065 | 111.144 | 195.4065 | 111.144
1181 | 199.9656 | 117.5143 | 199.9656 | 117.5143
1182 | 198.2353 | 109.8821 | 198.2353 | 109.8821
1183 | 189.2324 | 100.3827 | 189.2324 | 100.3827
1184 | 188.1283 | 88.9571 | 188.1283 | 88.9571
1185 | 186.9907 | 77.6962 | 186.9907 | 77.6962
1186 | 178.4198 | 61.753 | 178.4198 | 61.753
1187 | 166.5669 | 50.5256 | 166.5669 | 50.5256
1188 | 154.3423 | 50.0045 | 154.3423 | 50.0045
1189 | 147.0792 | 48.6467 | 147.0792 | 48.6467
1190 | 142.2636 | 53.1536 | 142.2636 | 53.1536
1191 | 139.2011 | 59.9177 | 139.2011 | 59.9177
1192 | 138.9829 | 74.0781 | 138.9829 | 74.0781
1193 | 139.8575 | 110.7716 | 139.8575 | 110.7716
1194 | 139.9257 | 117.0189 | 139.9257 | 117.0189
1195 | 152.0201 | 119.4732 | 152.0201 | 119.4732
1196 | 170.6759 | 109.7586 | 170.6759 | 109.7586
1197 | 184.6825 | 104.0318 | 184.6825 | 104.0318
1198 | 195.5691 | 94.6968 | 195.5691 | 94.6968
1199 | 209.9291 | 89.9468 | 209.9291 | 89.9468
1200 | 209.84 | 84.8069 | 209.84 | 84.8069
1201 | 196.7191 | 79.6793 | 196.7191 | 79.6793
1202 | 194.4407 | 80.2362 | 194.4407 | 80.2362
1203 | 197.2616 | 78.2999 | 197.2616 | 78.2999
1204 | 197.572 | 83.9103 | 197.572 | 83.9103
1205 | 200.8459 | 89.0744 | 200.8459 | 89.0744
1206 | 197.3432 | 81.2059 | 197.3432 | 81.2059
1207 | 187.5391 | 71.8887 | 187.5391 | 71.8887
1208 | 185.1459 | 60.9111 | 185.1459 | 60.9111
1209 | 186.5466 | 47.0459 | 186.5466 | 47.0459
1210 | 179.1147 | 26.3669 | 179.1147 | 26.3669
1211 | 167.9144 | 12.5796 | 167.9144 | 12.5796
1212 | 155.9019 | 13.4812 | 155.9019 | 13.4812
1213 | 147.2204 | 15.9928 | 147.2204 | 15.9928
1214 | 142.3229 | 22.3753 | 142.3229 | 22.3753
1215 | 140.256 | 29.3511 | 140.256 | 29.3511
1216 | 140.4518 | 44.757 | 140.4518 | 44.757
1217 | 140.8498 | 83.9366 | 140.8498 | 83.9366
1218 | 140.5166 | 93.3248 | 140.5166 | 93.3248
1219 | 149.6774 | 100.0719 | 149.6774 | 100.0719
1220 | 165.9264 | 96.2894 | 165.9264 | 96.2894
1221 | 179.1046 | 96.3963 | 179.1046 | 96.3963
1222 | 188.106 | 93.1904 | 188.106 | 93.1904
1223 | 203.831 | 94.5055 | 203.831 | 94.5055
1224 | 205.5104 | 92.5064 | 205.5104 | 92.5064
1225 | 195.2508 | 91.0218 | 195.2508 | 91.0218
1226 | 193.1687 | 95.9601 | 193.1687 | 95.9601
1227 | 194.3648 | 97.2631 | 194.3648 | 97.2631
1228 | 196.0223 | 103.7448 | 196.0223 | 103.7448
1229 | 197.2897 | 108.1065 | 197.2897 | 108.1065
1230 | 195.5352 | 100.9469 | 195.5352 | 100.9469
1231 | 186.3326 | 92.5159 | 186.3326 | 92.5159
1232 | 184.5318 | 81.6367 | 184.5318 | 81.6367
1233 | 185.353 | 69.0958 | 185.353 | 69.0958
1234 | 177.9392 | 51.8382 | 177.9392 | 51.8382
1235 | 165.4711 | 40.0299 | 165.4711 | 40.0299
1236 | 155.7498 | 39.6122 | 155.7498 | 39.6122
1237 | 148.1703 | 40.0217 | 148.1703 | 40.0217
1238 | 143.6115 | 47.5907 | 143.6115 | 47.5907
1239 | 141.2343 | 59.1793 | 141.2343 | 59.1793
1240 | 141.2188 | 76.9974 | 141.2188 | 76.9974
1241 | 140.409 | 117.1271 | 140.409 | 117.1271
1242 | 138.6842 | 127.2783 | 138.6842 | 127.2783
1243 | 145.9913 | 133.6759 | 145.9913 | 133.6759
1244 | 160.1405 | 129.982 | 160.1405 | 129.982
1245 | 173.6274 | 127.2632 | 173.6274 | 127.2632
1246 | 183.7863 | 121.2364 | 183.7863 | 121.2364
1247 | 198.488 | 120.7103 | 198.488 | 120.7103
1248 | 196.1634 | 114.8467 | 196.1634 | 114.8467
1249 | 188.0824 | 103.4325 | 188.0824 | 103.4325
1250 | 186.9278 | 100.1791 | 186.9278 | 100.1791
1251 | 185.3068 | 90.558 | 185.3068 | 90.558
1252 | 187.6363 | 84.698 | 187.6363 | 84.698
1253 | 190.4523 | 81.8328 | 190.4523 | 81.8328
1254 | 186.5868 | 72.5661 | 186.5868 | 72.5661
1255 | 180.9842 | 67.8174 | 180.9842 | 67.8174
1256 | 183.136 | 63.1904 | 183.136 | 63.1904
1257 | 182.2152 | 58.0832 | 182.2152 | 58.0832
1258 | 174.96 | 45.5713 | 174.96 | 45.5713
1259 | 163.7371 | 36.5543 | 163.7371 | 36.5543
1260 | 153.5295 | 37.6824 | 153.5295 | 37.6824
1261 | 145.6347 | 37.6636 | 145.6347 | 37.6636
1262 | 141.7852 | 44.248 | 141.7852 | 44.248
1263 | 139.4465 | 56.1714 | 139.4465 | 56.1714
1264 | 140.0711 | 75.107 | 140.0711 | 75.107
1265 | 139.4741 | 115.1087 | 139.4741 | 115.1087
1266 | 137.9521 | 123.3695 | 137.9521 | 123.3695
1267 | 143.697 | 126.7838 | 143.697 | 126.7838
1268 | 158.637 | 119.7324 | 158.637 | 119.7324
1269 | 171.5712 | 114.3306 | 171.5712 | 114.3306
1270 | 182.3349 | 106.246 | 182.3349 | 106.246
1271 | 198.2977 | 105.2522 | 198.2977 | 105.2522
1272 | 197.636 | 101.5843 | 197.636 | 101.5843
1273 | 189.4357 | 95.0487 | 189.4357 | 95.0487
1274 | 185.4788 | 94.7244 | 185.4788 | 94.7244
1275 | 185.7843 | 87.9735 | 185.7843 | 87.9735
1276 | 187.3879 | 84.1909 | 187.3879 | 84.1909
1277 | 190.2033 | 82.4186 | 190.2033 | 82.4186
1278 | 186.3943 | 73.2209 | 186.3943 | 73.2209
1279 | 179.5669 | 65.8483 | 179.5669 | 65.8483
1280 | 180.9439 | 58.0706 | 180.9439 | 58.0706
1281 | 183.2749 | 49.8274 | 183.2749 | 49.8274
1282 | 175.1337 | 34.6029 | 175.1337 | 34.6029
1283 | 161.443 | 23.4544 | 161.443 | 23.4544
1284 | 151.1825 | 24.0901 | 151.1825 | 24.0901
1285 | 143.2614 | 25.312 | 143.2614 | 25.312
1286 | 139.0771 | 33.6735 | 139.0771 | 33.6735
1287 | 136.999 | 43.416 | 136.999 | 43.416
1288 | 137.6783 | 60.5351 | 137.6783 | 60.5351
1289 | 137.6432 | 100.4432 | 137.6432 | 100.4432
1290 | 137.4388 | 110.117 | 137.4388 | 110.117
1291 | 146.0388 | 116.3423 | 146.0388 | 116.3423
1292 | 162.186 | 112.3776 | 162.186 | 112.3776
1293 | 176.2452 | 110.9042 | 176.2452 | 110.9042
1294 | 187.5241 | 104.7691 | 187.5241 | 104.7691
1295 | 202.8523 | 104.1101 | 202.8523 | 104.1101
1296 | 203.3815 | 100.5505 | 203.3815 | 100.5505
1297 | 191.9732 | 94.5171 | 191.9732 | 94.5171
1298 | 187.9748 | 92.7996 | 187.9748 | 92.7996
1299 | 189.1097 | 86.6837 | 189.1097 | 86.6837
1300 | 189.4095 | 87.6173 | 189.4095 | 87.6173
1301 | 195.0785 | 86.8295 | 195.0785 | 86.8295
1302 | 192.0974 | 76.3617 | 192.0974 | 76.3617
1303 | 186.0868 | 68.0537 | 186.0868 | 68.0537
1304 | 186.7697 | 59.7099 | 186.7697 | 59.7099
1305 | 185.3604 | 51.3683 | 185.3604 | 51.3683
1306 | 175.9834 | 36.9216 | 175.9834 | 36.9216
1307 | 162.7332 | 26.9595 | 162.7332 | 26.9595
1308 | 151.238 | 28.1762 | 151.238 | 28.1762
1309 | 143.5415 | 29.5949 | 143.5415 | 29.5949
1310 | 139.2336 | 37.922 | 139.2336 | 37.922
1311 | 137.5482 | 47.6596 | 137.5482 | 47.6596
1312 | 138.3233 | 64.5423 | 138.3233 | 64.5423
1313 | 138.2355 | 101.482 | 138.2355 | 101.482
1314 | 139.6545 | 108.2709 | 139.6545 | 108.2709
1315 | 151.352 | 112.527 | 151.352 | 112.527
1316 | 172.7982 | 107.9814 | 172.7982 | 107.9814
1317 | 186.8593 | 104.7013 | 186.8593 | 104.7013
1318 | 198.8944 | 97.6604 | 198.8944 | 97.6604
1319 | 217.2413 | 95.9774 | 217.2413 | 95.9774
1320 | 213.3593 | 92.4572 | 213.3593 | 92.4572
1321 | 198.2456 | 87.3148 | 198.2456 | 87.3148
1322 | 197.5783 | 86.4194 | 197.5783 | 86.4194
1323 | 198.015 | 83.5576 | 198.015 | 83.5576
1324 | 197.3845 | 86.2536 | 197.3845 | 86.2536
1325 | 202.3505 | 88.336 | 202.3505 | 88.336
1326 | 198.7356 | 80.4232 | 198.7356 | 80.4232
1327 | 189.0518 | 74.7834 | 189.0518 | 74.7834
1328 | 193.1222 | 69.7281 | 193.1222 | 69.7281
1329 | 191.0146 | 63.5969 | 191.0146 | 63.5969
1330 | 179.969 | 48.5939 | 179.969 | 48.5939
1331 | 164.9089 | 36.8202 | 164.9089 | 36.8202
1332 | 152.7427 | 35.6295 | 152.7427 | 35.6295
1333 | 144.4301 | 34.2816 | 144.4301 | 34.2816
1334 | 140.5796 | 41.3976 | 140.5796 | 41.3976
1335 | 138.268 | 51.3518 | 138.268 | 51.3518
1336 | 139.1944 | 69.5096 | 139.1944 | 69.5096
1337 | 139.4878 | 110.043 | 139.4878 | 110.043
1338 | 140.7349 | 119.4312 | 140.7349 | 119.4312
1339 | 152.0128 | 125.2922 | 152.0128 | 125.2922
1340 | 173.9748 | 120.9632 | 173.9748 | 120.9632
1341 | 187.2599 | 116.6247 | 187.2599 | 116.6247
1342 | 198.6102 | 109.4706 | 198.6102 | 109.4706
1343 | 214.042 | 107.6448 | 214.042 | 107.6448
1344 | 210.5311 | 101.9683 | 210.5311 | 101.9683
1345 | 197.5391 | 93.0353 | 197.5391 | 93.0353
1346 | 194.5649 | 91.4605 | 194.5649 | 91.4605
1347 | 195.0553 | 85.8664 | 195.0553 | 85.8664
1348 | 196.3441 | 83.1374 | 196.3441 | 83.1374
1349 | 199.0735 | 80.6316 | 199.0735 | 80.6316
1350 | 196.9097 | 66.0285 | 196.9097 | 66.0285
1351 | 187.9694 | 58.1685 | 187.9694 | 58.1685
1352 | 190.2681 | 50.6369 | 190.2681 | 50.6369
1353 | 190.8181 | 42.9353 | 190.8181 | 42.9353
1354 | 179.79 | 28.0751 | 179.79 | 28.0751
1355 | 165.9569 | 17.5124 | 165.9569 | 17.5124
1356 | 155.4464 | 18.1629 | 155.4464 | 18.1629
1357 | 147.2726 | 19.5964 | 147.2726 | 19.5964
1358 | 142.5784 | 29.996 | 142.5784 | 29.996
1359 | 141.0885 | 40.1767 | 141.0885 | 40.1767
1360 | 141.1889 | 57.6502 | 141.1889 | 57.6502
1361 | 142.4088 | 96.8446 | 142.4088 | 96.8446
1362 | 142.9423 | 104.9922 | 142.9423 | 104.9922
1363 | 155.0479 | 108.5591 | 155.0479 | 108.5591
1364 | 176.1844 | 104.0676 | 176.1844 | 104.0676
1365 | 186.5454 | 99.5913 | 186.5454 | 99.5913
1366 | 195.3533 | 93.0033 | 195.3533 | 93.0033
1367 | 210.6329 | 94.4956 | 210.6329 | 94.4956
1368 | 206.4423 | 92.6935 | 206.4423 | 92.6935
1369 | 194.8404 | 86.6896 | 194.8404 | 86.6896
1370 | 193.9375 | 79.1581 | 193.9375 | 79.1581
1371 | 195.8787 | 73.0865 | 195.8787 | 73.0865
1372 | 195.5711 | 70.7611 | 195.5711 | 70.7611
1373 | 198.295 | 69.1611 | 198.295 | 69.1611
1374 | 195.2384 | 61.0071 | 195.2384 | 61.0071
1375 | 188.8559 | 54.363 | 188.8559 | 54.363
1376 | 192.3371 | 47.949 | 192.3371 | 47.949
1377 | 190.6243 | 41.5076 | 190.6243 | 41.5076
1378 | 180.9674 | 28.0653 | 180.9674 | 28.0653
1379 | 166.9751 | 18.5905 | 166.9751 | 18.5905
1380 | 155.9207 | 19.8909 | 155.9207 | 19.8909
1381 | 147.6587 | 22.1662 | 147.6587 | 22.1662
1382 | 143.2773 | 32.1031 | 143.2773 | 32.1031
1383 | 141.6555 | 42.5889 | 141.6555 | 42.5889
1384 | 142.0388 | 60.3381 | 142.0388 | 60.3381
1385 | 143.1282 | 101.2506 | 143.1282 | 101.2506
1386 | 143.1145 | 112.7163 | 143.1145 | 112.7163
1387 | 151.8049 | 121.3144 | 151.8049 | 121.3144
1388 | 170.0227 | 120.2395 | 170.0227 | 120.2395
1389 | 182.3137 | 118.8991 | 182.3137 | 118.8991
1390 | 192.0961 | 113.148 | 192.0961 | 113.148
1391 | 207.9852 | 113.1683 | 207.9852 | 113.1683
1392 | 205.3592 | 109.4315 | 205.3592 | 109.4315
1393 | 195.4969 | 101.4978 | 195.4969 | 101.4978
1394 | 195.3366 | 100.0511 | 195.3366 | 100.0511
1395 | 196.5503 | 97.9523 | 196.5503 | 97.9523
1396 | 199.3834 | 105.6303 | 199.3834 | 105.6303
1397 | 203.0106 | 115.2054 | 203.0106 | 115.2054
1398 | 200.1993 | 112.1368 | 200.1993 | 112.1368
1399 | 190.0887 | 107.5899 | 190.0887 | 107.5899
1400 | 189.8164 | 99.3593 | 189.8164 | 99.3593
1401 | 187.6271 | 88.9697 | 187.6271 | 88.9697
1402 | 179.3733 | 71.6826 | 179.3733 | 71.6826
1403 | 166.8343 | 59.3771 | 166.8343 | 59.3771
1404 | 156.3346 | 58.3883 | 156.3346 | 58.3883
1405 | 148.8595 | 57.0699 | 148.8595 | 57.0699
1406 | 144.5215 | 64.304 | 144.5215 | 64.304
1407 | 142.123 | 72.8355 | 142.123 | 72.8355
1408 | 142.0722 | 88.2463 | 142.0722 | 88.2463
1409 | 144.5296 | 124.5558 | 144.5296 | 124.5558
1410 | 142.9022 | 130.8278 | 142.9022 | 130.8278
1411 | 149.2771 | 134.4587 | 149.2771 | 134.4587
1412 | 163.0547 | 128.7316 | 163.0547 | 128.7316
1413 | 176.6558 | 124.5506 | 176.6558 | 124.5506
1414 | 188.2383 | 117.2488 | 188.2383 | 117.2488
1415 | 202.6834 | 115.9843 | 202.6834 | 115.9843
1416 | 199.21 | 113.2024 | 199.21 | 113.2024
1417 | 190.044 | 108.2669 | 190.044 | 108.2669
1418 | 186.7075 | 110.4188 | 186.7075 | 110.4188
1419 | 188.2245 | 111.2295 | 188.2245 | 111.2295
1420 | 189.2954 | 118.9666 | 189.2954 | 118.9666
1421 | 193.0215 | 125.0562 | 193.0215 | 125.0562
1422 | 189.1523 | 117.8671 | 189.1523 | 117.8671
1423 | 184.0272 | 108.0871 | 184.0272 | 108.0871
1424 | 186.487 | 98.3304 | 186.487 | 98.3304
1425 | 185.6626 | 88.8417 | 185.6626 | 88.8417
1426 | 177.7808 | 72.7213 | 177.7808 | 72.7213
1427 | 166.4481 | 61.7204 | 166.4481 | 61.7204
1428 | 156.3282 | 61.8688 | 156.3282 | 61.8688
1429 | 149.6126 | 62.2587 | 149.6126 | 62.2587
1430 | 145.5286 | 68.7741 | 145.5286 | 68.7741
1431 | 143.0398 | 75.8681 | 143.0398 | 75.8681
1432 | 143.4747 | 92.9379 | 143.4747 | 92.9379
1433 | 144.2302 | 133.2448 | 144.2302 | 133.2448
1434 | 142.0746 | 142.2047 | 142.0746 | 142.2047
1435 | 148.3832 | 148.2528 | 148.3832 | 148.2528
1436 | 161.2147 | 144.5786 | 161.2147 | 144.5786
1437 | 173.556 | 141.7366 | 173.556 | 141.7366
1438 | 186.7514 | 135.2619 | 186.7514 | 135.2619
1439 | 201.7436 | 134.0958 | 201.7436 | 134.0958
1440 | 198.8005 | 130.5509 | 198.8005 | 130.5509
1441 | 189.0471 | 122.3957 | 189.0471 | 122.3957
1442 | 188.0073 | 114.5196 | 188.0073 | 114.5196
1443 | 188.9967 | 105.9324 | 188.9967 | 105.9324
1444 | 189.0792 | 108.4463 | 189.0792 | 108.4463
1445 | 192.2921 | 113.315 | 192.2921 | 113.315
1446 | 189.4596 | 107.0071 | 189.4596 | 107.0071
1447 | 185.4348 | 101.3575 | 185.4348 | 101.3575
1448 | 189.283 | 94.8007 | 189.283 | 94.8007
1449 | 187.8834 | 87.1384 | 187.8834 | 87.1384
1450 | 177.9537 | 71.5989 | 177.9537 | 71.5989
1451 | 167.0762 | 60.0515 | 167.0762 | 60.0515
1452 | 157.0552 | 204.1012 | 157.0552 | 204.1012
1453 | 149.5146 | 213.6667 | 149.5146 | 213.6667
1454 | 144.2801 | 239.8539 | 144.2801 | 239.8539
1455 | 142.4218 | 267.1543 | 142.4218 | 267.1543
1456 | 143.0121 | 294.7013 | 143.0121 | 294.7013
1457 | 143.6725 | 345.8942 | 143.6725 | 345.8942
1458 | 142.7255 | 367.7376 | 142.7255 | 367.7376
1459 | 149.4482 | 384.321 | 149.4482 | 384.321
1460 | 162.3827 | 391.2102 | 162.3827 | 391.2102
1461 | 175.2401 | 397.4767 | 175.2401 | 397.4767
1462 | 187.3353 | 396.5128 | 187.3353 | 396.5128
1463 | 202.27 | 396.0493 | 202.27 | 396.0493
1464 | 199.5511 | 394.1533 | 199.5511 | 394.1533
1465 | 190.1765 | 366.2386 | 190.1765 | 366.2386
1466 | 186.9166 | 330.3078 | 186.9166 | 330.3078
1467 | 187.3685 | 301.6535 | 187.3685 | 301.6535
1468 | 189.566 | 271.3738 | 189.566 | 271.3738
1469 | 193.5059 | 260.6334 | 193.5059 | 260.6334
1470 | 190.9711 | 249.0405 | 190.9711 | 249.0405
1471 | 188.9636 | 244.2412 | 188.9636 | 244.2412
1472 | 191.0368 | 241.3237 | 191.0368 | 241.3237
1473 | 187.9854 | 238.6627 | 187.9854 | 238.6627
1474 | 178.1928 | 229.5433 | 178.1928 | 229.5433
1475 | 166.3191 | 219.8217 | 166.3191 | 219.8217
1476 | 156.5027 | 224.4297 | 156.5027 | 224.4297
1477 | 148.6896 | 232.0727 | 148.6896 | 232.0727
1478 | 144.6464 | 250.5702 | 144.6464 | 250.5702
1479 | 142.2027 | 264.9844 | 142.2027 | 264.9844
1480 | 142.9667 | 281.4916 | 142.9667 | 281.4916
1481 | 144.8979 | 323.2626 | 144.8979 | 323.2626
1482 | 144.4159 | 335.3795 | 144.4159 | 335.3795
1483 | 154.9704 | 345.0726 | 154.9704 | 345.0726
1484 | 173.6903 | 349.0687 | 173.6903 | 349.0687
1485 | 187.2258 | 356.953 | 187.2258 | 356.953
1486 | 198.6823 | 360.1386 | 198.6823 | 360.1386
1487 | 216.141 | 364.11 | 216.141 | 364.11
1488 | 212.9717 | 368.6856 | 212.9717 | 368.6856
1489 | 198.0758 | 351.411 | 198.0758 | 351.411
1490 | 195.7141 | 318.6589 | 195.7141 | 318.6589
1491 | 197.6165 | 289.7952 | 197.6165 | 289.7952
1492 | 199.7812 | 261.7996 | 199.7812 | 261.7996
1493 | 202.8458 | 244.7779 | 202.8458 | 244.7779
1494 | 198.9753 | 221.2126 | 198.9753 | 221.2126
1495 | 193.6945 | 205.5258 | 193.6945 | 205.5258
1496 | 195.8465 | 193.7954 | 195.8465 | 193.7954
1497 | 192.2837 | 183.9586 | 192.2837 | 183.9586
1498 | 181.9573 | 169.5287 | 181.9573 | 169.5287
1499 | 167.4958 | 159.7309 | 167.4958 | 159.7309
1500 | 156.7883 | 167.2131 | 156.7883 | 167.2131
1501 | 148.5202 | 179.7669 | 148.5202 | 179.7669
1502 | 144.7283 | 200.4343 | 144.7283 | 200.4343
1503 | 142.7065 | 220.9395 | 142.7065 | 220.9395
1504 | 143.6817 | 242.7381 | 143.6817 | 242.7381
1505 | 145.2159 | 286.4887 | 145.2159 | 286.4887
1506 | 146.6698 | 300.4519 | 146.6698 | 300.4519
1507 | 158.4804 | 309.9546 | 158.4804 | 309.9546
1508 | 181.1762 | 309.8012 | 181.1762 | 309.8012
1509 | 194.0117 | 312.2038 | 194.0117 | 312.2038
1510 | 204.6317 | 307.5663 | 204.6317 | 307.5663
1511 | 221.6398 | 303.1056 | 221.6398 | 303.1056
1512 | 215.261 | 299.6679 | 215.261 | 299.6679
1513 | 201.5897 | 283.4972 | 201.5897 | 283.4972
1514 | 200.7104 | 264.8494 | 200.7104 | 264.8494
1515 | 201.8924 | 250.6611 | 201.8924 | 250.6611
1516 | 204.0111 | 251.6354 | 204.0111 | 251.6354
1517 | 207.5604 | 255.3229 | 207.5604 | 255.3229
1518 | 205.6324 | 248.3933 | 205.6324 | 248.3933
1519 | 201.2 | 243.2324 | 201.2 | 243.2324
1520 | 201.2739 | 236.9077 | 201.2739 | 236.9077
1521 | 196.3152 | 231.2013 | 196.3152 | 231.2013
1522 | 184.2099 | 219.4362 | 184.2099 | 219.4362
1523 | 169.5019 | 208.1538 | 169.5019 | 208.1538
1524 | 157.1108 | 212.7617 | 157.1108 | 212.7617
1525 | 148.9587 | 217.169 | 148.9587 | 217.169
1526 | 144.8327 | 224.3602 | 144.8327 | 224.3602
1527 | 142.5397 | 237.0804 | 142.5397 | 237.0804
1528 | 143.6711 | 254.6725 | 143.6711 | 254.6725
1529 | 146.7222 | 295.1873 | 146.7222 | 295.1873
1530 | 149.1614 | 303.5735 | 149.1614 | 303.5735
1531 | 161.3669 | 305.8242 | 161.3669 | 305.8242
1532 | 185.7121 | 299.4657 | 185.7121 | 299.4657
1533 | 201.5479 | 295.3395 | 201.5479 | 295.3395
1534 | 210.6573 | 284.8015 | 210.6573 | 284.8015
1535 | 228.8405 | 276.4959 | 228.8405 | 276.4959
1536 | 222.4652 | 272.392 | 222.4652 | 272.392
1537 | 208.5729 | 266.119 | 208.5729 | 266.119
1538 | 205.9036 | 257.6164 | 205.9036 | 257.6164
1539 | 208.3676 | 243.371 | 208.3676 | 243.371
1540 | 210.0557 | 235.0757 | 210.0557 | 235.0757
1541 | 211.3194 | 225.858 | 211.3194 | 225.858
1542 | 208.844 | 205.6427 | 208.844 | 205.6427
1543 | 202.8501 | 189.9178 | 202.8501 | 189.9178
1544 | 203.3758 | 175.8272 | 203.3758 | 175.8272
1545 | 197.1332 | 163.2495 | 197.1332 | 163.2495
1546 | 187.8535 | 146.8591 | 187.8535 | 146.8591
1547 | 173.4118 | 134.0539 | 173.4118 | 134.0539
1548 | 162.6652 | 140.9079 | 162.6652 | 140.9079
1549 | 154.5578 | 152.3387 | 154.5578 | 152.3387
1550 | 149.6111 | 167.391 | 149.6111 | 167.391
1551 | 147.4693 | 181.672 | 147.4693 | 181.672
1552 | 148.3025 | 199.8161 | 148.3025 | 199.8161
1553 | 150.4479 | 241.1684 | 150.4479 | 241.1684
1554 | 151.2593 | 253.2853 | 151.2593 | 253.2853
1555 | 160.7479 | 260.8846 | 160.7479 | 260.8846
1556 | 179.0892 | 259.5702 | 179.0892 | 259.5702
1557 | 193.4648 | 257.3474 | 193.4648 | 257.3474
1558 | 202.5467 | 251.0159 | 202.5467 | 251.0159
1559 | 218.5438 | 255.5964 | 218.5438 | 255.5964
1560 | 216.471 | 258.1925 | 216.471 | 258.1925
1561 | 204.2654 | 253.823 | 204.2654 | 253.823
1562 | 202.121 | 247.9851 | 202.121 | 247.9851
1563 | 203.4383 | 238.7457 | 203.4383 | 238.7457
1564 | 203.9862 | 235.3422 | 203.9862 | 235.3422
1565 | 205.8013 | 230.7879 | 205.8013 | 230.7879
1566 | 204.2217 | 214.76 | 204.2217 | 214.76
1567 | 199.294 | 198.3689 | 199.294 | 198.3689
1568 | 200.6517 | 181.0616 | 200.6517 | 181.0616
1569 | 194.6621 | 166.5233 | 194.6621 | 166.5233
1570 | 185.9379 | 152.95 | 185.9379 | 152.95
1571 | 174.1683 | 142.3908 | 174.1683 | 142.3908
1572 | 163.4819 | 149.3781 | 163.4819 | 149.3781
1573 | 155.1661 | 162.1413 | 155.1661 | 162.1413
1574 | 150.822 | 184.3694 | 150.822 | 184.3694
1575 | 147.6849 | 200.592 | 147.6849 | 200.592
1576 | 148.1955 | 218.3554 | 148.1955 | 218.3554
1577 | 150.1219 | 257.652 | 150.1219 | 257.652
1578 | 148.5145 | 269.255 | 148.5145 | 269.255
1579 | 156.191 | 273.923 | 156.191 | 273.923
1580 | 171.3051 | 270.61 | 171.3051 | 270.61
1581 | 185.1261 | 273.4313 | 185.1261 | 273.4313
1582 | 194.0624 | 273.5904 | 194.0624 | 273.5904
1583 | 206.9603 | 271.5851 | 206.9603 | 271.5851
1584 | 203.5159 | 272.411 | 203.5159 | 272.411
1585 | 196.1913 | 262.3503 | 196.1913 | 262.3503
1586 | 192.2569 | 235.9175 | 192.2569 | 235.9175
1587 | 192.7348 | 219.5593 | 192.7348 | 219.5593
1588 | 193.8514 | 210.5598 | 193.8514 | 210.5598
1589 | 197.5185 | 208.556 | 197.5185 | 208.556
1590 | 194.3727 | 203.2063 | 194.3727 | 203.2063
1591 | 192.0861 | 198.7496 | 192.0861 | 198.7496
1592 | 196.7848 | 186.9622 | 196.7848 | 186.9622
1593 | 193.5192 | 174.3844 | 193.5192 | 174.3844
1594 | 183.3518 | 155.9574 | 183.3518 | 155.9574
1595 | 171.237 | 140.7729 | 171.237 | 140.7729
1596 | 161.2232 | 145.7235 | 161.2232 | 145.7235
1597 | 154.548 | 161.5703 | 154.548 | 161.5703
1598 | 149.9578 | 192.1163 | 149.9578 | 192.1163
1599 | 148.477 | 216.0477 | 148.477 | 216.0477
1600 | 148.6609 | 242.4145 | 148.6609 | 242.4145
1601 | 150.6813 | 293.8358 | 150.6813 | 293.8358
1602 | 149.1044 | 314.6894 | 149.1044 | 314.6894
1603 | 154.9494 | 333.005 | 154.9494 | 333.005
1604 | 166.7472 | 335.897 | 166.7472 | 335.897
1605 | 178.9409 | 332.951 | 178.9409 | 332.951
1606 | 189.9454 | 324.3164 | 189.9454 | 324.3164
1607 | 204.813 | 321.3403 | 204.813 | 321.3403
1608 | 202.0172 | 322.8134 | 202.0172 | 322.8134
1609 | 193.6699 | 322.4981 | 193.6699 | 322.4981
1610 | 191.1363 | 314.7949 | 191.1363 | 314.7949
1611 | 192.2947 | 301.4822 | 192.2947 | 301.4822
1612 | 195.0757 | 287.3625 | 195.0757 | 287.3625
1613 | 199.3994 | 269.7317 | 199.3994 | 269.7317
1614 | 194.7217 | 250.3158 | 194.7217 | 250.3158
1615 | 193.0704 | 232.8969 | 193.0704 | 232.8969
1616 | 198.0713 | 212.6963 | 198.0713 | 212.6963
1617 | 193.2097 | 186.5092 | 193.2097 | 186.5092
1618 | 184.5476 | 156.871 | 184.5476 | 156.871
1619 | 171.2582 | 139.5167 | 171.2582 | 139.5167
1620 | 159.6958 | 144.6005 | 159.6958 | 144.6005
1621 | 153.4395 | 165.1487 | 153.4395 | 165.1487
1622 | 148.962 | 203.2703 | 148.962 | 203.2703
1623 | 147.3686 | 232.8168 | 147.3686 | 232.8168
1624 | 148.1492 | 261.7151 | 148.1492 | 261.7151
1625 | 150.7526 | 311.766 | 150.7526 | 311.766
1626 | 150.8058 | 330.5068 | 150.8058 | 330.5068
1627 | 161.6651 | 344.5967 | 161.6651 | 344.5967
1628 | 178.6142 | 349.6778 | 178.6142 | 349.6778
1629 | 188.7421 | 355.6587 | 188.7421 | 355.6587
1630 | 199.7968 | 354.5235 | 199.7968 | 354.5235
1631 | 215.5778 | 356.0966 | 215.5778 | 356.0966
1632 | 212.1802 | 349.8418 | 212.1802 | 349.8418
1633 | 198.5394 | 324.5348 | 198.5394 | 324.5348
1634 | 196.8741 | 296.9409 | 196.8741 | 296.9409
1635 | 197.0796 | 271.0085 | 197.0796 | 271.0085
1636 | 199.9559 | 244.6689 | 199.9559 | 244.6689
1637 | 204.711 | 215.6938 | 204.711 | 215.6938
1638 | 201.6793 | 186.1327 | 201.6793 | 186.1327
1639 | 200.42 | 168.828 | 200.42 | 168.828
1640 | 201.9833 | 152.853 | 201.9833 | 152.853
1641 | 195.0602 | 138.7335 | 195.0602 | 138.7335
1642 | 185.9343 | 122.9332 | 185.9343 | 122.9332
1643 | 171.2426 | 112.374 | 171.2426 | 112.374
1644 | 159.2085 | 122.8445 | 159.2085 | 122.8445
1645 | 152.4477 | 155.7268 | 152.4477 | 155.7268
1646 | 148.0059 | 207.0201 | 148.0059 | 207.0201
1647 | 146.4294 | 229.7903 | 146.4294 | 229.7903
1648 | 147.992 | 256.0049 | 147.992 | 256.0049
1649 | 152.2069 | 309.7864 | 152.2069 | 309.7864
1650 | 153.6112 | 331.744 | 153.6112 | 331.744
1651 | 166.0614 | 347.2425 | 166.0614 | 347.2425
1652 | 188.9142 | 350.7817 | 188.9142 | 350.7817
1653 | 202.0502 | 343.6482 | 202.0502 | 343.6482
1654 | 213.6358 | 327.4189 | 213.6358 | 327.4189
1655 | 229.6231 | 314.8687 | 229.6231 | 314.8687
1656 | 223.3326 | 313.3724 | 223.3326 | 313.3724
1657 | 206.8131 | 306.9853 | 206.8131 | 306.9853
1658 | 204.852 | 292.4679 | 204.852 | 292.4679
1659 | 207.04 | 269.2955 | 207.04 | 269.2955
1660 | 207.1811 | 245.6016 | 207.1811 | 245.6016
1661 | 211.931 | 214.5517 | 211.931 | 214.5517
1662 | 209.9551 | 168.2787 | 209.9551 | 168.2787
1663 | 206.5957 | 128.8753 | 206.5957 | 128.8753
1664 | 206.8868 | 108.3703 | 206.8868 | 108.3703
1665 | 200.2297 | 93.8891 | 200.2297 | 93.8891
1666 | 189.6293 | 78.6027 | 189.6293 | 78.6027
1667 | 174.0176 | 69.3188 | 174.0176 | 69.3188
1668 | 161.5821 | 83.4629 | 161.5821 | 83.4629
1669 | 154.5798 | 122.4171 | 154.5798 | 122.4171
1670 | 150.3183 | 172.0544 | 150.3183 | 172.0544
1671 | 149.2432 | 196.4996 | 149.2432 | 196.4996
1672 | 149.9427 | 225.95 | 149.9427 | 225.95
1673 | 153.3375 | 281.6921 | 153.3375 | 281.6921
1674 | 154.3264 | 305.7244 | 154.3264 | 305.7244
1675 | 166.5737 | 323.4498 | 166.5737 | 323.4498
1676 | 189.0215 | 331.5763 | 189.0215 | 331.5763
1677 | 202.3181 | 339.3465 | 202.3181 | 339.3465
1678 | 210.3619 | 340.4764 | 210.3619 | 340.4764
1679 | 228.3238 | 342.0685 | 228.3238 | 342.0685
1680 | 220.4048 | 345.1214 | 220.4048 | 345.1214
1681 | 206.9726 | 335.0036 | 206.9726 | 335.0036
1682 | 207.9776 | 294.7139 | 207.9776 | 294.7139
1683 | 210.9124 | 264.6892 | 210.9124 | 264.6892
1684 | 211.2263 | 233.001 | 211.2263 | 233.001
1685 | 213.4937 | 190.5116 | 213.4937 | 190.5116
1686 | 211.3388 | 149.4539 | 211.3388 | 149.4539
1687 | 208.7504 | 131.3498 | 208.7504 | 131.3498
1688 | 209.8592 | 116.2885 | 209.8592 | 116.2885
1689 | 201.9481 | 102.4544 | 201.9481 | 102.4544
1690 | 190.4193 | 87.5868 | 190.4193 | 87.5868
1691 | 175.4396 | 78.9501 | 175.4396 | 78.9501
1692 | 163.505 | 94.0078 | 163.505 | 94.0078
1693 | 155.9756 | 131.325 | 155.9756 | 131.325
1694 | 151.7793 | 177.2316 | 151.7793 | 177.2316
1695 | 150.608 | 200.8965 | 150.608 | 200.8965
1696 | 151.8425 | 228.3863 | 151.8425 | 228.3863
1697 | 155.6486 | 280.55 | 155.6486 | 280.55
1698 | 158.2577 | 299.8238 | 158.2577 | 299.8238
1699 | 170.3639 | 312.3339 | 170.3639 | 312.3339
1700 | 191.632 | 315.5305 | 191.632 | 315.5305
1701 | 206.2469 | 319.3797 | 206.2469 | 319.3797
1702 | 215.241 | 315.5607 | 215.241 | 315.5607
1703 | 229.753 | 314.5451 | 229.753 | 314.5451
1704 | 222.8539 | 314.0577 | 222.8539 | 314.0577
1705 | 209.5637 | 305.9384 | 209.5637 | 305.9384
1706 | 207.2355 | 276.4221 | 207.2355 | 276.4221
1707 | 208.3667 | 244.3227 | 208.3667 | 244.3227
1708 | 208.159 | 212.6155 | 208.159 | 212.6155
1709 | 211.4071 | 181.4704 | 211.4071 | 181.4704
1710 | 209.4697 | 148.8258 | 209.4697 | 148.8258
1711 | 210.0924 | 129.4273 | 210.0924 | 129.4273
1712 | 209.1176 | 112.1771 | 209.1176 | 112.1771
1713 | 201.1517 | 96.2303 | 201.1517 | 96.2303
1714 | 191.6734 | 78.4504 | 191.6734 | 78.4504
1715 | 177.952 | 66.7492 | 177.952 | 66.7492
1716 | 166.2699 | 77.6955 | 166.2699 | 77.6955
1717 | 158.2024 | 107.4562 | 158.2024 | 107.4562
1718 | 153.3426 | 144.4929 | 153.3426 | 144.4929
1719 | 151.8912 | 164.332 | 151.8912 | 164.332
1720 | 153.3519 | 187.7104 | 153.3519 | 187.7104
1721 | 156.9951 | 235.0775 | 156.9951 | 235.0775
1722 | 158.1794 | 253.685 | 158.1794 | 253.685
1723 | 169.3962 | 268.2318 | 169.3962 | 268.2318
1724 | 187.1055 | 272.9321 | 187.1055 | 272.9321
1725 | 199.1715 | 278.7799 | 199.1715 | 278.7799
1726 | 207.951 | 275.3606 | 207.951 | 275.3606
1727 | 225.59 | 270.976 | 225.59 | 270.976
1728 | 219.9946 | 268.1664 | 219.9946 | 268.1664
1729 | 208.1099 | 261.056 | 208.1099 | 261.056
1730 | 205.635 | 240.7522 | 205.635 | 240.7522
1731 | 205.3005 | 219.94 | 205.3005 | 219.94
1732 | 205.6667 | 200.3384 | 205.6667 | 200.3384
1733 | 211.2267 | 180.5377 | 211.2267 | 180.5377
1734 | 208.958 | 143.363 | 208.958 | 143.363
1735 | 210.0385 | 111.4972 | 210.0385 | 111.4972
1736 | 208.2496 | 88.156 | 208.2496 | 88.156
1737 | 200.2755 | 69.8299 | 200.2755 | 69.8299
1738 | 191.2509 | 50.7177 | 191.2509 | 50.7177
1739 | 178.2624 | 36.9798 | 178.2624 | 36.9798
1740 | 167.7752 | 46.0037 | 167.7752 | 46.0037
1741 | 160.1473 | 81.0749 | 160.1473 | 81.0749
1742 | 155.3662 | 122.8892 | 155.3662 | 122.8892
1743 | 153.7066 | 144.7839 | 153.7066 | 144.7839
1744 | 154.2233 | 169.3615 | 154.2233 | 169.3615
1745 | 157.8706 | 219.3172 | 157.8706 | 219.3172
1746 | 157.871 | 238.7242 | 157.871 | 238.7242
1747 | 162.483 | 256.088 | 162.483 | 256.088
1748 | 177.8008 | 262.6727 | 177.8008 | 262.6727
1749 | 191.2091 | 260.7545 | 191.2091 | 260.7545
1750 | 200.0778 | 250.5972 | 200.0778 | 250.5972
1751 | 217.157 | 243.2433 | 217.157 | 243.2433
1752 | 215.4033 | 241.6899 | 215.4033 | 241.6899
1753 | 204.9309 | 238.196 | 204.9309 | 238.196
1754 | 202.0467 | 225.4297 | 202.0467 | 225.4297
1755 | 202.2702 | 211.4508 | 202.2702 | 211.4508
1756 | 203.541 | 203.8026 | 203.541 | 203.8026
1757 | 208.0697 | 197.402 | 208.0697 | 197.402
1758 | 205.4053 | 177.6054 | 205.4053 | 177.6054
1759 | 205.7004 | 152.8203 | 205.7004 | 152.8203
1760 | 204.5091 | 127.0047 | 204.5091 | 127.0047
1761 | 198.4466 | 99.6184 | 198.4466 | 99.6184
1762 | 188.5982 | 66.3257 | 188.5982 | 66.3257
1763 | 176.6672 | 43.8892 | 176.6672 | 43.8892
1764 | 164.7278 | 52.7608 | 164.7278 | 52.7608
1765 | 157.707 | 89.4499 | 157.707 | 89.4499
1766 | 153.4415 | 119.8247 | 153.4415 | 119.8247
1767 | 152.2081 | 137.6651 | 152.2081 | 137.6651
1768 | 152.1799 | 165.9354 | 152.1799 | 165.9354
1769 | 154.8235 | 219.8692 | 154.8235 | 219.8692
1770 | 156.0816 | 240.5896 | 156.0816 | 240.5896
1771 | 163.3275 | 249.5974 | 163.3275 | 249.5974
1772 | 176.8064 | 246.3795 | 176.8064 | 246.3795
1773 | 189.5537 | 244.6326 | 189.5537 | 244.6326
1774 | 201.8849 | 240.2426 | 201.8849 | 240.2426
1775 | 216.5583 | 236.6765 | 216.5583 | 236.6765
1776 | 214.5855 | 237.0265 | 214.5855 | 237.0265
1777 | 204.9664 | 232.6761 | 204.9664 | 232.6761
1778 | 203.5995 | 213.324 | 203.5995 | 213.324
1779 | 205.977 | 201.2865 | 205.977 | 201.2865
1780 | 208.9544 | 194.4569 | 208.9544 | 194.4569
1781 | 210.6935 | 182.7838 | 210.6935 | 182.7838
1782 | 208.7144 | 160.3605 | 208.7144 | 160.3605
1783 | 208.8229 | 148.6328 | 208.8229 | 148.6328
1784 | 205.6554 | 141.0519 | 205.6554 | 141.0519
1785 | 198.5018 | 134.6031 | 198.5018 | 134.6031
1786 | 188.4223 | 125.2744 | 188.4223 | 125.2744
1787 | 174.9527 | 120.1971 | 174.9527 | 120.1971
1788 | 164.5022 | 131.0672 | 164.5022 | 131.0672
1789 | 157.7661 | 144.3063 | 157.7661 | 144.3063
1790 | 152.6334 | 162.0424 | 152.6334 | 162.0424
1791 | 150.4994 | 187.9914 | 150.4994 | 187.9914
1792 | 152.0716 | 221.3628 | 152.0716 | 221.3628
1793 | 155.0371 | 272.8793 | 155.0371 | 272.8793
1794 | 157.6194 | 287.8132 | 157.6194 | 287.8132
1795 | 166.7534 | 294.8986 | 166.7534 | 294.8986
1796 | 183.9576 | 295.1259 | 183.9576 | 295.1259
1797 | 194.6892 | 295.8154 | 194.6892 | 295.8154
1798 | 205.8937 | 292.7768 | 205.8937 | 292.7768
1799 | 222.53 | 292.2181 | 222.53 | 292.2181
1800 | 217.8983 | 294.3573 | 217.8983 | 294.3573
1801 | 208.9523 | 293.8708 | 208.9523 | 293.8708
1802 | 205.7301 | 293.5909 | 205.7301 | 293.5909
1803 | 208.6336 | 291.6415 | 208.6336 | 291.6415
1804 | 208.3573 | 297.5457 | 208.3573 | 297.5457
1805 | 212.2546 | 301.119 | 212.2546 | 301.119
1806 | 212.4174 | 287.9463 | 212.4174 | 287.9463
1807 | 213.2049 | 272.6972 | 213.2049 | 272.6972
1808 | 210.7374 | 257.3123 | 210.7374 | 257.3123
1809 | 203.1153 | 246.657 | 203.1153 | 246.657
1810 | 192.7436 | 230.7235 | 192.7436 | 230.7235
1811 | 177.2815 | 218.4893 | 177.2815 | 218.4893
1812 | 165.8915 | 224.5819 | 165.8915 | 224.5819
1813 | 158.3673 | 240.7522 | 158.3673 | 240.7522
1814 | 153.3266 | 262.3332 | 153.3266 | 262.3332
1815 | 152.4868 | 271.7987 | 152.4868 | 271.7987
1816 | 153.6825 | 288.5532 | 153.6825 | 288.5532
1817 | 157.4713 | 330.9714 | 157.4713 | 330.9714
1818 | 160.2482 | 349.6932 | 160.2482 | 349.6932
1819 | 174.4637 | 369.3411 | 174.4637 | 369.3411
1820 | 196.1516 | 381.7693 | 196.1516 | 381.7693
1821 | 209.6737 | 390.8338 | 209.6737 | 390.8338
1822 | 219.6044 | 390.0793 | 219.6044 | 390.0793
1823 | 236.3237 | 384.5527 | 236.3237 | 384.5527
1824 | 230.6517 | 372.5115 | 230.6517 | 372.5115
1825 | 216.5904 | 357.4067 | 216.5904 | 357.4067
1826 | 214.4779 | 343.0226 | 214.4779 | 343.0226
1827 | 217.4947 | 327.9016 | 217.4947 | 327.9016
1828 | 218.5435 | 308.1858 | 218.5435 | 308.1858
1829 | 223.7995 | 289.5462 | 223.7995 | 289.5462
1830 | 222.3307 | 270.2445 | 222.3307 | 270.2445
1831 | 220.3289 | 257.5651 | 220.3289 | 257.5651
1832 | 217.8731 | 247.662 | 217.8731 | 247.662
1833 | 208.1125 | 241.6701 | 208.1125 | 241.6701
1834 | 194.2675 | 229.924 | 194.2675 | 229.924
1835 | 178.4704 | 220.0311 | 178.4704 | 220.0311
1836 | 167.4785 | 232.1765 | 167.4785 | 232.1765
1837 | 159.3018 | 246.5767 | 159.3018 | 246.5767
1838 | 154.7881 | 254.7767 | 154.7881 | 254.7767
1839 | 152.13 | 264.2611 | 152.13 | 264.2611
1840 | 154.004 | 284.7464 | 154.004 | 284.7464
1841 | 157.9448 | 331.0095 | 157.9448 | 331.0095
1842 | 161.3145 | 348.2466 | 161.3145 | 348.2466
1843 | 174.3502 | 359.4624 | 174.3502 | 359.4624
1844 | 196.3318 | 360.394 | 196.3318 | 360.394
1845 | 208.8928 | 358.8945 | 208.8928 | 358.8945
1846 | 218.5211 | 350.8309 | 218.5211 | 350.8309
1847 | 234.4153 | 347.4361 | 234.4153 | 347.4361
1848 | 230.1522 | 347.5577 | 230.1522 | 347.5577
1849 | 215.6499 | 346.386 | 215.6499 | 346.386
1850 | 213.7881 | 339.7487 | 213.7881 | 339.7487
1851 | 215.2304 | 333.5357 | 215.2304 | 333.5357
1852 | 216.1368 | 338.0694 | 216.1368 | 338.0694
1853 | 220.3896 | 341.9091 | 220.3896 | 341.9091
1854 | 221.252 | 333.3046 | 221.252 | 333.3046
1855 | 222.0139 | 323.7087 | 222.0139 | 323.7087
1856 | 217.5718 | 307.9812 | 217.5718 | 307.9812
1857 | 208.5454 | 300.181 | 208.5454 | 300.181
1858 | 196.6475 | 291.3091 | 196.6475 | 291.3091
1859 | 182.0607 | 284.8804 | 182.0607 | 284.8804
1860 | 169.216 | 291.1633 | 169.216 | 291.1633
1861 | 161.6616 | 296.408 | 161.6616 | 296.408
1862 | 157.6431 | 303.5231 | 157.6431 | 303.5231
1863 | 156.0557 | 314.397 | 156.0557 | 314.397
1864 | 156.8033 | 333.1883 | 156.8033 | 333.1883
1865 | 160.0026 | 375.359 | 160.0026 | 375.359
1866 | 164.0195 | 387.5331 | 164.0195 | 387.5331
1867 | 177.1084 | 394.3329 | 177.1084 | 394.3329
1868 | 198.3473 | 392.752 | 198.3473 | 392.752
1869 | 210.4129 | 392.642 | 210.4129 | 392.642
1870 | 220.7156 | 387.5097 | 220.7156 | 387.5097
1871 | 234.7251 | 385.6186 | 234.7251 | 385.6186
1872 | 230.5659 | 387.4152 | 230.5659 | 387.4152
1873 | 216.1178 | 387.2523 | 216.1178 | 387.2523
1874 | 214.8608 | 378.426 | 214.8608 | 378.426
1875 | 217.8292 | 366.7502 | 217.8292 | 366.7502
1876 | 216.9701 | 358.2456 | 216.9701 | 358.2456
1877 | 221.0616 | 346.7248 | 221.0616 | 346.7248
1878 | 219.8284 | 319.7142 | 219.8284 | 319.7142
1879 | 220.0395 | 296.5851 | 220.0395 | 296.5851
1880 | 214.4947 | 273.7007 | 214.4947 | 273.7007
1881 | 206.0633 | 252.8051 | 206.0633 | 252.8051
1882 | 193.9326 | 230.4379 | 193.9326 | 230.4379
1883 | 181.5611 | 214.0353 | 181.5611 | 214.0353
1884 | 168.7809 | 220.3944 | 168.7809 | 220.3944
1885 | 161.0708 | 256.1889 | 161.0708 | 256.1889
1886 | 156.3349 | 286.9824 | 156.3349 | 286.9824
1887 | 154.8967 | 295.3058 | 154.8967 | 295.3058
1888 | 155.8563 | 306.8641 | 155.8563 | 306.8641
1889 | 159.8712 | 342.5442 | 159.8712 | 342.5442
1890 | 163.6335 | 355.2702 | 163.6335 | 355.2702
1891 | 174.7734 | 367.6661 | 174.7734 | 367.6661
1892 | 193.0903 | 365.2667 | 193.0903 | 365.2667
1893 | 205.7263 | 362.9488 | 205.7263 | 362.9488
1894 | 215.1014 | 348.1852 | 215.1014 | 348.1852
1895 | 234.2287 | 336.2821 | 234.2287 | 336.2821
1896 | 229.1402 | 329.0946 | 229.1402 | 329.0946
1897 | 215.9326 | 316.6737 | 215.9326 | 316.6737
1898 | 212.8105 | 304.7449 | 212.8105 | 304.7449
1899 | 212.2977 | 288.7864 | 212.2977 | 288.7864
1900 | 215.2577 | 278.4355 | 215.2577 | 278.4355
1901 | 221.1323 | 265.2967 | 221.1323 | 265.2967
1902 | 220.161 | 238.6479 | 220.161 | 238.6479
1903 | 221.9021 | 212.1687 | 221.9021 | 212.1687
1904 | 216.2792 | 185.9153 | 216.2792 | 185.9153
1905 | 206.695 | 166.8279 | 206.695 | 166.8279
1906 | 195.0853 | 148.0011 | 195.0853 | 148.0011
1907 | 182.503 | 136.2809 | 182.503 | 136.2809
1908 | 171.0863 | 149.9681 | 171.0863 | 149.9681
1909 | 164.1704 | 178.5106 | 164.1704 | 178.5106
1910 | 159.1402 | 197.1033 | 159.1402 | 197.1033
1911 | 157.0867 | 205.2934 | 157.0867 | 205.2934
1912 | 157.7885 | 223.9133 | 157.7885 | 223.9133
1913 | 161.27 | 268.2349 | 161.27 | 268.2349
1914 | 163.85 | 282.5598 | 163.85 | 282.5598
1915 | 170.4216 | 292.1387 | 170.4216 | 292.1387
1916 | 184.7864 | 294.7833 | 184.7864 | 294.7833
1917 | 196.8974 | 298.8989 | 196.8974 | 298.8989
1918 | 206.2995 | 295.8794 | 206.2995 | 295.8794
1919 | 222.3427 | 295.7394 | 222.3427 | 295.7394
1920 | 219.8509 | 299.0968 | 219.8509 | 299.0968
1921 | 208.5244 | 300.9515 | 208.5244 | 300.9515
1922 | 206.0033 | 303.0889 | 206.0033 | 303.0889
1923 | 208.2056 | 301.1776 | 208.2056 | 301.1776
1924 | 211.8106 | 304.1316 | 211.8106 | 304.1316
1925 | 214.9298 | 307.0576 | 214.9298 | 307.0576
1926 | 214.9986 | 297.7869 | 214.9986 | 297.7869
1927 | 215.7082 | 289.3711 | 215.7082 | 289.3711
1928 | 209.5292 | 277.0698 | 209.5292 | 277.0698
1929 | 201.2779 | 261.4085 | 201.2779 | 261.4085
1930 | 193.1211 | 235.9388 | 193.1211 | 235.9388
1931 | 181.2231 | 213.0646 | 181.2231 | 213.0646
1932 | 170.14 | 212.2288 | 170.14 | 212.2288
1933 | 163.6995 | 228.9321 | 163.6995 | 228.9321
1934 | 159.1161 | 234.9431 | 159.1161 | 234.9431
1935 | 157.8826 | 235.6528 | 157.8826 | 235.6528
1936 | 158.7406 | 249.3049 | 158.7406 | 249.3049
1937 | 161.2567 | 300.2123 | 161.2567 | 300.2123
1938 | 164.2868 | 331.154 | 164.2868 | 331.154
1939 | 170.0665 | 344.5777 | 170.0665 | 344.5777
1940 | 183.66 | 344.9002 | 183.66 | 344.9002
1941 | 196.3335 | 335.8442 | 196.3335 | 335.8442
1942 | 205.9302 | 318.2064 | 205.9302 | 318.2064
1943 | 223.2029 | 309.8056 | 223.2029 | 309.8056
1944 | 217.8613 | 308.4807 | 217.8613 | 308.4807
1945 | 209.0844 | 303.8447 | 209.0844 | 303.8447
1946 | 206.4525 | 292.2014 | 206.4525 | 292.2014
1947 | 207.2095 | 271.827 | 207.2095 | 271.827
1948 | 211.7984 | 250.1127 | 211.7984 | 250.1127
1949 | 218.5728 | 227.1333 | 218.5728 | 227.1333
1950 | 215.8896 | 197.1915 | 215.8896 | 197.1915
1951 | 217.5225 | 158.778 | 217.5225 | 158.778
1952 | 212.5183 | 116.8214 | 212.5183 | 116.8214
1953 | 204.3872 | 84.943 | 204.3872 | 84.943
1954 | 193.7434 | 58.8072 | 193.7434 | 58.8072
1955 | 181.1644 | 53.9392 | 181.1644 | 53.9392
1956 | 171.8225 | 77.2958 | 171.8225 | 77.2958
1957 | 164.6627 | 116.8972 | 164.6627 | 116.8972
1958 | 159.6164 | 147.2719 | 159.6164 | 147.2719
1959 | 158.2904 | 163.78 | 158.2904 | 163.78
1960 | 158.8479 | 190.28 | 158.8479 | 190.28
1961 | 161.6662 | 239.6266 | 161.6662 | 239.6266
1962 | 165.3964 | 248.0509 | 165.3964 | 248.0509
1963 | 175.2225 | 247.161 | 175.2225 | 247.161
1964 | 191.6402 | 241.3545 | 191.6402 | 241.3545
1965 | 203.9581 | 238.1991 | 203.9581 | 238.1991
1966 | 214.4468 | 232.667 | 214.4468 | 232.667
1967 | 230.5035 | 234.7731 | 230.5035 | 234.7731
1968 | 224.2197 | 240.2052 | 224.2197 | 240.2052
1969 | 212.2414 | 243.7349 | 212.2414 | 243.7349
1970 | 209.5595 | 245.3965 | 209.5595 | 245.3965
1971 | 211.0778 | 245.598 | 211.0778 | 245.598
1972 | 213.9857 | 249.1039 | 213.9857 | 249.1039
1973 | 219.845 | 245.6154 | 219.845 | 245.6154
1974 | 219.3407 | 228.6169 | 219.3407 | 228.6169
1975 | 221.7985 | 219.4968 | 221.7985 | 219.4968
1976 | 215.2211 | 214.4665 | 215.2211 | 214.4665
1977 | 206.6426 | 213.5757 | 206.6426 | 213.5757
1978 | 194.2199 | 211.7274 | 194.2199 | 211.7274
1979 | 181.6827 | 211.8845 | 181.6827 | 211.8845
1980 | 169.6332 | 225.5146 | 169.6332 | 225.5146
1981 | 162.8744 | 232.5295 | 162.8744 | 232.5295
1982 | 158.9806 | 237.4366 | 158.9806 | 237.4366
1983 | 156.6076 | 245.3793 | 156.6076 | 245.3793
1984 | 157.722 | 253.1117 | 157.722 | 253.1117
1985 | 162.4837 | 289.6483 | 162.4837 | 289.6483
1986 | 166.6214 | 301.3465 | 166.6214 | 301.3465
1987 | 179.3481 | 312.5623 | 179.3481 | 312.5623
1988 | 200.4938 | 316.92 | 200.4938 | 316.92
1989 | 213.5438 | 322.2538 | 213.5438 | 322.2538
1990 | 223.5916 | 321.4613 | 223.5916 | 321.4613
1991 | 239.0232 | 315.6301 | 239.0232 | 315.6301
1992 | 231.4906 | 310.917 | 231.4906 | 310.917
1993 | 218.4949 | 307.2328 | 218.4949 | 307.2328
1994 | 215.4925 | 304.0978 | 215.4925 | 304.0978
1995 | 218.3862 | 303.1572 | 218.3862 | 303.1572
1996 | 219.2047 | 312.5066 | 219.2047 | 312.5066
1997 | 224.6742 | 320.6861 | 224.6742 | 320.6861
1998 | 227.2789 | 313.3949 | 227.2789 | 313.3949
1999 | 226.3013 | 303.4945 | 226.3013 | 303.4945
2000 | 219.0514 | 288.9851 | 219.0514 | 288.9851
2001 | 209.1369 | 270.9065 | 209.1369 | 270.9065
2002 | 197.3162 | 250.519 | 197.3162 | 250.519
2003 | 182.4938 | 234.2496 | 182.4938 | 234.2496
2004 | 170.0767 | 240.7419 | 170.0767 | 240.7419
2005 | 162.5291 | 269.3986 | 162.5291 | 269.3986
2006 | 158.5721 | 296.0998 | 158.5721 | 296.0998
2007 | 157.0247 | 318.5846 | 157.0247 | 318.5846
2008 | 158.2782 | 345.6937 | 158.2782 | 345.6937
2009 | 162.0017 | 394.6596 | 162.0017 | 394.6596
2010 | 167.034 | 412.9436 | 167.034 | 412.9436
2011 | 179.1318 | 424.9017 | 179.1318 | 424.9017
2012 | 200.8366 | 425.5859 | 200.8366 | 425.5859
2013 | 214.319 | 425.8185 | 214.319 | 425.8185
2014 | 224.5352 | 424.4549 | 224.5352 | 424.4549
2015 | 241.8911 | 420.0704 | 241.8911 | 420.0704
2016 | 233.8195 | 416.1948 | 233.8195 | 416.1948
2017 | 220.608 | 414.0143 | 220.608 | 414.0143
2018 | 217.3052 | 400.6769 | 217.3052 | 400.6769
2019 | 220.6039 | 381.5588 | 220.6039 | 381.5588
2020 | 220.7335 | 361.6908 | 220.7335 | 361.6908
2021 | 224.2397 | 337.1315 | 224.2397 | 337.1315
2022 | 224.9919 | 306.3523 | 224.9919 | 306.3523
2023 | 226.1155 | 285.6024 | 226.1155 | 285.6024
2024 | 216.942 | 263.0606 | 216.942 | 263.0606
2025 | 207.375 | 244.944 | 207.375 | 244.944
2026 | 195.3836 | 229.0104 | 195.3836 | 229.0104
2027 | 180.9119 | 222.3152 | 180.9119 | 222.3152
2028 | 168.8269 | 238.1342 | 168.8269 | 238.1342
2029 | 161.0782 | 267.2287 | 161.0782 | 267.2287
2030 | 156.3331 | 281.6529 | 156.3331 | 281.6529
2031 | 155.0895 | 291.9748 | 155.0895 | 291.9748
2032 | 155.5307 | 316.4953 | 155.5307 | 316.4953
2033 | 159.8698 | 365.9371 | 159.8698 | 365.9371
2034 | 165.3855 | 376.893 | 165.3855 | 376.893
2035 | 174.9266 | 381.5801 | 174.9266 | 381.5801
2036 | 196.4966 | 379.4281 | 196.4966 | 379.4281
2037 | 210.0061 | 378.5187 | 210.0061 | 378.5187
2038 | 220.3464 | 373.71 | 220.3464 | 373.71
2039 | 236.583 | 371.7617 | 236.583 | 371.7617
2040 | 230.8609 | 374.0913 | 230.8609 | 374.0913
2041 | 215.4086 | 375.8318 | 215.4086 | 375.8318
2042 | 212.9972 | 374.524 | 212.9972 | 374.524
2043 | 216.3473 | 368.1017 | 216.3473 | 368.1017
2044 | 217.5596 | 366.6206 | 217.5596 | 366.6206
2045 | 220.7399 | 362.0092 | 220.7399 | 362.0092
2046 | 223.3047 | 346.0194 | 223.3047 | 346.0194
2047 | 223.4402 | 333.5493 | 223.4402 | 333.5493
2048 | 215.4503 | 318.5071 | 215.4503 | 318.5071
2049 | 208.1698 | 304.635 | 208.1698 | 304.635
2050 | 197.2561 | 284.3426 | 197.2561 | 284.3426
2051 | 182.7303 | 272.0133 | 182.7303 | 272.0133
2052 | 170.9782 | 281.1133 | 170.9782 | 281.1133
2053 | 162.3653 | 307.6001 | 162.3653 | 307.6001
2054 | 157.9468 | 323.6612 | 157.9468 | 323.6612
2055 | 156.3943 | 338.3991 | 156.3943 | 338.3991
2056 | 156.4827 | 361.9108 | 156.4827 | 361.9108
2057 | 160.3184 | 410.5722 | 160.3184 | 410.5722
2058 | 164.8179 | 428.2661 | 164.8179 | 428.2661
2059 | 173.5355 | 441.2521 | 173.5355 | 441.2521
2060 | 192.3364 | 445.4004 | 192.3364 | 445.4004
2061 | 205.3707 | 449.1544 | 205.3707 | 449.1544
2062 | 215.0192 | 446.249 | 215.0192 | 446.249
2063 | 229.213 | 444.5863 | 229.213 | 444.5863
2064 | 226.229 | 445.2219 | 226.229 | 445.2219
2065 | 215.432 | 441.3853 | 215.432 | 441.3853
2066 | 213.7039 | 421.348 | 213.7039 | 421.348
2067 | 216.007 | 388.7537 | 216.007 | 388.7537
2068 | 218.3357 | 370.2181 | 218.3357 | 370.2181
2069 | 221.7811 | 360.9242 | 221.7811 | 360.9242
2070 | 223.9114 | 353.2333 | 223.9114 | 353.2333
2071 | 222.8139 | 348.6624 | 222.8139 | 348.6624
2072 | 213.6747 | 335.9614 | 213.6747 | 335.9614
2073 | 205.8124 | 327.1143 | 205.8124 | 327.1143
2074 | 196.3068 | 313.1222 | 196.3068 | 313.1222
2075 | 181.9298 | 302.6011 | 181.9298 | 302.6011
2076 | 169.6268 | 313.4523 | 169.6268 | 313.4523
2077 | 162.1704 | 351.2454 | 162.1704 | 351.2454
2078 | 157.6291 | 369.0386 | 157.6291 | 369.0386
2079 | 155.6646 | 377.6855 | 155.6646 | 377.6855
2080 | 155.8152 | 391.7944 | 155.8152 | 391.7944
2081 | 159.5995 | 426.7512 | 159.5995 | 426.7512
2082 | 163.8783 | 425.7346 | 163.8783 | 425.7346
2083 | 169.3145 | 423.2077 | 169.3145 | 423.2077
2084 | 183.7649 | 419.6472 | 183.7649 | 419.6472
2085 | 198.0658 | 426.3134 | 198.0658 | 426.3134
2086 | 208.2117 | 428.4521 | 208.2117 | 428.4521
2087 | 222.4121 | 434.7457 | 222.4121 | 434.7457
2088 | 219.5568 | 438.4457 | 219.5568 | 438.4457
2089 | 210.9835 | 429.8126 | 210.9835 | 429.8126
2090 | 206.7398 | 420.9102 | 206.7398 | 420.9102
2091 | 208.416 | 407.0074 | 208.416 | 407.0074
2092 | 210.5489 | 401.986 | 210.5489 | 401.986
2093 | 215.3269 | 397.9075 | 215.3269 | 397.9075
2094 | 213.9465 | 381.9749 | 213.9465 | 381.9749
2095 | 214.7955 | 367.392 | 214.7955 | 367.392
2096 | 208.2471 | 353.1492 | 208.2471 | 353.1492
2097 | 201.2485 | 337.6973 | 201.2485 | 337.6973
2098 | 191.4174 | 319.9364 | 191.4174 | 319.9364
2099 | 179.5813 | 307.3977 | 179.5813 | 307.3977
2100 | 168.4185 | 317.1068 | 168.4185 | 317.1068
2101 | 161.8461 | 330.1175 | 161.8461 | 330.1175
2102 | 156.9828 | 333.9968 | 156.9828 | 333.9968
2103 | 155.7529 | 346.4696 | 155.7529 | 346.4696
2104 | 155.9912 | 367.2403 | 155.9912 | 367.2403
2105 | 159.9388 | 409.5063 | 159.9388 | 409.5063
2106 | 163.4005 | 419.0345 | 163.4005 | 419.0345
2107 | 169.288 | 428.7466 | 169.288 | 428.7466
2108 | 182.3302 | 426.4234 | 182.3302 | 426.4234
2109 | 195.1799 | 423.3251 | 195.1799 | 423.3251
2110 | 204.8004 | 418.364 | 204.8004 | 418.364
2111 | 221.9999 | 413.161 | 221.9999 | 413.161
2112 | 218.3316 | 413.5681 | 218.3316 | 413.5681
2113 | 208.5456 | 411.3495 | 208.5456 | 411.3495
2114 | 206.5556 | 407.415 | 206.5556 | 407.415
2115 | 207.5513 | 392.3131 | 207.5513 | 392.3131
2116 | 212.938 | 381.7908 | 212.938 | 381.7908
2117 | 218.2162 | 372.4399 | 218.2162 | 372.4399
2118 | 217.5087 | 353.7663 | 217.5087 | 353.7663
2119 | 218.5154 | 342.2289 | 218.5154 | 342.2289
2120 | 209.9319 | 331.0506 | 209.9319 | 331.0506
2121 | 202.1848 | 319.9575 | 202.1848 | 319.9575
2122 | 191.9677 | 300.6739 | 191.9677 | 300.6739
2123 | 180.2185 | 285.2991 | 180.2185 | 285.2991
2124 | 168.0036 | 302.3364 | 168.0036 | 302.3364
2125 | 160.3011 | 321.8376 | 160.3011 | 321.8376
2126 | 156.281 | 332.8928 | 156.281 | 332.8928
2127 | 154.5222 | 344.9468 | 154.5222 | 344.9468
2128 | 154.8704 | 359.4173 | 154.8704 | 359.4173
2129 | 158.714 | 397.9716 | 158.714 | 397.9716
2130 | 161.9981 | 406.0152 | 161.9981 | 406.0152
2131 | 172.2367 | 412.1679 | 172.2367 | 412.1679
2132 | 187.0055 | 412.7759 | 187.0055 | 412.7759
2133 | 199.4577 | 416.0159 | 199.4577 | 416.0159
2134 | 213.5307 | 414.1004 | 213.5307 | 414.1004
2135 | 227.3772 | 418.8712 | 227.3772 | 418.8712
2136 | 224.5093 | 425.5596 | 224.5093 | 425.5596
2137 | 211.9988 | 433.1055 | 211.9988 | 433.1055
2138 | 209.8916 | 427.8767 | 209.8916 | 427.8767
2139 | 212.5214 | 401.202 | 212.5214 | 401.202
2140 | 216.6006 | 383.1803 | 216.6006 | 383.1803
2141 | 225.4483 | 364.3694 | 225.4483 | 364.3694
2142 | 225.5772 | 332.981 | 225.5772 | 332.981
2143 | 222.1494 | 306.6351 | 222.1494 | 306.6351
2144 | 213.1843 | 281.3524 | 213.1843 | 281.3524
2145 | 206.3979 | 260.6852 | 206.3979 | 260.6852
2146 | 193.6149 | 241.7823 | 193.6149 | 241.7823
2147 | 180.5423 | 232.8791 | 180.5423 | 232.8791
2148 | 168.7271 | 266.1334 | 168.7271 | 266.1334
2149 | 160.9858 | 313.9956 | 160.9858 | 313.9956
2150 | 156.0698 | 326.5925 | 156.0698 | 326.5925
2151 | 156.1282 | 339.4079 | 156.1282 | 339.4079
2152 | 156.0348 | 360.7687 | 156.0348 | 360.7687
2153 | 159.4811 | 403.3773 | 159.4811 | 403.3773
2154 | 166.741 | 419.853 | 166.741 | 419.853
2155 | 180.3218 | 439.8435 | 180.3218 | 439.8435
2156 | 201.126 | 441.5745 | 201.126 | 441.5745
2157 | 213.9349 | 444.6242 | 213.9349 | 444.6242
2158 | 223.0017 | 441.8141 | 223.0017 | 441.8141
2159 | 241.1391 | 439.0855 | 241.1391 | 439.0855
2160 | 233.3698 | 434.6199 | 233.3698 | 434.6199
2161 | 219.2297 | 430.4026 | 219.2297 | 430.4026
2162 | 216.059 | 419.654 | 216.059 | 419.654
2163 | 218.0561 | 401.6969 | 218.0561 | 401.6969
2164 | 220.328 | 385.7689 | 220.328 | 385.7689
2165 | 225.5224 | 366.7487 | 225.5224 | 366.7487
2166 | 230.4385 | 333.2665 | 230.4385 | 333.2665
2167 | 226.693 | 308.3101 | 226.693 | 308.3101
2168 | 218.8669 | 286.5868 | 218.8669 | 286.5868
2169 | 209.6549 | 271.9724 | 209.6549 | 271.9724
2170 | 198.1067 | 252.7079 | 198.1067 | 252.7079
2171 | 182.1622 | 244.5661 | 182.1622 | 244.5661
2172 | 170.9762 | 544.9734 | 170.9762 | 544.9734
2173 | 162.2616 | 582.5586 | 162.2616 | 582.5586
2174 | 157.5328 | 598.8566 | 157.5328 | 598.8566
2175 | 156.4214 | 624.8208 | 156.4214 | 624.8208
2176 | 156.6302 | 644.6045 | 156.6302 | 644.6045
2177 | 161.1489 | 681.2666 | 161.1489 | 681.2666
2178 | 168.1998 | 685.177 | 168.1998 | 685.177
2179 | 179.8457 | 681.1317 | 179.8457 | 681.1317
2180 | 199.61 | 674.6521 | 199.61 | 674.6521
2181 | 214.1799 | 696.3443 | 214.1799 | 696.3443
2182 | 222.5083 | 707.7654 | 222.5083 | 707.7654
2183 | 241.5287 | 721.0916 | 241.5287 | 721.0916
2184 | 234.7415 | 742.0749 | 234.7415 | 742.0749
2185 | 216.4239 | 748.4826 | 216.4239 | 748.4826
2186 | 216.9936 | 742.0254 | 216.9936 | 742.0254
2187 | 221.3964 | 685.9121 | 221.3964 | 685.9121
2188 | 222.2675 | 652.1504 | 222.2675 | 652.1504
2189 | 229.2921 | 600.4236 | 229.2921 | 600.4236
2190 | 235.1385 | 510.8601 | 235.1385 | 510.8601
2191 | 231.4026 | 458.5897 | 231.4026 | 458.5897
2192 | 219.2324 | 391.4713 | 219.2324 | 391.4713
2193 | 212.2107 | 354.7918 | 212.2107 | 354.7918
2194 | 199.4649 | 335.2129 | 199.4649 | 335.2129
2195 | 186.2831 | 339.6868 | 186.2831 | 339.6868
2196 | 174.257 | 417.0005 | 174.257 | 417.0005
2197 | 165.4232 | 502.1062 | 165.4232 | 502.1062
2198 | 160.0976 | 530.1768 | 160.0976 | 530.1768
2199 | 158.1484 | 539.1666 | 158.1484 | 539.1666
2200 | 158.0788 | 555 | 158.0788 | 555
2201 | 162.3998 | 603.0436 | 162.3998 | 603.0436
2202 | 168.9376 | 629.2475 | 168.9376 | 629.2475
2203 | 180.562 | 659.2293 | 180.562 | 659.2293
2204 | 200.5579 | 674.0263 | 200.5579 | 674.0263
2205 | 213.3791 | 687.0749 | 213.3791 | 687.0749
2206 | 222.664 | 691.6124 | 222.664 | 691.6124
2207 | 240.8203 | 699.8932 | 240.8203 | 699.8932
2208 | 234.7509 | 715.8311 | 234.7509 | 715.8311
2209 | 219.8473 | 721.8085 | 219.8473 | 721.8085
2210 | 219.5338 | 712.6917 | 219.5338 | 712.6917
2211 | 222.5343 | 673.592 | 222.5343 | 673.592
2212 | 223.7706 | 636.8187 | 223.7706 | 636.8187
2213 | 233.9064 | 580.3985 | 233.9064 | 580.3985
2214 | 239.1972 | 501.1995 | 239.1972 | 501.1995
2215 | 231.5963 | 443.4535 | 231.5963 | 443.4535
2216 | 220.2523 | 390.2197 | 220.2523 | 390.2197
2217 | 207.9719 | 359.2896 | 207.9719 | 359.2896
2218 | 193.4363 | 337.2858 | 193.4363 | 337.2858
2219 | 179.446 | 341.0557 | 179.446 | 341.0557
2220 | 168.1606 | 413.7543 | 168.1606 | 413.7543
2221 | 160.8675 | 475.1584 | 160.8675 | 475.1584
2222 | 156.3771 | 487.7799 | 156.3771 | 487.7799
2223 | 155.4048 | 508.112 | 155.4048 | 508.112
2224 | 155.5325 | 557.2685 | 155.5325 | 557.2685
2225 | 159.6523 | 629.9523 | 159.6523 | 629.9523
2226 | 165.0751 | 665.5821 | 165.0751 | 665.5821
2227 | 174.1437 | 693.2954 | 174.1437 | 693.2954
2228 | 190.5914 | 698.3145 | 190.5914 | 698.3145
2229 | 202.9384 | 682.4988 | 202.9384 | 682.4988
2230 | 211.4898 | 660.2449 | 211.4898 | 660.2449
2231 | 230.0402 | 649.2046 | 230.0402 | 649.2046
2232 | 225.0127 | 646.8775 | 225.0127 | 646.8775
2233 | 211.3228 | 642.725 | 211.3228 | 642.725
2234 | 212.1405 | 640.3354 | 212.1405 | 640.3354
2235 | 218.8749 | 626.4626 | 218.8749 | 626.4626
2236 | 219.8747 | 612.1002 | 219.8747 | 612.1002
2237 | 228.1649 | 575.9006 | 228.1649 | 575.9006
2238 | 232.4218 | 509.0218 | 232.4218 | 509.0218
2239 | 227.0091 | 449.8678 | 227.0091 | 449.8678
2240 | 216.4797 | 403.5959 | 216.4797 | 403.5959
2241 | 207.261 | 380.6836 | 207.261 | 380.6836
2242 | 196.645 | 367.2062 | 196.645 | 367.2062
2243 | 183.2926 | 373.9876 | 183.2926 | 373.9876
2244 | 173.362 | 421.0681 | 173.362 | 421.0681
2245 | 164.9221 | 470.4259 | 164.9221 | 470.4259
2246 | 159.773 | 489.6572 | 159.773 | 489.6572
2247 | 157.9412 | 515.4259 | 157.9412 | 515.4259
2248 | 158.0687 | 556.4862 | 158.0687 | 556.4862
2249 | 161.6643 | 618.6882 | 161.6643 | 618.6882
2250 | 167.635 | 652.1669 | 167.635 | 652.1669
2251 | 175.3628 | 675.6561 | 175.3628 | 675.6561
2252 | 189.3169 | 682.8655 | 189.3169 | 682.8655
2253 | 201.2182 | 685.7059 | 201.2182 | 685.7059
2254 | 211.5175 | 681.1305 | 211.5175 | 681.1305
2255 | 228.1763 | 679.6334 | 228.1763 | 679.6334
2256 | 227.5247 | 682.5081 | 227.5247 | 682.5081
2257 | 215.4246 | 684.3397 | 215.4246 | 684.3397
2258 | 213.3683 | 690.0071 | 213.3683 | 690.0071
2259 | 212.2119 | 687.3201 | 212.2119 | 687.3201
2260 | 217.0356 | 686.1774 | 217.0356 | 686.1774
2261 | 223.3064 | 674.931 | 223.3064 | 674.931
2262 | 228.8424 | 646.8117 | 228.8424 | 646.8117
2263 | 223.7085 | 608.3086 | 223.7085 | 608.3086
2264 | 213.7207 | 558.5557 | 213.7207 | 558.5557
2265 | 203.1564 | 525.4744 | 203.1564 | 525.4744
2266 | 194.0385 | 507.5383 | 194.0385 | 507.5383
2267 | 181.9241 | 508.5312 | 181.9241 | 508.5312
2268 | 171.2762 | 562.1043 | 171.2762 | 562.1043
2269 | 164.7359 | 633.4036 | 164.7359 | 633.4036
2270 | 159.6654 | 655.9203 | 159.6654 | 655.9203
2271 | 157.9181 | 684.1921 | 157.9181 | 684.1921
2272 | 157.4342 | 711.3287 | 157.4342 | 711.3287
2273 | 160.7016 | 756.7909 | 160.7016 | 756.7909
2274 | 165.61 | 773.5299 | 165.61 | 773.5299
2275 | 173.8784 | 805.2326 | 173.8784 | 805.2326
2276 | 187.774 | 827.3434 | 187.774 | 827.3434
2277 | 199.0194 | 833.2737 | 199.0194 | 833.2737
2278 | 207.3004 | 825.2564 | 207.3004 | 825.2564
2279 | 223.9805 | 819.2615 | 223.9805 | 819.2615
2280 | 222.0811 | 819.0464 | 222.0811 | 819.0464
2281 | 209.9116 | 803.4342 | 209.9116 | 803.4342
2282 | 208.4743 | 784.9307 | 208.4743 | 784.9307
2283 | 211.0118 | 763.9396 | 211.0118 | 763.9396
2284 | 215.7023 | 752.4323 | 215.7023 | 752.4323
2285 | 223.6645 | 734.1458 | 223.6645 | 734.1458
2286 | 228.826 | 713.3795 | 228.826 | 713.3795
2287 | 223.1352 | 693.7281 | 223.1352 | 693.7281
2288 | 214.4008 | 679.5667 | 214.4008 | 679.5667
2289 | 204.5223 | 661.0349 | 204.5223 | 661.0349
2290 | 194.8892 | 634.416 | 194.8892 | 634.416
2291 | 182.5211 | 616.2443 | 182.5211 | 616.2443
2292 | 172.1282 | 647.4456 | 172.1282 | 647.4456
2293 | 164.3551 | 682.997 | 164.3551 | 682.997
2294 | 159.759 | 685.0584 | 159.759 | 685.0584
2295 | 158.2249 | 696.1993 | 158.2249 | 696.1993
2296 | 158.612 | 712.3065 | 158.612 | 712.3065
2297 | 160.7515 | 746.0744 | 160.7515 | 746.0744
2298 | 166.7585 | 754.1306 | 166.7585 | 754.1306
2299 | 175.4458 | 757.9076 | 175.4458 | 757.9076
2300 | 188.8523 | 763.709 | 188.8523 | 763.709
2301 | 200.513 | 765.5717 | 200.513 | 765.5717
2302 | 210.8189 | 769.9136 | 210.8189 | 769.9136
2303 | 227.0492 | 771.7801 | 227.0492 | 771.7801
2304 | 223.7844 | 777.0406 | 223.7844 | 777.0406
2305 | 214.7158 | 764.0881 | 214.7158 | 764.0881
2306 | 212.7798 | 755.206 | 212.7798 | 755.206
2307 | 213.8688 | 740.0424 | 213.8688 | 740.0424
2308 | 215.9067 | 729.2783 | 215.9067 | 729.2783
2309 | 224.6468 | 713.2603 | 224.6468 | 713.2603
2310 | 231.3586 | 687.605 | 231.3586 | 687.605
2311 | 226.4563 | 666.7412 | 226.4563 | 666.7412
2312 | 214.7461 | 654.1442 | 214.7461 | 654.1442
2313 | 206.2122 | 647.1894 | 206.2122 | 647.1894
2314 | 195.3796 | 637.7796 | 195.3796 | 637.7796
2315 | 180.8832 | 636.7779 | 180.8832 | 636.7779
2316 | 169.2601 | 676.1143 | 169.2601 | 676.1143
2317 | 161.7963 | 711.0399 | 161.7963 | 711.0399
2318 | 156.8987 | 722.097 | 156.8987 | 722.097
2319 | 155.66 | 735.1153 | 155.66 | 735.1153
2320 | 156.5923 | 776.0974 | 156.5923 | 776.0974
2321 | 160.6786 | 835.366 | 160.6786 | 835.366
2322 | 169.0405 | 851.1663 | 169.0405 | 851.1663
2323 | 180.2518 | 862.4136 | 180.2518 | 862.4136
2324 | 199.0795 | 863.4825 | 199.0795 | 863.4825
2325 | 213.1719 | 867.7701 | 213.1719 | 867.7701
2326 | 223.9282 | 854.4727 | 223.9282 | 854.4727
2327 | 241.7237 | 847.148 | 241.7237 | 847.148
2328 | 237.0384 | 847.0893 | 237.0384 | 847.0893
2329 | 224.2032 | 846.144 | 224.2032 | 846.144
2330 | 221.2827 | 852.1634 | 221.2827 | 852.1634
2331 | 224.0091 | 843.336 | 224.0091 | 843.336
2332 | 226.0214 | 833.0803 | 226.0214 | 833.0803
2333 | 234.7742 | 819.1743 | 234.7742 | 819.1743
2334 | 240.1833 | 794.223 | 240.1833 | 794.223
2335 | 231.329 | 774.0632 | 231.329 | 774.0632
2336 | 220.4083 | 752.0795 | 220.4083 | 752.0795
2337 | 212.8318 | 733.665 | 212.8318 | 733.665
2338 | 200.4064 | 719.1707 | 200.4064 | 719.1707
2339 | 185.615 | 719.7334 | 185.615 | 719.7334
2340 | 172.6665 | 749.4875 | 172.6665 | 749.4875
2341 | 165.9181 | 770.685 | 165.9181 | 770.685
2342 | 161.0347 | 789.3297 | 161.0347 | 789.3297
2343 | 159.4835 | 807.4716 | 159.4835 | 807.4716
2344 | 159.6928 | 828.4677 | 159.6928 | 828.4677
2345 | 163.664 | 867.5939 | 163.664 | 867.5939
2346 | 171.1446 | 876.2758 | 171.1446 | 876.2758
2347 | 183.2722 | 879.9747 | 183.2722 | 879.9747
2348 | 201.7067 | 869.975 | 201.7067 | 869.975
2349 | 215.9501 | 864.4847 | 215.9501 | 864.4847
2350 | 224.9503 | 857.4061 | 224.9503 | 857.4061
2351 | 241.5598 | 851.3329 | 241.5598 | 851.3329
2352 | 236.9039 | 849.2796 | 236.9039 | 849.2796
2353 | 225.088 | 846.848 | 225.088 | 846.848
2354 | 220.5707 | 850.0514 | 220.5707 | 850.0514
2355 | 223.4276 | 846.8951 | 223.4276 | 846.8951
2356 | 225.3196 | 847.9427 | 225.3196 | 847.9427
2357 | 234.5253 | 843.6581 | 234.5253 | 843.6581
2358 | 239.6837 | 826.5291 | 239.6837 | 826.5291
2359 | 233.5445 | 806.6822 | 233.5445 | 806.6822
2360 | 224.2982 | 787.7492 | 224.2982 | 787.7492
2361 | 215.3143 | 771.9943 | 215.3143 | 771.9943
2362 | 203.3085 | 760.0422 | 203.3085 | 760.0422
2363 | 189.3748 | 759.8618 | 189.3748 | 759.8618
2364 | 176.0075 | 789.2248 | 176.0075 | 789.2248
2365 | 169.0122 | 819.4179 | 169.0122 | 819.4179
2366 | 163.7442 | 830.827 | 163.7442 | 830.827
2367 | 162.4466 | 844.1973 | 162.4466 | 844.1973
2368 | 162.7304 | 871.8815 | 162.7304 | 871.8815
2369 | 166.2246 | 922.2718 | 166.2246 | 922.2718
2370 | 173.1744 | 944.017 | 173.1744 | 944.017
2371 | 184.7649 | 965.3551 | 184.7649 | 965.3551
2372 | 204.2165 | 974.0898 | 204.2165 | 974.0898
2373 | 216.0831 | 983.149 | 216.0831 | 983.149
2374 | 226.4063 | 976.7744 | 226.4063 | 976.7744
2375 | 240.4383 | 966.2817 | 240.4383 | 966.2817
2376 | 237.1363 | 971.5031 | 237.1363 | 971.5031
2377 | 226.1951 | 968.7977 | 226.1951 | 968.7977
2378 | 224.9245 | 968.9895 | 224.9245 | 968.9895
2379 | 226.0505 | 938.1814 | 226.0505 | 938.1814
2380 | 228.8507 | 879.8185 | 228.8507 | 879.8185
2381 | 235.2602 | 814.2071 | 235.2602 | 814.2071
2382 | 240.2498 | 764.6156 | 240.2498 | 764.6156
2383 | 232.7799 | 730.0236 | 232.7799 | 730.0236
2384 | 221.7833 | 707.1794 | 221.7833 | 707.1794
2385 | 212.4292 | 690.173 | 212.4292 | 690.173
2386 | 202.0586 | 677.1649 | 202.0586 | 677.1649
2387 | 189.1571 | 688.7962 | 189.1571 | 688.7962
2388 | 178.8138 | 733.7256 | 178.8138 | 733.7256
2389 | 171.3443 | 758.1302 | 171.3443 | 758.1302
2390 | 166.3261 | 762.3036 | 166.3261 | 762.3036
2391 | 164.1511 | 778.6855 | 164.1511 | 778.6855
2392 | 164.2634 | 799.0167 | 164.2634 | 799.0167
2393 | 168.3456 | 854.3351 | 168.3456 | 854.3351
2394 | 174.556 | 877.8794 | 174.556 | 877.8794
2395 | 180.2833 | 887.9925 | 180.2833 | 887.9925
2396 | 195.1463 | 886.2062 | 195.1463 | 886.2062
2397 | 208.3931 | 876.179 | 208.3931 | 876.179
2398 | 219.2446 | 862.295 | 219.2446 | 862.295
2399 | 233.9098 | 854.6183 | 233.9098 | 854.6183
2400 | 231.4294 | 852.917 | 231.4294 | 852.917
2401 | 221.529 | 845.7529 | 221.529 | 845.7529
2402 | 219.9525 | 841.5251 | 219.9525 | 841.5251
2403 | 220.5299 | 821.9028 | 220.5299 | 821.9028
2404 | 222.8286 | 789.2363 | 222.8286 | 789.2363
2405 | 227.8686 | 767.6253 | 227.8686 | 767.6253
2406 | 236.1128 | 748.8928 | 236.1128 | 748.8928
2407 | 229.9878 | 728.8894 | 229.9878 | 728.8894
2408 | 219.1465 | 708.5092 | 219.1465 | 708.5092
2409 | 210.3235 | 677.6573 | 210.3235 | 677.6573
2410 | 201.8178 | 646.2277 | 201.8178 | 646.2277
2411 | 189.8211 | 653.5958 | 189.8211 | 653.5958
2412 | 178.8221 | 726.2162 | 178.8221 | 726.2162
2413 | 170.182 | 761.0244 | 170.182 | 761.0244
2414 | 166.7384 | 764.533 | 166.7384 | 764.533
2415 | 164.4636 | 791.0447 | 164.4636 | 791.0447
2416 | 164.644 | 818.4552 | 164.644 | 818.4552
2417 | 167.6723 | 853.7484 | 167.6723 | 853.7484
2418 | 172.4973 | 864.4251 | 172.4973 | 864.4251
2419 | 178.2269 | 868.2412 | 178.2269 | 868.2412
2420 | 188.692 | 859.2193 | 188.692 | 859.2193
2421 | 201.164 | 846.7672 | 201.164 | 846.7672
2422 | 212.4529 | 830.9667 | 212.4529 | 830.9667
2423 | 227.6642 | 815.6632 | 227.6642 | 815.6632
2424 | 225.4537 | 802.6196 | 225.4537 | 802.6196
2425 | 216.4021 | 787.203 | 216.4021 | 787.203
2426 | 214.2999 | 774.3315 | 214.2999 | 774.3315
2427 | 215.6088 | 757.1733 | 215.6088 | 757.1733
2428 | 216.876 | 747.5825 | 216.876 | 747.5825
2429 | 223.6471 | 739.0739 | 223.6471 | 739.0739
2430 | 230.3434 | 723.2747 | 230.3434 | 723.2747
2431 | 226.5682 | 704.6011 | 226.5682 | 704.6011
2432 | 215.9239 | 684.6121 | 215.9239 | 684.6121
2433 | 206.7508 | 671.9861 | 206.7508 | 671.9861
2434 | 198.2325 | 665.979 | 198.2325 | 665.979
2435 | 187.4622 | 667.2066 | 187.4622 | 667.2066
2436 | 177.5218 | 687.222 | 177.5218 | 687.222
2437 | 170.6473 | 704.1954 | 170.6473 | 704.1954
2438 | 165.7376 | 710.0115 | 165.7376 | 710.0115
2439 | 163.9027 | 717.9062 | 163.9027 | 717.9062
2440 | 164.0971 | 732.2925 | 164.0971 | 732.2925
2441 | 166.751 | 765.4737 | 166.751 | 765.4737
2442 | 171.4875 | 770.7139 | 171.4875 | 770.7139
2443 | 175.436 | 772.1833 | 175.436 | 772.1833
2444 | 183.5602 | 763.8654 | 183.5602 | 763.8654
2445 | 194.8662 | 765.4934 | 194.8662 | 765.4934
2446 | 205.9575 | 769.1314 | 205.9575 | 769.1314
2447 | 222.2526 | 776.5126 | 222.2526 | 776.5126
2448 | 220.3986 | 784.4327 | 220.3986 | 784.4327
2449 | 213.7478 | 784.3087 | 213.7478 | 784.3087
2450 | 211.6675 | 786.5343 | 211.6675 | 786.5343
2451 | 212.0298 | 777.081 | 212.0298 | 777.081
2452 | 216.8415 | 766.8645 | 216.8415 | 766.8645
2453 | 223.5726 | 754.914 | 223.5726 | 754.914
2454 | 227.4611 | 733.4437 | 227.4611 | 733.4437
2455 | 221.9649 | 712.6972 | 221.9649 | 712.6972
2456 | 216.2456 | 695.446 | 216.2456 | 695.446
2457 | 207.0701 | 678.2831 | 207.0701 | 678.2831
2458 | 197.5202 | 659.4474 | 197.5202 | 659.4474
2459 | 186.0691 | 659.7363 | 186.0691 | 659.7363
2460 | 175.5088 | 694.0665 | 175.5088 | 694.0665
2461 | 168.6622 | 738.6135 | 168.6622 | 738.6135
2462 | 163.5595 | 760.7 | 163.5595 | 760.7
2463 | 161.0609 | 777.2775 | 161.0609 | 777.2775
2464 | 161.6228 | 816.7343 | 161.6228 | 816.7343
2465 | 164.2609 | 868.6499 | 164.2609 | 868.6499
2466 | 170.814 | 877.371 | 170.814 | 877.371
2467 | 178.2103 | 876.6893 | 178.2103 | 876.6893
2468 | 188.8067 | 870.6399 | 188.8067 | 870.6399
2469 | 200.1705 | 885.8005 | 200.1705 | 885.8005
2470 | 209.6704 | 904.2617 | 209.6704 | 904.2617
2471 | 226.0883 | 930.9249 | 226.0883 | 930.9249
2472 | 221.7966 | 955.8194 | 221.7966 | 955.8194
2473 | 214.2613 | 984.1686 | 214.2613 | 984.1686
2474 | 213.2299 | 1009.2744 | 213.2299 | 1009.2744
2475 | 216.5951 | 998.4913 | 216.5951 | 998.4913
2476 | 220.3736 | 961.1314 | 220.3736 | 961.1314
2477 | 227.7311 | 921.0206 | 227.7311 | 921.0206
2478 | 231.9678 | 876.0052 | 231.9678 | 876.0052
2479 | 224.5408 | 828.7411 | 224.5408 | 828.7411
2480 | 215.9875 | 795.5324 | 215.9875 | 795.5324
2481 | 208.4607 | 773.0112 | 208.4607 | 773.0112
2482 | 198.37 | 760.5898 | 198.37 | 760.5898
2483 | 185.5236 | 763.0299 | 185.5236 | 763.0299
2484 | 174.4727 | 799.5894 | 174.4727 | 799.5894
2485 | 168.1822 | 826.6927 | 168.1822 | 826.6927
2486 | 163.3875 | 835.9506 | 163.3875 | 835.9506
2487 | 160.8822 | 850.4551 | 160.8822 | 850.4551
2488 | 161.8492 | 876.5749 | 161.8492 | 876.5749
2489 | 165.4803 | 923.3669 | 165.4803 | 923.3669
2490 | 172.8584 | 940.849 | 172.8584 | 940.849
2491 | 183.1584 | 952.8394 | 183.1584 | 952.8394
2492 | 200.0142 | 954.8078 | 200.0142 | 954.8078
2493 | 210.9524 | 959.9168 | 210.9524 | 959.9168
2494 | 224.7389 | 962.0294 | 224.7389 | 962.0294
2495 | 242.2494 | 962.9181 | 242.2494 | 962.9181
2496 | 237.2652 | 963.1723 | 237.2652 | 963.1723
2497 | 227.6294 | 960.8972 | 227.6294 | 960.8972
2498 | 224.6368 | 961.3627 | 224.6368 | 961.3627
2499 | 227.9054 | 954.0998 | 227.9054 | 954.0998
2500 | 231.2146 | 941.1454 | 231.2146 | 941.1454
2501 | 239.0149 | 915.2713 | 239.0149 | 915.2713
2502 | 240.037 | 876.9047 | 240.037 | 876.9047
2503 | 232.56 | 844.7768 | 232.56 | 844.7768
2504 | 222.658 | 825.1398 | 222.658 | 825.1398
2505 | 214.5245 | 812.24 | 214.5245 | 812.24
2506 | 203.2869 | 801.5786 | 203.2869 | 801.5786
2507 | 188.1555 | 801.7503 | 188.1555 | 801.7503
2508 | 176.2492 | 822.939 | 176.2492 | 822.939
2509 | 167.5839 | 837.9959 | 167.5839 | 837.9959
2510 | 162.7455 | 844.2422 | 162.7455 | 844.2422
2511 | 161.2014 | 855.657 | 161.2014 | 855.657
2512 | 163.1489 | 880.3687 | 163.1489 | 880.3687
2513 | 166.3909 | 931.0327 | 166.3909 | 931.0327
2514 | 173.3734 | 956.8456 | 173.3734 | 956.8456
2515 | 187.7945 | 979.9828 | 187.7945 | 979.9828
2516 | 206.9833 | 988.7566 | 206.9833 | 988.7566
2517 | 221.0137 | 995.0389 | 221.0137 | 995.0389
2518 | 231.2793 | 1002.0405 | 231.2793 | 1002.0405
2519 | 249.4561 | 1015.3275 | 249.4561 | 1015.3275
2520 | 244.8723 | 1020.6663 | 244.8723 | 1020.6663
2521 | 231.7438 | 1015.3013 | 231.7438 | 1015.3013
2522 | 232.0385 | 1010.2521 | 232.0385 | 1010.2521
2523 | 232.371 | 992.8202 | 232.371 | 992.8202
2524 | 232.9188 | 958.198 | 232.9188 | 958.198
2525 | 244.6434 | 906.08 | 244.6434 | 906.08
2526 | 251.2031 | 847.2973 | 251.2031 | 847.2973
2527 | 242.995 | 808.8724 | 242.995 | 808.8724
2528 | 230.5174 | 782.8993 | 230.5174 | 782.8993
2529 | 220.8859 | 764.7978 | 220.8859 | 764.7978
2530 | 209.1355 | 751.7897 | 209.1355 | 751.7897
2531 | 195.1002 | 752.0004 | 195.1002 | 752.0004
2532 | 181.434 | 766.7357 | 181.434 | 766.7357
2533 | 172.7491 | 775.1828 | 172.7491 | 775.1828
2534 | 168.3262 | 777.9873 | 168.3262 | 777.9873
2535 | 166.0104 | 788.4243 | 166.0104 | 788.4243
2536 | 166.6291 | 810.0462 | 166.6291 | 810.0462
2537 | 170.0541 | 854.4524 | 170.0541 | 854.4524
2538 | 177.5836 | 870.1745 | 177.5836 | 870.1745
2539 | 191.1475 | 882.3214 | 191.1475 | 882.3214
2540 | 208.7019 | 882.8427 | 208.7019 | 882.8427
2541 | 222.3891 | 881.8111 | 222.3891 | 881.8111
2542 | 232.5694 | 874.5761 | 232.5694 | 874.5761
2543 | 252.4618 | 871.0843 | 252.4618 | 871.0843
2544 | 244.6653 | 871.2212 | 244.6653 | 871.2212
2545 | 232.6335 | 869.5718 | 232.6335 | 869.5718
2546 | 229.5342 | 873.8703 | 229.5342 | 873.8703
2547 | 230.7913 | 876.0332 | 230.7913 | 876.0332
2548 | 232.7102 | 878.215 | 232.7102 | 878.215
2549 | 244.3435 | 873.4219 | 244.3435 | 873.4219
2550 | 250.825 | 855.1979 | 250.825 | 855.1979
2551 | 240.3145 | 837.6585 | 240.3145 | 837.6585
2552 | 230.7217 | 820.3291 | 230.7217 | 820.3291
2553 | 220.542 | 804.1048 | 220.542 | 804.1048
2554 | 209.2853 | 788.9456 | 209.2853 | 788.9456
2555 | 194.5797 | 785.3625 | 194.5797 | 785.3625
2556 | 182.2848 | 809.2499 | 182.2848 | 809.2499
2557 | 173.9075 | 833.5763 | 173.9075 | 833.5763
2558 | 169.1747 | 849.3267 | 169.1747 | 849.3267
2559 | 166.4688 | 871.0669 | 166.4688 | 871.0669
2560 | 167.4041 | 903.4445 | 167.4041 | 903.4445
2561 | 169.3824 | 953.8348 | 169.3824 | 953.8348
2562 | 177.9174 | 965.4892 | 177.9174 | 965.4892
2563 | 189.329 | 976.893 | 189.329 | 976.893
2564 | 202.9848 | 978.353 | 202.9848 | 978.353
2565 | 217.6836 | 980.7632 | 217.6836 | 980.7632
2566 | 227.7418 | 982.2892 | 227.7418 | 982.2892
2567 | 244.3745 | 985.3681 | 244.3745 | 985.3681
2568 | 239.6477 | 993.0926 | 239.6477 | 993.0926
2569 | 226.0626 | 1001.7296 | 226.0626 | 1001.7296
2570 | 224.373 | 1008.5312 | 224.373 | 1008.5312
2571 | 223.5456 | 1000.9945 | 223.5456 | 1000.9945
2572 | 229.8951 | 960.8185 | 229.8951 | 960.8185
2573 | 241.9879 | 905.2196 | 241.9879 | 905.2196
2574 | 248.3644 | 866.5793 | 248.3644 | 866.5793
2575 | 238.0425 | 843.5644 | 238.0425 | 843.5644
2576 | 225.9394 | 825.2571 | 225.9394 | 825.2571
2577 | 217.4906 | 811.1058 | 217.4906 | 811.1058
2578 | 206.8533 | 796.9635 | 206.8533 | 796.9635
2579 | 195.0658 | 795.1404 | 195.0658 | 795.1404
2580 | 182.2983 | 820.9834 | 182.2983 | 820.9834
2581 | 175.0108 | 843.7453 | 175.0108 | 843.7453
2582 | 168.966 | 853.277 | 168.966 | 853.277
2583 | 166.658 | 872.4749 | 166.658 | 872.4749
2584 | 166.506 | 905.2827 | 166.506 | 905.2827
2585 | 170.0463 | 953.8739 | 170.0463 | 953.8739
2586 | 175.5559 | 968.4226 | 175.5559 | 968.4226
2587 | 184.5294 | 974.6245 | 184.5294 | 974.6245
2588 | 195.9492 | 970.1396 | 195.9492 | 970.1396
2589 | 207.4925 | 972.2369 | 207.4925 | 972.2369
2590 | 217.1096 | 974.7406 | 217.1096 | 974.7406
2591 | 232.1579 | 980.7921 | 232.1579 | 980.7921
2592 | 228.7362 | 990.0028 | 228.7362 | 990.0028
2593 | 219.9075 | 998.5225 | 219.9075 | 998.5225
2594 | 218.2981 | 1007.2406 | 218.2981 | 1007.2406
2595 | 218.4826 | 1009.4426 | 218.4826 | 1009.4426
2596 | 222.4434 | 996.41 | 222.4434 | 996.41
2597 | 232.0429 | 970.0274 | 232.0429 | 970.0274
2598 | 238.1259 | 943.0814 | 238.1259 | 943.0814
2599 | 231.1857 | 912.8308 | 231.1857 | 912.8308
2600 | 222.3667 | 888.6178 | 222.3667 | 888.6178
2601 | 213.9941 | 874.9749 | 213.9941 | 874.9749
2602 | 204.538 | 868.4593 | 204.538 | 868.4593
2603 | 191.3755 | 888.656 | 191.3755 | 888.656
2604 | 181.699 | 954.4319 | 181.699 | 954.4319
2605 | 173.1851 | 1006.0581 | 173.1851 | 1006.0581
2606 | 168.6062 | 1033.19 | 168.6062 | 1033.19
2607 | 166.9136 | 1060.3275 | 166.9136 | 1060.3275
2608 | 167.912 | 1098.1025 | 167.912 | 1098.1025
2609 | 169.8922 | 1152.3257 | 169.8922 | 1152.3257
2610 | 174.9283 | 1167.07 | 174.9283 | 1167.07
2611 | 184.9838 | 1169.9083 | 184.9838 | 1169.9083
2612 | 195.6943 | 1159.9477 | 195.6943 | 1159.9477
2613 | 206.0275 | 1147.5347 | 206.0275 | 1147.5347
2614 | 216.6192 | 1131.8125 | 216.6192 | 1131.8125
2615 | 232.7599 | 1122.806 | 232.7599 | 1122.806
2616 | 229.4298 | 1116.6459 | 229.4298 | 1116.6459
2617 | 221.9046 | 1113.9406 | 221.9046 | 1113.9406
2618 | 219.1917 | 1125.24 | 219.1917 | 1125.24
2619 | 219.5466 | 1145.5897 | 219.5466 | 1145.5897
2620 | 226.6497 | 1133.8869 | 226.6497 | 1133.8869
2621 | 240.2969 | 1060.7661 | 240.2969 | 1060.7661
2622 | 243.1843 | 994.826 | 243.1843 | 994.826
2623 | 232.5882 | 952.6073 | 232.5882 | 952.6073
2624 | 223.6881 | 922.019 | 223.6881 | 922.019
2625 | 214.9916 | 903.4872 | 214.9916 | 903.4872
2626 | 204.9145 | 897.5583 | 204.9145 | 897.5583
2627 | 191.0698 | 935.981 | 191.0698 | 935.981
2628 | 180.4598 | 1029.4478 | 180.4598 | 1029.4478
2629 | 171.8638 | 1089.3656 | 171.8638 | 1089.3656
2630 | 167.0681 | 1117.1624 | 167.0681 | 1117.1624
2631 | 164.8859 | 1140.115 | 164.8859 | 1140.115
2632 | 165.3347 | 1166.313 | 165.3347 | 1166.313
2633 | 167.2154 | 1204.6178 | 167.2154 | 1204.6178
2634 | 173.9798 | 1203.1699 | 173.9798 | 1203.1699
2635 | 187.3012 | 1194.0401 | 187.3012 | 1194.0401
2636 | 199.7306 | 1178.8386 | 199.7306 | 1178.8386
2637 | 208.6589 | 1165.526 | 208.6589 | 1165.526
2638 | 218.7005 | 1145.3451 | 218.7005 | 1145.3451
2639 | 237.8176 | 1125.8176 | 237.8176 | 1125.8176
2640 | 232.3446 | 1110.9356 | 232.3446 | 1110.9356
2641 | 222.9668 | 1095.5582 | 222.9668 | 1095.5582
2642 | 220.4392 | 1088.0058 | 220.4392 | 1088.0058
2643 | 221.8483 | 1082.894 | 221.8483 | 1082.894
2644 | 228.1334 | 1064.2684 | 228.1334 | 1064.2684
2645 | 239.7798 | 1023.1017 | 239.7798 | 1023.1017
2646 | 246.5785 | 984.6961 | 246.5785 | 984.6961
2647 | 234.9497 | 947.8748 | 234.9497 | 947.8748
2648 | 225.0715 | 918.7727 | 225.0715 | 918.7727
2649 | 217.789 | 897.464 | 217.789 | 897.464
2650 | 206.9863 | 893.4516 | 206.9863 | 893.4516
2651 | 193.4427 | 933.9863 | 193.4427 | 933.9863
2652 | 179.1556 | 1008.9924 | 179.1556 | 1008.9924
2653 | 171.5909 | 1060.5013 | 171.5909 | 1060.5013
2654 | 167.1165 | 1091.3097 | 167.1165 | 1091.3097
2655 | 164.9625 | 1119.073 | 164.9625 | 1119.073
2656 | 165.6804 | 1153.7582 | 165.6804 | 1153.7582
2657 | 169.0418 | 1204.1876 | 169.0418 | 1204.1876
2658 | 177.61 | 1213.8473 | 177.61 | 1213.8473
2659 | 193.3401 | 1217.1159 | 193.3401 | 1217.1159
2660 | 209.6623 | 1210.4407 | 209.6623 | 1210.4407
2661 | 220.7884 | 1200.1006 | 220.7884 | 1200.1006
2662 | 229.8934 | 1182.3446 | 229.8934 | 1182.3446
2663 | 246.9297 | 1168.058 | 246.9297 | 1168.058
2664 | 242.4913 | 1160.0206 | 242.4913 | 1160.0206
2665 | 230.2422 | 1149.7667 | 230.2422 | 1149.7667
2666 | 225.1833 | 1144.2482 | 225.1833 | 1144.2482
2667 | 231.0214 | 1140.2315 | 231.0214 | 1140.2315
2668 | 235.2864 | 1116.9125 | 235.2864 | 1116.9125
2669 | 248.2688 | 1060.023 | 248.2688 | 1060.023
2670 | 250.7274 | 1013.7168 | 250.7274 | 1013.7168
2671 | 237.974 | 971.6155 | 237.974 | 971.6155
2672 | 227.1006 | 929.4893 | 227.1006 | 929.4893
2673 | 217.5266 | 901.8836 | 217.5266 | 901.8836
2674 | 206.0233 | 887.9369 | 206.0233 | 887.9369
2675 | 191.812 | 906.7647 | 191.812 | 906.7647
2676 | 179.4381 | 960.2595 | 179.4381 | 960.2595
2677 | 171.3317 | 989.6312 | 171.3317 | 989.6312
2678 | 167.612 | 998.4589 | 167.612 | 998.4589
2679 | 165.2561 | 1002.4034 | 165.2561 | 1002.4034
2680 | 165.3399 | 1014.2083 | 165.3399 | 1014.2083
2681 | 169.6441 | 1048.0153 | 169.6441 | 1048.0153
2682 | 176.3261 | 1057.7924 | 176.3261 | 1057.7924
2683 | 192.0884 | 1068.9224 | 192.0884 | 1068.9224
2684 | 210.2896 | 1070.1868 | 210.2896 | 1070.1868
2685 | 221.82 | 1070.6806 | 221.82 | 1070.6806
2686 | 233.2371 | 1063.4847 | 233.2371 | 1063.4847
2687 | 248.0476 | 1058.624 | 248.0476 | 1058.624
2688 | 241.711 | 1058.9173 | 241.711 | 1058.9173
2689 | 230.8377 | 1058.0111 | 230.8377 | 1058.0111
2690 | 229.1078 | 1060.8624 | 229.1078 | 1060.8624
2691 | 230.2338 | 1055.907 | 230.2338 | 1055.907
2692 | 233.0144 | 1033.9961 | 233.0144 | 1033.9961
2693 | 244.8016 | 984.1075 | 244.8016 | 984.1075
2694 | 251.0316 | 923.0563 | 251.0316 | 923.0563
2695 | 238.0292 | 893.7444 | 238.0292 | 893.7444
2696 | 227.0143 | 877.7448 | 227.0143 | 877.7448
2697 | 216.3919 | 865.0406 | 216.3919 | 865.0406
2698 | 204.2866 | 852.6583 | 204.2866 | 852.6583
2699 | 190.886 | 862.8816 | 190.886 | 862.8816
2700 | 177.9848 | 902.4527 | 177.9848 | 902.4527
2701 | 170.9376 | 926.8964 | 170.9376 | 926.8964
2702 | 165.4708 | 933.1818 | 165.4708 | 933.1818
2703 | 164.0415 | 937.1654 | 164.0415 | 937.1654
2704 | 165.9114 | 953.8201 | 165.9114 | 953.8201
2705 | 168.199 | 994.5107 | 168.199 | 994.5107
2706 | 176.1325 | 1008.6292 | 176.1325 | 1008.6292
2707 | 192.4407 | 1030.9451 | 192.4407 | 1030.9451
2708 | 209.8472 | 1045.0772 | 209.8472 | 1045.0772
2709 | 224.0299 | 1060.2378 | 224.0299 | 1060.2378
2710 | 234.7355 | 1073.6146 | 234.7355 | 1073.6146
2711 | 249.8325 | 1072.1957 | 249.8325 | 1072.1957
2712 | 244.6146 | 1078.9424 | 244.6146 | 1078.9424
2713 | 231.0063 | 1090.1608 | 231.0063 | 1090.1608
2714 | 228.2435 | 1111.1207 | 228.2435 | 1111.1207
2715 | 232.4268 | 1121.2233 | 232.4268 | 1121.2233
2716 | 235.9133 | 1105.14 | 235.9133 | 1105.14
2717 | 246.79 | 1064.2861 | 246.79 | 1064.2861
2718 | 252.0317 | 1015.3986 | 252.0317 | 1015.3986
2719 | 242.0049 | 962.4634 | 242.0049 | 962.4634
2720 | 230.5674 | 920.1416 | 230.5674 | 920.1416
2721 | 220.3932 | 877.5563 | 220.3932 | 877.5563
2722 | 209.4325 | 844.3666 | 209.4325 | 844.3666
2723 | 196.8829 | 840.7444 | 196.8829 | 840.7444
2724 | 184.7725 | 858.1393 | 184.7725 | 858.1393
2725 | 177.1776 | 858.1774 | 177.1776 | 858.1774
2726 | 173.8183 | 856.6797 | 173.8183 | 856.6797
2727 | 170.239 | 865.1611 | 170.239 | 865.1611
2728 | 171.9093 | 877.318 | 171.9093 | 877.318
2729 | 174.3391 | 906.7445 | 174.3391 | 906.7445
2730 | 182.5285 | 908.6602 | 182.5285 | 908.6602
2731 | 194.1543 | 910.599 | 194.1543 | 910.599
2732 | 206.6839 | 907.9131 | 206.6839 | 907.9131
2733 | 220.4607 | 912.1225 | 220.4607 | 912.1225
2734 | 229.5907 | 920.845 | 229.5907 | 920.845
2735 | 242.5916 | 938.7081 | 242.5916 | 938.7081
2736 | 241.3667 | 966.6141 | 241.3667 | 966.6141
2737 | 228.1863 | 994.7678 | 228.1863 | 994.7678
2738 | 226.0433 | 1019.2869 | 226.0433 | 1019.2869
2739 | 230.2886 | 1020.3938 | 230.2886 | 1020.3938
2740 | 233.4116 | 997.6615 | 233.4116 | 997.6615
2741 | 243.8736 | 963.4175 | 243.8736 | 963.4175
2742 | 245.7257 | 931.5826 | 245.7257 | 931.5826
2743 | 234.7354 | 911.8139 | 234.7354 | 911.8139
2744 | 226.8133 | 894.2498 | 226.8133 | 894.2498
2745 | 217.6582 | 876.2656 | 217.6582 | 876.2656
2746 | 208.4328 | 865.7998 | 208.4328 | 865.7998
2747 | 196.8773 | 875.4363 | 196.8773 | 875.4363
2748 | 185.0427 | 913.2866 | 185.0427 | 913.2866
2749 | 177.0364 | 940.9374 | 177.0364 | 940.9374
2750 | 172.7483 | 975.3831 | 172.7483 | 975.3831
2751 | 170.5618 | 1026.9263 | 170.5618 | 1026.9263
2752 | 170.6919 | 1087.8944 | 170.6919 | 1087.8944
2753 | 174.0258 | 1157.6449 | 174.0258 | 1157.6449
2754 | 181.1175 | 1181.8932 | 181.1175 | 1181.8932
2755 | 190.1663 | 1192.7886 | 190.1663 | 1192.7886
2756 | 199.5684 | 1190.8458 | 199.5684 | 1190.8458
2757 | 210.8267 | 1187.0765 | 210.8267 | 1187.0765
2758 | 221.7417 | 1186.8424 | 221.7417 | 1186.8424
2759 | 233.6085 | 1197.4307 | 233.6085 | 1197.4307
2760 | 231.6342 | 1206.6024 | 231.6342 | 1206.6024
2761 | 222.054 | 1207.1433 | 222.054 | 1207.1433
2762 | 223.0665 | 1210.7769 | 223.0665 | 1210.7769
2763 | 223.5174 | 1212.7051 | 223.5174 | 1212.7051
2764 | 230.3123 | 1203.8574 | 230.3123 | 1203.8574
2765 | 243.3807 | 1175.9886 | 243.3807 | 1175.9886
2766 | 242.4631 | 1138.9519 | 242.4631 | 1138.9519
2767 | 231.5896 | 1103.7733 | 231.5896 | 1103.7733
2768 | 223.426 | 1073.7717 | 223.426 | 1073.7717
2769 | 215.3801 | 1058.5253 | 215.3801 | 1058.5253
2770 | 207.1668 | 1063.9387 | 207.1668 | 1063.9387
2771 | 196.7781 | 1123.9118 | 196.7781 | 1123.9118
2772 | 185.643 | 1224.9271 | 185.643 | 1224.9271
2773 | 176.9799 | 1281.2467 | 176.9799 | 1281.2467
2774 | 172.6846 | 1314.0889 | 172.6846 | 1314.0889
2775 | 170.2972 | 1341.3046 | 170.2972 | 1341.3046
2776 | 171.0187 | 1363.2004 | 171.0187 | 1363.2004
2777 | 173.567 | 1386.5646 | 173.567 | 1386.5646
2778 | 180.5183 | 1386.0553 | 180.5183 | 1386.0553
2779 | 190.2578 | 1388.7764 | 190.2578 | 1388.7764
2780 | 200.0925 | 1378.3464 | 200.0925 | 1378.3464
2781 | 208.4225 | 1362.6872 | 208.4225 | 1362.6872
2782 | 216.8823 | 1346.0654 | 216.8823 | 1346.0654
2783 | 230.4841 | 1338.9753 | 230.4841 | 1338.9753
2784 | 228.7519 | 1336.8046 | 228.7519 | 1336.8046
2785 | 220.9433 | 1337.6976 | 220.9433 | 1337.6976
2786 | 220.2618 | 1352.7126 | 220.2618 | 1352.7126
2787 | 223.2512 | 1375.5263 | 223.2512 | 1375.5263
2788 | 228.4493 | 1361.2422 | 228.4493 | 1361.2422
2789 | 241.3737 | 1293.1276 | 241.3737 | 1293.1276
2790 | 245.1417 | 1193.9036 | 245.1417 | 1193.9036
2791 | 232.7571 | 1126.7708 | 232.7571 | 1126.7708
2792 | 225.5724 | 1084.058 | 225.5724 | 1084.058
2793 | 217.6009 | 1050.4683 | 217.6009 | 1050.4683
2794 | 208.0474 | 1022.9498 | 208.0474 | 1022.9498
2795 | 195.5286 | 1023.6299 | 195.5286 | 1023.6299
2796 | 183.837 | 1037.3483 | 183.837 | 1037.3483
2797 | 176.9195 | 1027.4912 | 176.9195 | 1027.4912
2798 | 173.4105 | 1012.6564 | 173.4105 | 1012.6564
2799 | 171.3671 | 1005.9234 | 171.3671 | 1005.9234
2800 | 171.9243 | 1016.4768 | 171.9243 | 1016.4768
2801 | 175.3714 | 1048.25 | 175.3714 | 1048.25
2802 | 181.4671 | 1057.4404 | 181.4671 | 1057.4404
2803 | 192.3654 | 1083.6283 | 192.3654 | 1083.6283
2804 | 206.4051 | 1112.701 | 206.4051 | 1112.701
2805 | 216.155 | 1128.2136 | 216.155 | 1128.2136
2806 | 223.0907 | 1137.9921 | 223.0907 | 1137.9921
2807 | 235.8604 | 1154.1343 | 235.8604 | 1154.1343
2808 | 231.9039 | 1169.3682 | 231.9039 | 1169.3682
2809 | 221.0113 | 1172.1776 | 221.0113 | 1172.1776
2810 | 220.1188 | 1179.9961 | 220.1188 | 1179.9961
2811 | 223.5766 | 1188.0257 | 223.5766 | 1188.0257
2812 | 231.205 | 1187.8217 | 231.205 | 1187.8217
2813 | 244.0238 | 1180.8776 | 244.0238 | 1180.8776
2814 | 246.5237 | 1157.7645 | 246.5237 | 1157.7645
2815 | 234.4491 | 1133.5371 | 234.4491 | 1133.5371
2816 | 227.1616 | 1112.9223 | 227.1616 | 1112.9223
2817 | 218.0873 | 1100.3746 | 218.0873 | 1100.3746
2818 | 206.7649 | 1093.3897 | 206.7649 | 1093.3897
2819 | 192.2687 | 1098.2938 | 192.2687 | 1098.2938
2820 | 180.681 | 1126.1705 | 180.681 | 1126.1705
2821 | 174.4935 | 1148.8151 | 174.4935 | 1148.8151
2822 | 171.1186 | 1168.1247 | 171.1186 | 1168.1247
2823 | 169.1947 | 1192.4462 | 169.1947 | 1192.4462
2824 | 171.7902 | 1227.9527 | 171.7902 | 1227.9527
2825 | 175.1379 | 1279.047 | 175.1379 | 1279.047
2826 | 184.9899 | 1294.5735 | 184.9899 | 1294.5735
2827 | 201.2988 | 1308.5587 | 201.2988 | 1308.5587
2828 | 218.8757 | 1315.5334 | 218.8757 | 1315.5334
2829 | 231.548 | 1324.7881 | 231.548 | 1324.7881
2830 | 239.1136 | 1326.7443 | 239.1136 | 1326.7443
2831 | 252.5393 | 1331.3877 | 252.5393 | 1331.3877
2832 | 245.167 | 1339.8162 | 245.167 | 1339.8162
2833 | 230.8987 | 1345.1678 | 230.8987 | 1345.1678
2834 | 230.8412 | 1357.054 | 230.8412 | 1357.054
2835 | 235.2807 | 1366.9609 | 235.2807 | 1366.9609
2836 | 240.7293 | 1366.4049 | 240.7293 | 1366.4049
2837 | 253.3099 | 1335.1725 | 253.3099 | 1335.1725
2838 | 255.6055 | 1279.4014 | 255.6055 | 1279.4014
2839 | 245.1169 | 1250.285 | 245.1169 | 1250.285
2840 | 233.9313 | 1228.2622 | 233.9313 | 1228.2622
2841 | 223.5294 | 1215.91 | 223.5294 | 1215.91
2842 | 212.5486 | 1229.224 | 212.5486 | 1229.224
2843 | 197.8591 | 1284.1126 | 197.8591 | 1284.1126
2844 | 183.4666 | 1363.7339 | 183.4666 | 1363.7339
2845 | 176.6486 | 1404.2915 | 176.6486 | 1404.2915
2846 | 172.5484 | 1425.4785 | 172.5484 | 1425.4785
2847 | 171.5091 | 1447.8053 | 171.5091 | 1447.8053
2848 | 173.3307 | 1452.4137 | 173.3307 | 1452.4137
2849 | 177.3415 | 1445.4665 | 177.3415 | 1445.4665
2850 | 186.0344 | 1414.4112 | 186.0344 | 1414.4112
2851 | 203.4022 | 1412.5171 | 203.4022 | 1412.5171
2852 | 220.452 | 1405.3725 | 220.452 | 1405.3725
2853 | 231.0059 | 1396.2448 | 231.0059 | 1396.2448
2854 | 240.5518 | 1378.8017 | 240.5518 | 1378.8017
2855 | 254.1218 | 1368.6218 | 254.1218 | 1368.6218
2856 | 246.516 | 1365.3169 | 246.516 | 1365.3169
2857 | 235.945 | 1356.08 | 235.945 | 1356.08
2858 | 235.5686 | 1343.052 | 235.5686 | 1343.052
2859 | 238.8019 | 1331.4477 | 238.8019 | 1331.4477
2860 | 244.554 | 1329.5619 | 244.554 | 1329.5619
2861 | 256.6715 | 1309.3589 | 256.6715 | 1309.3589
2862 | 261.2449 | 1257.538 | 261.2449 | 1257.538
2863 | 249.4708 | 1197.7582 | 249.4708 | 1197.7582
2864 | 237.6755 | 1160.521 | 237.6755 | 1160.521
2865 | 227.2018 | 1132.446 | 227.2018 | 1132.446
2866 | 217.2801 | 1104.028 | 217.2801 | 1104.028
2867 | 201.7659 | 1088.0857 | 201.7659 | 1088.0857
2868 | 188.4678 | 1112.7162 | 188.4678 | 1112.7162
2869 | 182.0616 | 1142.2835 | 182.0616 | 1142.2835
2870 | 176.7284 | 1139.4559 | 176.7284 | 1139.4559
2871 | 175.4356 | 1149.4235 | 175.4356 | 1149.4235
2872 | 177.8435 | 1189.115 | 177.8435 | 1189.115
2873 | 179.5914 | 1241.6173 | 179.5914 | 1241.6173
2874 | 190.521 | 1247.4441 | 190.521 | 1247.4441
2875 | 207.0305 | 1246.8016 | 207.0305 | 1246.8016
2876 | 227.1286 | 1239.9308 | 227.1286 | 1239.9308
2877 | 233.8138 | 1229.0431 | 233.8138 | 1229.0431
2878 | 243.4315 | 1196.1118 | 243.4315 | 1196.1118
2879 | 256.0586 | 1146.1164 | 256.0586 | 1146.1164
2880 | 248.9763 | 1086.4127 | 248.9763 | 1086.4127
2881 | 236.8574 | 1033.9966 | 236.8574 | 1033.9966
2882 | 236.2519 | 1015.806 | 236.2519 | 1015.806
2883 | 238.8604 | 1019.064 | 238.8604 | 1019.064
2884 | 245.4267 | 1027.3863 | 245.4267 | 1027.3863
2885 | 259.2802 | 1018.643 | 259.2802 | 1018.643
2886 | 262.63 | 981.2152 | 262.63 | 981.2152
2887 | 250.0508 | 931.6826 | 250.0508 | 931.6826
2888 | 241.1193 | 899.1779 | 241.1193 | 899.1779
2889 | 232.7696 | 876.2656 | 232.7696 | 876.2656
2890 | 219.8368 | 870.102 | 219.8368 | 870.102
2891 | 205.6939 | 897.3388 | 205.6939 | 897.3388
2892 | 190.3945 | 929.8307 | 190.3945 | 929.8307
2893 | 181.6714 | 934.0929 | 181.6714 | 934.0929
2894 | 176.8892 | 935.3329 | 176.8892 | 935.3329
2895 | 175.5759 | 950.1113 | 175.5759 | 950.1113
2896 | 176.3361 | 982.4889 | 176.3361 | 982.4889
2897 | 180.0376 | 1040.4668 | 180.0376 | 1040.4668
2898 | 187.8098 | 1071.2859 | 187.8098 | 1071.2859
2899 | 200.7296 | 1097.9823 | 200.7296 | 1097.9823
2900 | 214.9287 | 1108.3597 | 214.9287 | 1108.3597
2901 | 226.2275 | 1105.881 | 226.2275 | 1105.881
2902 | 234.0074 | 1095.2823 | 234.0074 | 1095.2823
2903 | 247.9436 | 1090.2261 | 247.9436 | 1090.2261
2904 | 241.0703 | 1076.7131 | 241.0703 | 1076.7131
2905 | 228.0941 | 1047.1772 | 228.0941 | 1047.1772
2906 | 225.674 | 1026.2488 | 225.674 | 1026.2488
2907 | 228.0634 | 1026.5343 | 228.0634 | 1026.5343
2908 | 230.8114 | 1022.5365 | 230.8114 | 1022.5365
2909 | 239.0323 | 976.7154 | 239.0323 | 976.7154
2910 | 235.749 | 921.5701 | 235.749 | 921.5701
2911 | 229.9118 | 873.2891 | 229.9118 | 873.2891
2912 | 220.93 | 837.7337 | 220.93 | 837.7337
2913 | 215.7469 | 814.0392 | 215.7469 | 814.0392
2914 | 208.4314 | 802.1653 | 208.4314 | 802.1653
2915 | 199.2198 | 807.6561 | 199.2198 | 807.6561
2916 | 192.9188 | 1011.0836 | 192.9188 | 1011.0836
2917 | 185.2799 | 1031.2971 | 185.2799 | 1031.2971
2918 | 179.2915 | 1067.5729 | 179.2915 | 1067.5729
2919 | 180.4148 | 1141.938 | 180.4148 | 1141.938
2920 | 179.9336 | 1246.4207 | 179.9336 | 1246.4207
2921 | 182.0355 | 1368.0726 | 182.0355 | 1368.0726
2922 | 188.8472 | 1486.0538 | 188.8472 | 1486.0538
2923 | 198.8729 | 1556.4978 | 198.8729 | 1556.4978
2924 | 213.2542 | 1609.2095 | 213.2542 | 1609.2095
2925 | 220.4701 | 1637.5561 | 220.4701 | 1637.5561
2926 | 230.2214 | 1657.0347 | 230.2214 | 1657.0347
2927 | 243.7348 | 1669.8362 | 243.7348 | 1669.8362
2928 | 242.5333 | 1677.0313 | 242.5333 | 1677.0313
2929 | 234.4174 | 1673.4278 | 234.4174 | 1673.4278
2930 | 233.406 | 1655.0783 | 233.406 | 1655.0783
2931 | 235.8055 | 1639.6368 | 235.8055 | 1639.6368
2932 | 247.1411 | 1608.011 | 247.1411 | 1608.011
2933 | 257.7064 | 1557.8819 | 257.7064 | 1557.8819
2934 | 250.4523 | 1502.0533 | 250.4523 | 1502.0533
2935 | 244.1557 | 1453.517 | 244.1557 | 1453.517
2936 | 235.3527 | 1408.0889 | 235.3527 | 1408.0889
2937 | 224.625 | 1373.0949 | 224.625 | 1373.0949
2938 | 214.8226 | 1369.2058 | 214.8226 | 1369.2058
2939 | 203.0152 | 1384.8434 | 203.0152 | 1384.8434
2940 | 192.102 | 1414.5934 | 192.102 | 1414.5934
2941 | 184.077 | 1425.8091 | 184.077 | 1425.8091
2942 | 179.6504 | 1436.049 | 179.6504 | 1436.049
2943 | 178.3352 | 1436.135 | 178.3352 | 1436.135
2944 | 179.2511 | 1429.0554 | 179.2511 | 1429.0554
2945 | 184.3154 | 1430.3388 | 184.3154 | 1430.3388
2946 | 191.1851 | 1448.3878 | 191.1851 | 1448.3878
2947 | 198.807 | 1437.4694 | 198.807 | 1437.4694
2948 | 209.1564 | 1437.2476 | 209.1564 | 1437.2476
2949 | 218.4974 | 1427.4975 | 218.4974 | 1427.4975
2950 | 231.6872 | 1422.1844 | 231.6872 | 1422.1844
2951 | 240.9061 | 1413.9274 | 240.9061 | 1413.9274
2952 | 236.7679 | 1416.0493 | 236.7679 | 1416.0493
2953 | 230.2814 | 1433.6001 | 230.2814 | 1433.6001
2954 | 228.9933 | 1459.0906 | 228.9933 | 1459.0906
2955 | 235.9761 | 1491.1265 | 235.9761 | 1491.1265
2956 | 246.9243 | 1479.6977 | 246.9243 | 1479.6977
2957 | 261.2538 | 1423.0117 | 261.2538 | 1423.0117
2958 | 252.413 | 1377.8081 | 252.413 | 1377.8081
2959 | 240.869 | 1349.086 | 240.869 | 1349.086
2960 | 231.8419 | 1336.7293 | 231.8419 | 1336.7293
2961 | 225.8854 | 1339.162 | 225.8854 | 1339.162
2962 | 214.3952 | 1357.48 | 214.3952 | 1357.48
2963 | 201.4541 | 1393.6975 | 201.4541 | 1393.6975
2964 | 189.8809 | 1447.2341 | 189.8809 | 1447.2341
2965 | 181.4902 | 1498.461 | 181.4902 | 1498.461
2966 | 178.6149 | 1547.6112 | 178.6149 | 1547.6112
2967 | 177.3931 | 1566.1712 | 177.3931 | 1566.1712
2968 | 177.51 | 1564.787 | 177.51 | 1564.787
2969 | 182.8715 | 1567.9849 | 182.8715 | 1567.9849
2970 | 188.6392 | 1591.5856 | 188.6392 | 1591.5856
2971 | 199.7308 | 1591.0529 | 199.7308 | 1591.0529
2972 | 213.9007 | 1590.1133 | 213.9007 | 1590.1133
2973 | 222.546 | 1585.9149 | 222.546 | 1585.9149
2974 | 230.1583 | 1591.8011 | 230.1583 | 1591.8011
2975 | 237.208 | 1602.6883 | 237.208 | 1602.6883
2976 | 239.127 | 1615.483 | 239.127 | 1615.483
2977 | 228.7638 | 1627.0034 | 228.7638 | 1627.0034
2978 | 229.2942 | 1634.9291 | 229.2942 | 1634.9291
2979 | 234.1692 | 1649.1132 | 234.1692 | 1649.1132
2980 | 251.39 | 1655.1533 | 251.39 | 1655.1533
2981 | 261.3006 | 1637.5692 | 261.3006 | 1637.5692
2982 | 252.8139 | 1589.8769 | 252.8139 | 1589.8769
2983 | 242.89 | 1548.8068 | 242.89 | 1548.8068
2984 | 233.352 | 1525.9687 | 233.352 | 1525.9687
2985 | 224.1458 | 1503.5141 | 224.1458 | 1503.5141
2986 | 216.8369 | 1503.3102 | 216.8369 | 1503.3102
2987 | 203.2015 | 1502.8667 | 203.2015 | 1502.8667
2988 | 189.7143 | 1502.6562 | 189.7143 | 1502.6562
2989 | 182.3161 | 1501.5719 | 182.3161 | 1501.5719
2990 | 178.889 | 1496.5443 | 178.889 | 1496.5443
2991 | 177.7286 | 1492.4186 | 177.7286 | 1492.4186
2992 | 179.6427 | 1495.5333 | 179.6427 | 1495.5333
2993 | 185.456 | 1518.6888 | 185.456 | 1518.6888
2994 | 193.8145 | 1555.5947 | 193.8145 | 1555.5947
2995 | 203.9888 | 1563.1025 | 203.9888 | 1563.1025
2996 | 221.54 | 1574.7023 | 221.54 | 1574.7023
2997 | 233.4603 | 1583.8091 | 233.4603 | 1583.8091
2998 | 240.9209 | 1591.2268 | 240.9209 | 1591.2268
2999 | 256.7467 | 1588.9524 | 256.7467 | 1588.9524
3000 | 253.3343 | 1589.3992 | 253.3343 | 1589.3992
3001 | 238.7823 | 1601.5417 | 238.7823 | 1601.5417
3002 | 238.6185 | 1621.4804 | 238.6185 | 1621.4804
3003 | 246.8324 | 1659.5467 | 246.8324 | 1659.5467
3004 | 259.4934 | 1691.0964 | 259.4934 | 1691.0964
3005 | 270.2399 | 1680.9784 | 270.2399 | 1680.9784
3006 | 265.4243 | 1618.1623 | 265.4243 | 1618.1623
3007 | 251.6519 | 1540.192 | 251.6519 | 1540.192
3008 | 242.0478 | 1493.4238 | 242.0478 | 1493.4238
3009 | 233.6035 | 1467.8103 | 233.6035 | 1467.8103
3010 | 222.0031 | 1455.4499 | 222.0031 | 1455.4499
3011 | 206.7492 | 1442.7064 | 206.7492 | 1442.7064
3012 | 195.541 | 1446.1333 | 195.541 | 1446.1333
3013 | 185.3246 | 1469.7927 | 185.3246 | 1469.7927
3014 | 182.2349 | 1494.4863 | 182.2349 | 1494.4863
3015 | 181.0267 | 1505.3409 | 181.0267 | 1505.3409
3016 | 181.3938 | 1518.554 | 181.3938 | 1518.554
3017 | 186.6459 | 1549.0322 | 186.6459 | 1549.0322
3018 | 194.5294 | 1598.0946 | 194.5294 | 1598.0946
3019 | 206.2004 | 1609.5748 | 206.2004 | 1609.5748
3020 | 222.8401 | 1623.7112 | 222.8401 | 1623.7112
3021 | 232.4408 | 1628.0319 | 232.4408 | 1628.0319
3022 | 241.4632 | 1626.2605 | 241.4632 | 1626.2605
3023 | 256.2638 | 1631.9787 | 256.2638 | 1631.9787
3024 | 254.3339 | 1649.7031 | 254.3339 | 1649.7031
3025 | 242.7289 | 1678.166 | 242.7289 | 1678.166
3026 | 241.6495 | 1715.2386 | 241.6495 | 1715.2386
3027 | 247.8943 | 1766.1793 | 247.8943 | 1766.1793
3028 | 263.6042 | 1818.6439 | 263.6042 | 1818.6439
3029 | 269.0477 | 1841.0231 | 269.0477 | 1841.0231
3030 | 266.6645 | 1813.6714 | 266.6645 | 1813.6714
3031 | 254.4728 | 1765.4223 | 254.4728 | 1765.4223
3032 | 241.7453 | 1736.5538 | 241.7453 | 1736.5538
3033 | 233.1448 | 1730.0845 | 233.1448 | 1730.0845
3034 | 224.8259 | 1742.755 | 224.8259 | 1742.755
3035 | 208.4682 | 1762.03 | 208.4682 | 1762.03
3036 | 194.0489 | 1773.2581 | 194.0489 | 1773.2581
3037 | 185.8244 | 1768.6321 | 185.8244 | 1768.6321
3038 | 182.4906 | 1752.5009 | 182.4906 | 1752.5009
3039 | 180.2958 | 1739.186 | 180.2958 | 1739.186
3040 | 182.8917 | 1735.5045 | 182.8917 | 1735.5045
3041 | 186.8582 | 1746.3121 | 186.8582 | 1746.3121
3042 | 193.1786 | 1764.8397 | 193.1786 | 1764.8397
3043 | 203.3654 | 1755.5965 | 203.3654 | 1755.5965
3044 | 219.27 | 1748.5785 | 219.27 | 1748.5785
3045 | 231.0533 | 1737.1054 | 231.0533 | 1737.1054
3046 | 239.9471 | 1739.0671 | 239.9471 | 1739.0671
3047 | 253.5223 | 1748.6142 | 253.5223 | 1748.6142
3048 | 250.6926 | 1772.7996 | 250.6926 | 1772.7996
3049 | 240.2607 | 1798.1995 | 240.2607 | 1798.1995
3050 | 241.7614 | 1821.3927 | 241.7614 | 1821.3927
3051 | 248.2455 | 1850.2219 | 248.2455 | 1850.2219
3052 | 263.9988 | 1868.0357 | 263.9988 | 1868.0357
3053 | 270.4639 | 1863.5174 | 270.4639 | 1863.5174
3054 | 265.3579 | 1829.4653 | 265.3579 | 1829.4653
3055 | 256.0388 | 1807.5872 | 256.0388 | 1807.5872
3056 | 245.0348 | 1799.5379 | 245.0348 | 1799.5379
3057 | 234.045 | 1792.3028 | 234.045 | 1792.3028
3058 | 224.3192 | 1799.6608 | 224.3192 | 1799.6608
3059 | 208.2633 | 1815.442 | 208.2633 | 1815.442
3060 | 196.5307 | 1822.7456 | 196.5307 | 1822.7456
3061 | 187.665 | 1837.503 | 187.665 | 1837.503
3062 | 183.6044 | 1850.1837 | 183.6044 | 1850.1837
3063 | 182.3823 | 1851.6576 | 182.3823 | 1851.6576
3064 | 183.7454 | 1832.948 | 183.7454 | 1832.948
3065 | 187.5689 | 1817.4803 | 187.5689 | 1817.4803
3066 | 194.3662 | 1811.5035 | 194.3662 | 1811.5035
3067 | 204.3055 | 1778.3779 | 204.3055 | 1778.3779
3068 | 220.4027 | 1749.8708 | 220.4027 | 1749.8708
3069 | 229.7058 | 1713.2232 | 229.7058 | 1713.2232
3070 | 235.1887 | 1682.257 | 235.1887 | 1682.257
3071 | 248.7075 | 1660.2641 | 248.7075 | 1660.2641
3072 | 247.3891 | 1646.7357 | 247.3891 | 1646.7357
3073 | 236.9593 | 1636.0968 | 236.9593 | 1636.0968
3074 | 237.6698 | 1627.1279 | 237.6698 | 1627.1279
3075 | 242.5572 | 1628.1983 | 242.5572 | 1628.1983
3076 | 258.8253 | 1636.2964 | 258.8253 | 1636.2964
3077 | 265.372 | 1638.5264 | 265.372 | 1638.5264
3078 | 259.698 | 1610.4568 | 259.698 | 1610.4568
3079 | 249.4827 | 1579.5809 | 249.4827 | 1579.5809
3080 | 239.0921 | 1566.2192 | 239.0921 | 1566.2192
3081 | 231.1152 | 1578.3675 | 231.1152 | 1578.3675
3082 | 220.0002 | 1617.5526 | 220.0002 | 1617.5526
3083 | 205.9269 | 1655.4931 | 205.9269 | 1655.4931
3084 | 196.3588 | 1680.4092 | 196.3588 | 1680.4092
3085 | 188.123 | 1679.277 | 188.123 | 1679.277
3086 | 184.0855 | 1661.9972 | 184.0855 | 1661.9972
3087 | 183.3635 | 1640.4982 | 183.3635 | 1640.4982
3088 | 181.0991 | 1624.0859 | 181.0991 | 1624.0859
3089 | 184.8261 | 1629.6767 | 184.8261 | 1629.6767
3090 | 191.9597 | 1651.9374 | 191.9597 | 1651.9374
3091 | 200.4201 | 1646.1401 | 200.4201 | 1646.1401
3092 | 211.5241 | 1646.5884 | 211.5241 | 1646.5884
3093 | 220.7512 | 1647.4632 | 220.7512 | 1647.4632
3094 | 230.0026 | 1665.1709 | 230.0026 | 1665.1709
3095 | 241.5195 | 1692.5698 | 241.5195 | 1692.5698
3096 | 241.1016 | 1718.2868 | 241.1016 | 1718.2868
3097 | 230.011 | 1727.8449 | 230.011 | 1727.8449
3098 | 230.3335 | 1730.0275 | 230.3335 | 1730.0275
3099 | 234.626 | 1747.9446 | 234.626 | 1747.9446
3100 | 252.8402 | 1749.1509 | 252.8402 | 1749.1509
3101 | 258.416 | 1728.0729 | 258.416 | 1728.0729
3102 | 250.4958 | 1703.0663 | 250.4958 | 1703.0663
3103 | 240.0208 | 1672.2384 | 240.0208 | 1672.2384
3104 | 233.6328 | 1652.7984 | 233.6328 | 1652.7984
3105 | 225.7331 | 1642.1652 | 225.7331 | 1642.1652
3106 | 216.6404 | 1652.9213 | 216.6404 | 1652.9213
3107 | 203.9851 | 1676.6952 | 203.9851 | 1676.6952
3108 | 192.8704 | 1722.5741 | 192.8704 | 1722.5741
3109 | 185.1389 | 1771.8866 | 185.1389 | 1771.8866
3110 | 181.7274 | 1822.8076 | 181.7274 | 1822.8076
3111 | 180.2739 | 1904.1603 | 180.2739 | 1904.1603
3112 | 180.0346 | 2012.2804 | 180.0346 | 2012.2804
3113 | 183.2712 | 2134.5545 | 183.2712 | 2134.5545
3114 | 190.1333 | 2240.3313 | 190.1333 | 2240.3313
3115 | 196.7566 | 2298.4752 | 196.7566 | 2298.4752
3116 | 207.6637 | 2343.6729 | 207.6637 | 2343.6729
3117 | 217.2619 | 2367.4728 | 217.2619 | 2367.4728
3118 | 224.955 | 2391.7373 | 224.955 | 2391.7373
3119 | 235.5443 | 2421.9121 | 235.5443 | 2421.9121
3120 | 235.5371 | 2456.579 | 235.5371 | 2456.579
3121 | 228.5387 | 2483.2232 | 228.5387 | 2483.2232
3122 | 228.4833 | 2483.0127 | 228.4833 | 2483.0127
3123 | 237.2886 | 2471.4001 | 237.2886 | 2471.4001
3124 | 252.7211 | 2456.0946 | 252.7211 | 2456.0946
3125 | 259.8927 | 2419.462 | 259.8927 | 2419.462
3126 | 252.98 | 2331.0407 | 252.98 | 2331.0407
3127 | 242.8832 | 2205.8801 | 242.8832 | 2205.8801
3128 | 233.6024 | 2125.9927 | 233.6024 | 2125.9927
3129 | 226.547 | 2069.988 | 226.547 | 2069.988
3130 | 215.1957 | 2032.3095 | 215.1957 | 2032.3095
3131 | 203.152 | 2024.1606 | 203.152 | 2024.1606
3132 | 192.4704 | 2023.7107 | 192.4704 | 2023.7107
3133 | 183.4826 | 2019.3241 | 183.4826 | 2019.3241
3134 | 180.8465 | 2016.5459 | 180.8465 | 2016.5459
3135 | 179.824 | 2015.2918 | 179.824 | 2015.2918
3136 | 180.8285 | 2022.6182 | 180.8285 | 2022.6182
3137 | 184.3804 | 2052.8092 | 184.3804 | 2052.8092
3138 | 189.3499 | 2084.8333 | 189.3499 | 2084.8333
3139 | 198.0947 | 2077.6959 | 198.0947 | 2077.6959
3140 | 207.0472 | 2069.9123 | 207.0472 | 2069.9123
3141 | 219.4094 | 2043.8896 | 219.4094 | 2043.8896
3142 | 227.3013 | 2018.5231 | 227.3013 | 2018.5231
3143 | 239.8158 | 1998.4925 | 239.8158 | 1998.4925
3144 | 238.2473 | 1998.1257 | 238.2473 | 1998.1257
3145 | 232.7448 | 2023.1905 | 232.7448 | 2023.1905
3146 | 231.123 | 2046.8144 | 231.123 | 2046.8144
3147 | 237.2939 | 2080.2383 | 237.2939 | 2080.2383
3148 | 255.5452 | 2124.9017 | 255.5452 | 2124.9017
3149 | 261.4522 | 2133.8799 | 261.4522 | 2133.8799
3150 | 251.3248 | 2068.8144 | 251.3248 | 2068.8144
3151 | 243.1198 | 1963.8509 | 243.1198 | 1963.8509
3152 | 233.4404 | 1903.3946 | 233.4404 | 1903.3946
3153 | 227.5512 | 1873.761 | 227.5512 | 1873.761
3154 | 216.8631 | 1889.4466 | 216.8631 | 1889.4466
3155 | 203.3843 | 1935.2362 | 203.3843 | 1935.2362
3156 | 193.5501 | 1948.4266 | 193.5501 | 1948.4266
3157 | 186.2127 | 1941.599 | 186.2127 | 1941.599
3158 | 179.7888 | 1936.5714 | 179.7888 | 1936.5714
3159 | 179.6185 | 1944.6501 | 179.6185 | 1944.6501
3160 | 180.4969 | 1967.2917 | 180.4969 | 1967.2917
3161 | 184.9606 | 1990.3994 | 184.9606 | 1990.3994
3162 | 192.1391 | 2000.6472 | 192.1391 | 2000.6472
3163 | 201.0827 | 1992.4568 | 201.0827 | 1992.4568
3164 | 210.3796 | 1999.8448 | 210.3796 | 1999.8448
3165 | 222.4654 | 1994.9286 | 222.4654 | 1994.9286
3166 | 234.298 | 1983.1544 | 234.298 | 1983.1544
3167 | 245.9542 | 1972.2172 | 245.9542 | 1972.2172
3168 | 246.6894 | 1976.11 | 246.6894 | 1976.11
3169 | 233.9097 | 2008.8803 | 233.9097 | 2008.8803
3170 | 233.1574 | 2052.797 | 233.1574 | 2052.797
3171 | 242.9925 | 2095.9365 | 242.9925 | 2095.9365
3172 | 258.2725 | 2130.5492 | 258.2725 | 2130.5492
3173 | 265.3613 | 2130.7212 | 265.3613 | 2130.7212
3174 | 256.3799 | 2088.8199 | 256.3799 | 2088.8199
3175 | 248.079 | 2023.054 | 248.079 | 2023.054
3176 | 237.9065 | 1956.9981 | 237.9065 | 1956.9981
3177 | 231.1755 | 1918.7975 | 231.1755 | 1918.7975
3178 | 220.9432 | 1935.9189 | 220.9432 | 1935.9189
3179 | 207.6552 | 1974.4816 | 207.6552 | 1974.4816
3180 | 195.3552 | 1984.6568 | 195.3552 | 1984.6568
3181 | 188.1394 | 1985.104 | 188.1394 | 1985.104
3182 | 181.2817 | 1974.9075 | 181.2817 | 1974.9075
3183 | 181.787 | 1935.3652 | 181.787 | 1935.3652
3184 | 183.4853 | 1902.5368 | 183.4853 | 1902.5368
3185 | 187.1003 | 1901.14 | 187.1003 | 1901.14
3186 | 193.8051 | 1907.6547 | 193.8051 | 1907.6547
3187 | 206.4676 | 1884.3884 | 206.4676 | 1884.3884
3188 | 221.1048 | 1869.3778 | 221.1048 | 1869.3778
3189 | 234.0679 | 1833.4481 | 234.0679 | 1833.4481
3190 | 241.0435 | 1780.562 | 241.0435 | 1780.562
3191 | 251.7697 | 1729.1829 | 251.7697 | 1729.1829
3192 | 244.0089 | 1690.3364 | 244.0089 | 1690.3364
3193 | 241.4808 | 1661.8456 | 241.4808 | 1661.8456
3194 | 242.573 | 1639.3801 | 242.573 | 1639.3801
3195 | 250.8187 | 1640.9291 | 250.8187 | 1640.9291
3196 | 266.3308 | 1688.5598 | 266.3308 | 1688.5598
3197 | 272.4473 | 1751.8594 | 272.4473 | 1751.8594
3198 | 269.4501 | 1754.9947 | 269.4501 | 1754.9947
3199 | 257.3038 | 1712.3931 | 257.3038 | 1712.3931
3200 | 249.8333 | 1710.2785 | 249.8333 | 1710.2785
3201 | 238.3071 | 1715.535 | 238.3071 | 1715.535
3202 | 228.72 | 1736.1024 | 228.72 | 1736.1024
3203 | 210.2614 | 1787.3002 | 210.2614 | 1787.3002
3204 | 198.6024 | 1821.8841 | 198.6024 | 1821.8841
3205 | 188.558 | 1833.3392 | 188.558 | 1833.3392
3206 | 185.044 | 1828.8859 | 185.044 | 1828.8859
3207 | 182.281 | 1812.9865 | 182.281 | 1812.9865
3208 | 183.6334 | 1812.2245 | 183.6334 | 1812.2245
3209 | 187.0916 | 1842.3198 | 187.0916 | 1842.3198
3210 | 195.7492 | 1883.246 | 195.7492 | 1883.246
3211 | 206.8401 | 1894.9176 | 206.8401 | 1894.9176
3212 | 223.356 | 1906.5652 | 223.356 | 1906.5652
3213 | 234.6067 | 1904.7599 | 234.6067 | 1904.7599
3214 | 243.0449 | 1901.6005 | 243.0449 | 1901.6005
3215 | 257.0453 | 1901.9584 | 257.0453 | 1901.9584
3216 | 256.4928 | 1916.524 | 256.4928 | 1916.524
3217 | 241.3694 | 1946.5184 | 241.3694 | 1946.5184
3218 | 241.9946 | 2000.725 | 241.9946 | 2000.725
3219 | 249.4558 | 2095.0271 | 249.4558 | 2095.0271
3220 | 262.4221 | 2209.6143 | 262.4221 | 2209.6143
3221 | 271.0549 | 2275.8813 | 271.0549 | 2275.8813
3222 | 265.043 | 2252.6934 | 265.043 | 2252.6934
3223 | 255.9252 | 2206.8373 | 255.9252 | 2206.8373
3224 | 244.4787 | 2168.3011 | 244.4787 | 2168.3011
3225 | 238.0438 | 2129.7654 | 238.0438 | 2129.7654
3226 | 229.9478 | 2130.5187 | 229.9478 | 2130.5187
3227 | 214.9769 | 2151.8996 | 214.9769 | 2151.8996
3228 | 201.336 | 2175.1406 | 201.336 | 2175.1406
3229 | 191.1489 | 2211.2437 | 191.1489 | 2211.2437
3230 | 186.2959 | 2232.8264 | 186.2959 | 2232.8264
3231 | 183.9204 | 2237.9855 | 183.9204 | 2237.9855
3232 | 184.123 | 2238.085 | 184.123 | 2238.085
3233 | 186.5932 | 2249.8977 | 186.5932 | 2249.8977
3234 | 195.5146 | 2271.2969 | 195.5146 | 2271.2969
3235 | 208.4293 | 2262.9151 | 208.4293 | 2262.9151
3236 | 220.1924 | 2268.8673 | 220.1924 | 2268.8673
3237 | 231.094 | 2270.9865 | 231.094 | 2270.9865
3238 | 240.5347 | 2279.8401 | 240.5347 | 2279.8401
3239 | 252.5132 | 2291.2536 | 252.5132 | 2291.2536
3240 | 252.1181 | 2303.5698 | 252.1181 | 2303.5698
3241 | 238.6448 | 2311.3571 | 238.6448 | 2311.3571
3242 | 242.3882 | 2312.3431 | 242.3882 | 2312.3431
3243 | 251.169 | 2319.0131 | 251.169 | 2319.0131
3244 | 266.8673 | 2319.7407 | 266.8673 | 2319.7407
3245 | 269.0618 | 2296.7962 | 269.0618 | 2296.7962
3246 | 262.4715 | 2238.4789 | 262.4715 | 2238.4789
3247 | 253.3668 | 2188.6026 | 253.3668 | 2188.6026
3248 | 241.5993 | 2142.7916 | 241.5993 | 2142.7916
3249 | 235.257 | 2082.4316 | 235.257 | 2082.4316
3250 | 225.4569 | 2045.5668 | 225.4569 | 2045.5668
3251 | 212.4902 | 2032.584 | 212.4902 | 2032.584
3252 | 199.963 | 2022.5142 | 199.963 | 2022.5142
3253 | 192.7106 | 1991.8523 | 192.7106 | 1991.8523
3254 | 187.1056 | 1939.5388 | 187.1056 | 1939.5388
3255 | 184.0652 | 1907.8934 | 184.0652 | 1907.8934
3256 | 185.2645 | 1898.0379 | 185.2645 | 1898.0379
3257 | 187.3806 | 1913.6794 | 187.3806 | 1913.6794
3258 | 194.9171 | 1947.6659 | 194.9171 | 1947.6659
3259 | 203.5612 | 1955.1258 | 203.5612 | 1955.1258
3260 | 214.0805 | 1961.7002 | 214.0805 | 1961.7002
3261 | 224.1872 | 1955.2524 | 224.1872 | 1955.2524
3262 | 233.9156 | 1949.8915 | 233.9156 | 1949.8915
3263 | 246.3199 | 1939.2894 | 246.3199 | 1939.2894
3264 | 242.5112 | 1939.449 | 242.5112 | 1939.449
3265 | 235.0806 | 1957.6698 | 235.0806 | 1957.6698
3266 | 234.9284 | 1947.1215 | 234.9284 | 1947.1215
3267 | 244.4569 | 1948.1919 | 244.4569 | 1948.1919
3268 | 257.978 | 1985.4369 | 257.978 | 1985.4369
3269 | 262.91 | 2018.2974 | 262.91 | 2018.2974
3270 | 255.5153 | 1999.9913 | 255.5153 | 1999.9913
3271 | 246.3834 | 1970.0727 | 246.3834 | 1970.0727
3272 | 237.6484 | 1963.6028 | 237.6484 | 1963.6028
3273 | 229.4124 | 1957.1814 | 229.4124 | 1957.1814
3274 | 221.3612 | 1965.1137 | 221.3612 | 1965.1137
3275 | 209.5358 | 2000.6133 | 209.5358 | 2000.6133
3276 | 199.1032 | 2043.7642 | 199.1032 | 2043.7642
3277 | 191.5227 | 2085.7062 | 191.5227 | 2085.7062
3278 | 185.8545 | 2128.8739 | 185.8545 | 2128.8739
3279 | 184.5244 | 2172.417 | 184.5244 | 2172.417
3280 | 184.6415 | 2208.7467 | 184.6415 | 2208.7467
3281 | 187.717 | 2240.4692 | 187.717 | 2240.4692
3282 | 193.4067 | 2262.682 | 193.4067 | 2262.682
3283 | 200.6327 | 2249.6099 | 200.6327 | 2249.6099
3284 | 208.4228 | 2251.9248 | 208.4228 | 2251.9248
3285 | 215.8256 | 2257.0592 | 215.8256 | 2257.0592
3286 | 219.5931 | 2263.9026 | 219.5931 | 2263.9026
3287 | 243.8229 | 2245.6907 | 243.8229 | 2245.6907
3288 | 243.8066 | 2212.5396 | 243.8066 | 2212.5396
3289 | 238.5705 | 2194.243 | 238.5705 | 2194.243
3290 | 237.5454 | 2187.6193 | 237.5454 | 2187.6193
3291 | 245.8908 | 2182.2763 | 245.8908 | 2182.2763
3292 | 261.7936 | 2166.6358 | 261.7936 | 2166.6358
3293 | 265.9633 | 2146.8501 | 265.9633 | 2146.8501
3294 | 256.2358 | 2122.6571 | 256.2358 | 2122.6571
3295 | 247.849 | 2088.5747 | 247.849 | 2088.5747
3296 | 237.4068 | 2049.512 | 237.4068 | 2049.512
3297 | 229.1322 | 2016.8631 | 229.1322 | 2016.8631
3298 | 218.3569 | 2007.9486 | 218.3569 | 2007.9486
3299 | 204.1853 | 2017.7473 | 204.1853 | 2017.7473
3300 | 193.8142 | 2035.1493 | 193.8142 | 2035.1493
3301 | 185.5689 | 2052.4912 | 185.5689 | 2052.4912
3302 | 179.8383 | 2053.3026 | 179.8383 | 2053.3026
3303 | 179.4761 | 2039.3177 | 179.4761 | 2039.3177
3304 | 180.2436 | 2016.1092 | 180.2436 | 2016.1092
3305 | 182.2559 | 2011.9844 | 182.2559 | 2011.9844
3306 | 188.4585 | 2042.2856 | 188.4585 | 2042.2856
3307 | 199.9803 | 2069.8468 | 199.9803 | 2069.8468
3308 | 210.6493 | 2102.7922 | 210.6493 | 2102.7922
3309 | 221.4355 | 2112.0426 | 221.4355 | 2112.0426
3310 | 231.3449 | 2098.0668 | 231.3449 | 2098.0668
3311 | 245.513 | 2063.5824 | 245.513 | 2063.5824
3312 | 245.5149 | 2020.6679 | 245.5149 | 2020.6679
3313 | 236.9817 | 1968.3427 | 236.9817 | 1968.3427
3314 | 236.8894 | 1920.607 | 236.8894 | 1920.607
3315 | 247.7288 | 1898.2736 | 247.7288 | 1898.2736
3316 | 262.028 | 1887.7063 | 262.028 | 1887.7063
3317 | 265.0386 | 1895.9667 | 265.0386 | 1895.9667
3318 | 257.8029 | 1897.6661 | 257.8029 | 1897.6661
3319 | 246.9528 | 1879.5211 | 246.9528 | 1879.5211
3320 | 241.6112 | 1863.6228 | 241.6112 | 1863.6228
3321 | 233.4209 | 1850.8838 | 233.4209 | 1850.8838
3322 | 221.0568 | 1848.3347 | 221.0568 | 1848.3347
3323 | 206.706 | 1845.1632 | 206.706 | 1845.1632
3324 | 195.7245 | 1834.232 | 195.7245 | 1834.232
3325 | 189.6499 | 1831.5683 | 189.6499 | 1831.5683
3326 | 186.1423 | 1831.6139 | 186.1423 | 1831.6139
3327 | 184.2845 | 1834.9065 | 184.2845 | 1834.9065
3328 | 186.4707 | 1847.1146 | 186.4707 | 1847.1146
3329 | 189.929 | 1875.3912 | 189.929 | 1875.3912
3330 | 197.6153 | 1918.3275 | 197.6153 | 1918.3275
3331 | 210.6824 | 1933.493 | 210.6824 | 1933.493
3332 | 227.31 | 1948.2994 | 227.31 | 1948.2994
3333 | 238.0203 | 1942.6173 | 238.0203 | 1942.6173
3334 | 246.5406 | 1923.9513 | 246.5406 | 1923.9513
3335 | 262.6245 | 1901.4798 | 262.6245 | 1901.4798
3336 | 257.2625 | 1893.1203 | 257.2625 | 1893.1203
3337 | 248.3372 | 1905.2628 | 248.3372 | 1905.2628
3338 | 251.1931 | 1923.4307 | 251.1931 | 1923.4307
3339 | 260.8445 | 1952.8343 | 260.8445 | 1952.8343
3340 | 274.0063 | 1998.1199 | 274.0063 | 1998.1199
3341 | 278.5832 | 2043.6634 | 278.5832 | 2043.6634
3342 | 268.2375 | 2062.1139 | 268.2375 | 2062.1139
3343 | 257.0922 | 2071.4407 | 257.0922 | 2071.4407
3344 | 248.5425 | 2081.9612 | 248.5425 | 2081.9612
3345 | 239.3781 | 2096.1675 | 239.3781 | 2096.1675
3346 | 227.7236 | 2132.2895 | 227.7236 | 2132.2895
3347 | 212.1275 | 2181.8122 | 212.1275 | 2181.8122
3348 | 201.4986 | 2227.5954 | 201.4986 | 2227.5954
3349 | 195.0053 | 2281.8854 | 195.0053 | 2281.8854
3350 | 189.3946 | 2340.6076 | 189.3946 | 2340.6076
3351 | 187.9614 | 2393.4835 | 187.9614 | 2393.4835
3352 | 188.4466 | 2436.7529 | 188.4466 | 2436.7529
3353 | 191.3687 | 2483.2642 | 191.3687 | 2483.2642
3354 | 201.2653 | 2532.901 | 201.2653 | 2532.901
3355 | 212.0448 | 2543.9505 | 212.0448 | 2543.9505
3356 | 227.0808 | 2538.3684 | 227.0808 | 2538.3684
3357 | 236.9852 | 2504.3531 | 236.9852 | 2504.3531
3358 | 249.3366 | 2476.9286 | 249.3366 | 2476.9286
3359 | 263.355 | 2460.7268 | 263.355 | 2460.7268
3360 | 257.1119 | 2448.4428 | 257.1119 | 2448.4428
3361 | 246.7722 | 2433.305 | 246.7722 | 2433.305
3362 | 246.5212 | 2417.157 | 246.5212 | 2417.157
3363 | 257.4783 | 2417.5573 | 257.4783 | 2417.5573
3364 | 271.9027 | 2420.1037 | 271.9027 | 2420.1037
3365 | 274.8984 | 2407.9756 | 274.8984 | 2407.9756
3366 | 267.2455 | 2341.2349 | 267.2455 | 2341.2349
3367 | 257.752 | 2246.1785 | 257.752 | 2246.1785
3368 | 248.3076 | 2193.667 | 248.3076 | 2193.667
3369 | 236.1692 | 2153.0255 | 236.1692 | 2153.0255
3370 | 224.444 | 2122.8132 | 224.444 | 2122.8132
3371 | 209.2199 | 2090.5906 | 209.2199 | 2090.5906
3372 | 199.4543 | 2063.1954 | 199.4543 | 2063.1954
3373 | 191.9989 | 2052.6827 | 191.9989 | 2052.6827
3374 | 188.0692 | 2057.9929 | 188.0692 | 2057.9929
3375 | 186.0103 | 2081.2911 | 186.0103 | 2081.2911
3376 | 184.9611 | 2134.2283 | 184.9611 | 2134.2283
3377 | 186.9925 | 2218.3099 | 186.9925 | 2218.3099
3378 | 196.447 | 2289.7231 | 196.447 | 2289.7231
3379 | 209.6044 | 2294.3593 | 209.6044 | 2294.3593
3380 | 225.0696 | 2287.1021 | 225.0696 | 2287.1021
3381 | 235.657 | 2277.2083 | 235.657 | 2277.2083
3382 | 244.0447 | 2261.031 | 244.0447 | 2261.031
3383 | 262.7164 | 2233.7735 | 262.7164 | 2233.7735
3384 | 259.6295 | 2218.6178 | 259.6295 | 2218.6178
3385 | 249.3458 | 2222.337 | 249.3458 | 2222.337
3386 | 250.795 | 2231.8422 | 250.795 | 2231.8422
3387 | 264.6427 | 2237.7942 | 264.6427 | 2237.7942
3388 | 275.6031 | 2231.2471 | 275.6031 | 2231.2471
3389 | 278.7103 | 2220.3155 | 278.7103 | 2220.3155
3390 | 271.9203 | 2187.2685 | 271.9203 | 2187.2685
3391 | 258.9312 | 2140.0244 | 258.9312 | 2140.0244
3392 | 246.0493 | 2093.2084 | 246.0493 | 2093.2084
3393 | 238.4035 | 2048.6902 | 238.4035 | 2048.6902
3394 | 229.2717 | 2015.367 | 229.2717 | 2015.367
3395 | 212.9507 | 1989.2704 | 212.9507 | 1989.2704
3396 | 202.3221 | 1963.8854 | 202.3221 | 1963.8854
3397 | 191.3356 | 1938.9667 | 191.3356 | 1938.9667
3398 | 186.1485 | 1913.6464 | 186.1485 | 1913.6464
3399 | 185.0212 | 1892.8174 | 185.0212 | 1892.8174
3400 | 186.4494 | 1881.8133 | 186.4494 | 1881.8133
3401 | 189.1297 | 1891.903 | 189.1297 | 1891.903
3402 | 196.7072 | 1913.6372 | 196.7072 | 1913.6372
3403 | 207.485 | 1907.4092 | 207.485 | 1907.4092
3404 | 221.5107 | 1898.8597 | 221.5107 | 1898.8597
3405 | 230.1931 | 1867.8596 | 230.1931 | 1867.8596
3406 | 237.9549 | 1822.6311 | 237.9549 | 1822.6311
3407 | 254.904 | 1768.2847 | 254.904 | 1768.2847
3408 | 252.6354 | 1706.8003 | 252.6354 | 1706.8003
3409 | 245.527 | 1641.4093 | 245.527 | 1641.4093
3410 | 248.6789 | 1586.4467 | 248.6789 | 1586.4467
3411 | 259.6776 | 1556.2643 | 259.6776 | 1556.2643
3412 | 271.4096 | 1548.5686 | 271.4096 | 1548.5686
3413 | 273.9705 | 1562.0936 | 273.9705 | 1562.0936
3414 | 265.1544 | 1576.141 | 265.1544 | 1576.141
3415 | 253.8744 | 1575.2735 | 253.8744 | 1575.2735
3416 | 243.4935 | 1565.4056 | 243.4935 | 1565.4056
3417 | 238.0477 | 1547.9763 | 238.0477 | 1547.9763
3418 | 230.2109 | 1543.2735 | 230.2109 | 1543.2735
3419 | 216.9373 | 1554.1251 | 216.9373 | 1554.1251
3420 | 203.3191 | 1562.0029 | 203.3191 | 1562.0029
3421 | 194.5192 | 1565.226 | 194.5192 | 1565.226
3422 | 189.6263 | 1561.3471 | 189.6263 | 1561.3471
3423 | 188.3159 | 1558.5136 | 188.3159 | 1558.5136
3424 | 187.0727 | 1571.296 | 187.0727 | 1571.296
3425 | 189.7819 | 1602.54 | 189.7819 | 1602.54
3426 | 196.7244 | 1648.1086 | 196.7244 | 1648.1086
3427 | 205.1752 | 1667.0071 | 205.1752 | 1667.0071
3428 | 216.1929 | 1684.9723 | 216.1929 | 1684.9723
3429 | 224.9702 | 1688.4316 | 224.9702 | 1688.4316
3430 | 233.6681 | 1695.3229 | 233.6681 | 1695.3229
3431 | 247.2936 | 1703.3384 | 247.2936 | 1703.3384
3432 | 245.9608 | 1702.6365 | 245.9608 | 1702.6365
3433 | 239.4851 | 1693.3855 | 239.4851 | 1693.3855
3434 | 240.4754 | 1680.1092 | 240.4754 | 1680.1092
3435 | 250.7653 | 1671.4161 | 250.7653 | 1671.4161
3436 | 262.3457 | 1660.2265 | 262.3457 | 1660.2265
3437 | 265.4056 | 1656.0432 | 265.4056 | 1656.0432
3438 | 258.6866 | 1639.0772 | 258.6866 | 1639.0772
3439 | 247.1546 | 1615.7154 | 247.1546 | 1615.7154
3440 | 238.571 | 1587.182 | 238.571 | 1587.182
3441 | 231.7489 | 1558.2662 | 231.7489 | 1558.2662
3442 | 224.4102 | 1537.3388 | 224.4102 | 1537.3388
3443 | 212.4775 | 1508.8014 | 212.4775 | 1508.8014
3444 | 203.2776 | 1485.3787 | 203.2776 | 1485.3787
3445 | 193.7479 | 1475.4881 | 193.7479 | 1475.4881
3446 | 189.3961 | 1465.7223 | 189.3961 | 1465.7223
3447 | 186.5875 | 1456.667 | 186.5875 | 1456.667
3448 | 186.9539 | 1456.0964 | 186.9539 | 1456.0964
3449 | 191.3858 | 1474.3224 | 191.3858 | 1474.3224
3450 | 196.4184 | 1508.7874 | 196.4184 | 1508.7874
3451 | 202.3889 | 1516.3431 | 202.3889 | 1516.3431
3452 | 212.0906 | 1525.7412 | 212.0906 | 1525.7412
3453 | 221.2765 | 1516.6611 | 221.2765 | 1516.6611
3454 | 229.7133 | 1505.7484 | 229.7133 | 1505.7484
3455 | 241.0024 | 1493.0404 | 241.0024 | 1493.0404
3456 | 241.4034 | 1495.976 | 241.4034 | 1495.976
3457 | 235.0558 | 1513.9096 | 235.0558 | 1513.9096
3458 | 239.3392 | 1530.7852 | 239.3392 | 1530.7852
3459 | 250.2695 | 1540.9012 | 250.2695 | 1540.9012
3460 | 263.7552 | 1538.9008 | 263.7552 | 1538.9008
3461 | 267.9323 | 1538.1156 | 267.9323 | 1538.1156
3462 | 261.9633 | 1514.3534 | 261.9633 | 1514.3534
3463 | 252.1453 | 1481.9939 | 252.1453 | 1481.9939
3464 | 244.4671 | 1459.0601 | 244.4671 | 1459.0601
3465 | 236.9995 | 1446.704 | 236.9995 | 1446.704
3466 | 230.5864 | 1462.964 | 230.5864 | 1462.964
3467 | 215.4457 | 1482.239 | 215.4457 | 1482.239
3468 | 203.6877 | 1486.288 | 203.6877 | 1486.288
3469 | 193.1529 | 1489.1283 | 193.1529 | 1489.1283
3470 | 189.3605 | 1483.8135 | 189.3605 | 1483.8135
3471 | 186.782 | 1466.7655 | 186.782 | 1466.7655
3472 | 187.3458 | 1457.0536 | 187.3458 | 1457.0536
3473 | 188.3012 | 1481.2621 | 188.3012 | 1481.2621
3474 | 195.8318 | 1530.5159 | 195.8318 | 1530.5159
3475 | 206.9244 | 1566.357 | 206.9244 | 1566.357
3476 | 218.8358 | 1620.2652 | 218.8358 | 1620.2652
3477 | 225.105 | 1668.761 | 225.105 | 1668.761
3478 | 237.8283 | 1705.0864 | 237.8283 | 1705.0864
3479 | 251.3332 | 1722.0517 | 251.3332 | 1722.0517
3480 | 248.2362 | 1735.3251 | 248.2362 | 1735.3251
3481 | 239.5729 | 1761.2514 | 239.5729 | 1761.2514
3482 | 242.085 | 1796.3139 | 242.085 | 1796.3139
3483 | 255.1584 | 1837.0604 | 255.1584 | 1837.0604
3484 | 268.5207 | 1873.5875 | 268.5207 | 1873.5875
3485 | 273.8243 | 1907.3095 | 273.8243 | 1907.3095
3486 | 266.2838 | 1908.4825 | 266.2838 | 1908.4825
3487 | 253.0441 | 1886.8437 | 253.0441 | 1886.8437
3488 | 244.4302 | 1866.3987 | 244.4302 | 1866.3987
3489 | 238.5583 | 1856.962 | 238.5583 | 1856.962
3490 | 227.2442 | 1872.9827 | 227.2442 | 1872.9827
3491 | 213.3948 | 1887.7589 | 213.3948 | 1887.7589
3492 | 200.6776 | 1898.3169 | 200.6776 | 1898.3169
3493 | 191.3287 | 1910.4899 | 191.3287 | 1910.4899
3494 | 186.7244 | 1914.9386 | 186.7244 | 1914.9386
3495 | 184.481 | 1912.0573 | 184.481 | 1912.0573
3496 | 184.4702 | 1906.7964 | 184.4702 | 1906.7964
3497 | 188.5588 | 1912.4829 | 188.5588 | 1912.4829
3498 | 198.1869 | 1926.0809 | 198.1869 | 1926.0809
3499 | 214.0453 | 1907.122 | 214.0453 | 1907.122
3500 | 229.3001 | 1894.6002 | 229.3001 | 1894.6002
3501 | 239.8494 | 1891.024 | 239.8494 | 1891.024
3502 | 250.7392 | 1896.8145 | 250.7392 | 1896.8145
3503 | 265.4743 | 1902.9156 | 265.4743 | 1902.9156
3504 | 263.4692 | 1918.4384 | 263.4692 | 1918.4384
3505 | 250.2396 | 1938.7172 | 250.2396 | 1938.7172
3506 | 253.6839 | 1958.9909 | 253.6839 | 1958.9909
3507 | 268.1566 | 1992.2712 | 268.1566 | 1992.2712
3508 | 280.0379 | 2023.773 | 280.0379 | 2023.773
3509 | 284.5162 | 2045.0992 | 284.5162 | 2045.0992
3510 | 277.345 | 2036.6523 | 277.345 | 2036.6523
3511 | 264.6866 | 2016.7364 | 264.6866 | 2016.7364
3512 | 255.587 | 2000.886 | 255.587 | 2000.886
3513 | 248.4818 | 1993.3637 | 248.4818 | 1993.3637
3514 | 236.4639 | 2007.2307 | 236.4639 | 2007.2307
3515 | 218.8049 | 2014.0621 | 218.8049 | 2014.0621
3516 | 206.2948 | 2008.3476 | 206.2948 | 2008.3476
3517 | 196.5095 | 2007.3112 | 196.5095 | 2007.3112
3518 | 191.8502 | 2000.417 | 191.8502 | 2000.417
3519 | 188.2355 | 1990.213 | 188.2355 | 1990.213
3520 | 188.1199 | 1992.3705 | 188.1199 | 1992.3705
3521 | 190.499 | 2016.9618 | 190.499 | 2016.9618
3522 | 198.6999 | 2054.5857 | 198.6999 | 2054.5857
3523 | 215.2921 | 2063.6729 | 215.2921 | 2063.6729
3524 | 229.5924 | 2067.5671 | 229.5924 | 2067.5671
3525 | 239.2908 | 2060.21 | 239.2908 | 2060.21
3526 | 246.0003 | 2056.8592 | 246.0003 | 2056.8592
3527 | 260.8192 | 2051.0431 | 260.8192 | 2051.0431
3528 | 260.5128 | 2043.2579 | 260.5128 | 2043.2579
3529 | 248.2236 | 2033.1933 | 248.2236 | 2033.1933
3530 | 252.8813 | 2024.4158 | 252.8813 | 2024.4158
3531 | 265.2986 | 2026.6348 | 265.2986 | 2026.6348
3532 | 278.4055 | 2033.4407 | 278.4055 | 2033.4407
3533 | 282.2721 | 2046.4393 | 282.2721 | 2046.4393
3534 | 276.1331 | 2039.8589 | 276.1331 | 2039.8589
3535 | 263.0239 | 2017.1672 | 263.0239 | 2017.1672
3536 | 253.2628 | 1994.8077 | 253.2628 | 1994.8077
3537 | 244.2686 | 1975.7512 | 244.2686 | 1975.7512
3538 | 235.1206 | 1975.978 | 235.1206 | 1975.978
3539 | 219.9194 | 1979.6027 | 219.9194 | 1979.6027
3540 | 207.7926 | 1979.8708 | 207.7926 | 1979.8708
3541 | 197.737 | 1984.9604 | 197.737 | 1984.9604
3542 | 192.877 | 1989.6006 | 192.877 | 1989.6006
3543 | 191.0849 | 1990.8831 | 191.0849 | 1990.8831
3544 | 191.317 | 1993.0884 | 191.317 | 1993.0884
3545 | 195.0998 | 2013.9467 | 195.0998 | 2013.9467
3546 | 202.7726 | 2054.8728 | 202.7726 | 2054.8728
3547 | 217.5391 | 2077.313 | 217.5391 | 2077.313
3548 | 235.3689 | 2107.0997 | 235.3689 | 2107.0997
3549 | 245.9515 | 2115.5364 | 245.9515 | 2115.5364
3550 | 251.8499 | 2115.9666 | 251.8499 | 2115.9666
3551 | 266.4572 | 2104.503 | 266.4572 | 2104.503
3552 | 263.0349 | 2081.1632 | 263.0349 | 2081.1632
3553 | 252.2273 | 2058.0328 | 252.2273 | 2058.0328
3554 | 254.4192 | 2047.5323 | 254.4192 | 2047.5323
3555 | 266.3251 | 2070.5705 | 266.3251 | 2070.5705
3556 | 276.3177 | 2107.0019 | 276.3177 | 2107.0019
3557 | 280.4659 | 2119.7133 | 280.4659 | 2119.7133
3558 | 276.0293 | 2094.2282 | 276.0293 | 2094.2282
3559 | 261.5376 | 2067.0376 | 261.5376 | 2067.0376
3560 | 252.3058 | 2039.6049 | 252.3058 | 2039.6049
3561 | 243.6221 | 2017.8203 | 243.6221 | 2017.8203
3562 | 235.4648 | 1998.8552 | 235.4648 | 1998.8552
3563 | 221.2173 | 1970.2699 | 221.2173 | 1970.2699
3564 | 209.0611 | 1949.6231 | 209.0611 | 1949.6231
3565 | 199.5567 | 1955.6221 | 199.5567 | 1955.6221
3566 | 194.7278 | 1972.8974 | 194.7278 | 1972.8974
3567 | 191.755 | 1984.422 | 191.755 | 1984.422
3568 | 190.661 | 2000.2196 | 190.661 | 2000.2196
3569 | 193.1427 | 2034.8137 | 193.1427 | 2034.8137
3570 | 199.713 | 2078.4201 | 199.713 | 2078.4201
3571 | 212.4618 | 2089.5174 | 212.4618 | 2089.5174
3572 | 226.3753 | 2096.0439 | 226.3753 | 2096.0439
3573 | 234.4546 | 2086.7245 | 234.4546 | 2086.7245
3574 | 243.8985 | 2073.3231 | 243.8985 | 2073.3231
3575 | 259.8485 | 2056.547 | 259.8485 | 2056.547
3576 | 257.4107 | 2048.714 | 257.4107 | 2048.714
3577 | 249.0688 | 2044.1054 | 249.0688 | 2044.1054
3578 | 253.1676 | 2030.3026 | 253.1676 | 2030.3026
3579 | 266.1993 | 2012.516 | 266.1993 | 2012.516
3580 | 276.6148 | 1982.5174 | 276.6148 | 1982.5174
3581 | 277.5695 | 1955.2655 | 277.5695 | 1955.2655
3582 | 270.9366 | 1918.8203 | 270.9366 | 1918.8203
3583 | 261.6642 | 1871.4806 | 261.6642 | 1871.4806
3584 | 251.2627 | 1824.0423 | 251.2627 | 1824.0423
3585 | 241.7115 | 1773.7809 | 241.7115 | 1773.7809
3586 | 233.3979 | 1727.679 | 233.3979 | 1727.679
3587 | 221.6193 | 1679.2318 | 221.6193 | 1679.2318
3588 | 211.4307 | 1646.6198 | 211.4307 | 1646.6198
3589 | 202.222 | 1634.2884 | 202.222 | 1634.2884
3590 | 197.0056 | 1639.9815 | 197.0056 | 1639.9815
3591 | 194.3678 | 1666.4385 | 194.3678 | 1666.4385
3592 | 193.6821 | 1689.8459 | 193.6821 | 1689.8459
3593 | 196.9633 | 1712.6664 | 196.9633 | 1712.6664
3594 | 203.2607 | 1753.3054 | 203.2607 | 1753.3054
3595 | 212.1668 | 1774.597 | 212.1668 | 1774.597
3596 | 222.8971 | 1788.5419 | 222.8971 | 1788.5419
3597 | 228.8861 | 1778.7438 | 228.8861 | 1778.7438
3598 | 239.2747 | 1755.2918 | 239.2747 | 1755.2918
3599 | 252.3918 | 1717.7922 | 252.3918 | 1717.7922
3600 | 253.7209 | 1681.8173 | 253.7209 | 1681.8173
3601 | 245.1487 | 1649.6413 | 245.1487 | 1649.6413
3602 | 248.522 | 1618.0823 | 248.522 | 1618.0823
3603 | 260.4002 | 1597.2327 | 260.4002 | 1597.2327
3604 | 270.7507 | 1577.3326 | 270.7507 | 1577.3326
3605 | 272.6577 | 1566.5924 | 272.6577 | 1566.5924
3606 | 266.6211 | 1544.9839 | 266.6211 | 1544.9839
3607 | 255.141 | 1515.8789 | 255.141 | 1515.8789
3608 | 248.7335 | 1503.0915 | 248.7335 | 1503.0915
3609 | 239.5902 | 1519.5473 | 239.5902 | 1519.5473
3610 | 231.075 | 1547.9638 | 231.075 | 1547.9638
3611 | 219.6854 | 1550.4398 | 219.6854 | 1550.4398
3612 | 209.0765 | 1545.7304 | 209.0765 | 1545.7304
3613 | 200.2209 | 1543.4018 | 200.2209 | 1543.4018
3614 | 195.9249 | 1536.5555 | 195.9249 | 1536.5555
3615 | 192.2831 | 1528.5531 | 192.2831 | 1528.5531
3616 | 189.8923 | 1531.4763 | 189.8923 | 1531.4763
3617 | 192.1092 | 1563.7732 | 192.1092 | 1563.7732
3618 | 197.6585 | 1610.1075 | 197.6585 | 1610.1075
3619 | 206.5622 | 1630.1547 | 206.5622 | 1630.1547
3620 | 216.1076 | 1650.8479 | 216.1076 | 1650.8479
3621 | 223.5656 | 1660.4812 | 223.5656 | 1660.4812
3622 | 233.0867 | 1670.5313 | 233.0867 | 1670.5313
3623 | 248.6711 | 1686.3001 | 248.6711 | 1686.3001
3624 | 248.943 | 1717.8082 | 248.943 | 1717.8082
3625 | 241.5768 | 1753.498 | 241.5768 | 1753.498
3626 | 244.9409 | 1780.52 | 244.9409 | 1780.52
3627 | 256.3718 | 1811.503 | 256.3718 | 1811.503
3628 | 269.1909 | 1840.3246 | 269.1909 | 1840.3246
3629 | 273.5369 | 1873.9509 | 273.5369 | 1873.9509
3630 | 264.2483 | 1891.5879 | 264.2483 | 1891.5879
3631 | 253.2968 | 1894.0706 | 253.2968 | 1894.0706
3632 | 247.7198 | 1889.4194 | 247.7198 | 1889.4194
3633 | 239.7176 | 1873.3781 | 239.7176 | 1873.3781
3634 | 231.2719 | 1859.6776 | 231.2719 | 1859.6776
3635 | 217.5701 | 1839.6115 | 217.5701 | 1839.6115
3636 | 207.6335 | 1554.2701 | 207.6335 | 1554.2701
3637 | 200.6623 | 1542.925 | 200.6623 | 1542.925
3638 | 194.779 | 1542.5907 | 194.779 | 1542.5907
3639 | 193.4294 | 1568.5731 | 193.4294 | 1568.5731
3640 | 192.4864 | 1589.6279 | 192.4864 | 1589.6279
3641 | 196.5847 | 1594.0135 | 196.5847 | 1594.0135
3642 | 201.9267 | 1618.8626 | 201.9267 | 1618.8626
3643 | 213.6841 | 1623.0715 | 213.6841 | 1623.0715
3644 | 226.7996 | 1634.6956 | 226.7996 | 1634.6956
3645 | 236.7264 | 1631.2763 | 236.7264 | 1631.2763
3646 | 245.3753 | 1624.1475 | 245.3753 | 1624.1475
3647 | 261.3279 | 1615.8991 | 261.3279 | 1615.8991
3648 | 257.3885 | 1609.5687 | 257.3885 | 1609.5687
3649 | 250.1541 | 1608.1446 | 250.1541 | 1608.1446
3650 | 254.9683 | 1592.0459 | 254.9683 | 1592.0459
3651 | 267.1195 | 1583.135 | 267.1195 | 1583.135
3652 | 276.8762 | 1565.4948 | 276.8762 | 1565.4948
3653 | 282.0107 | 1569.3082 | 282.0107 | 1569.3082
3654 | 274.446 | 1568.825 | 274.446 | 1568.825
3655 | 262.8903 | 1554.7136 | 262.8903 | 1554.7136
3656 | 255.1353 | 1541.034 | 255.1353 | 1541.034
3657 | 246.8849 | 1523.723 | 246.8849 | 1523.723
3658 | 235.5979 | 1504.3592 | 235.5979 | 1504.3592
3659 | 221.7126 | 1476.3078 | 221.7126 | 1476.3078
3660 | 208.5346 | 1450.8805 | 208.5346 | 1450.8805
3661 | 199.1648 | 1436.677 | 199.1648 | 1436.677
3662 | 194.5285 | 1421.1528 | 194.5285 | 1421.1528
3663 | 193.147 | 1414.9995 | 193.147 | 1414.9995
3664 | 192.539 | 1414.3719 | 192.539 | 1414.3719
3665 | 197.0896 | 1426.1075 | 197.0896 | 1426.1075
3666 | 204.7414 | 1468.8415 | 204.7414 | 1468.8415
3667 | 219.0972 | 1483.422 | 219.0972 | 1483.422
3668 | 235.59 | 1501.2119 | 235.59 | 1501.2119
3669 | 245.1822 | 1515.2692 | 245.1822 | 1515.2692
3670 | 254.8839 | 1542.9303 | 254.8839 | 1542.9303
3671 | 269.862 | 1570.9826 | 269.862 | 1570.9826
3672 | 266.7706 | 1593.7255 | 266.7706 | 1593.7255
3673 | 254.4339 | 1605.7355 | 254.4339 | 1605.7355
3674 | 259.7297 | 1595.0676 | 259.7297 | 1595.0676
3675 | 272.7289 | 1590.0358 | 272.7289 | 1590.0358
3676 | 281.361 | 1585.3806 | 281.361 | 1585.3806
3677 | 286.3724 | 1601.5256 | 286.3724 | 1601.5256
3678 | 281.5515 | 1596.224 | 281.5515 | 1596.224
3679 | 267.6117 | 1577.0494 | 267.6117 | 1577.0494
3680 | 258.4411 | 1563.1656 | 258.4411 | 1563.1656
3681 | 249.6049 | 1550.0196 | 249.6049 | 1550.0196
3682 | 237.6323 | 1532.9832 | 237.6323 | 1532.9832
3683 | 222.7685 | 1506.116 | 222.7685 | 1506.116
3684 | 209.8444 | 1482.2404 | 209.8444 | 1482.2404
3685 | 200.9063 | 1468.5269 | 200.9063 | 1468.5269
3686 | 196.2841 | 1448.7152 | 196.2841 | 1448.7152
3687 | 194.3866 | 1436.1103 | 194.3866 | 1436.1103
3688 | 194.3326 | 1426.7444 | 194.3326 | 1426.7444
3689 | 198.4544 | 1432.0691 | 198.4544 | 1432.0691
3690 | 206.4475 | 1467.4531 | 206.4475 | 1467.4531
3691 | 220.6171 | 1470.927 | 220.6171 | 1470.927
3692 | 237.1274 | 1472.4245 | 237.1274 | 1472.4245
3693 | 248.9732 | 1462.7986 | 248.9732 | 1462.7986
3694 | 256.1919 | 1456.9356 | 256.1919 | 1456.9356
3695 | 271.6065 | 1448.8506 | 271.6065 | 1448.8506
3696 | 269.367 | 1440.6827 | 269.367 | 1440.6827
3697 | 258.2465 | 1438.6869 | 258.2465 | 1438.6869
3698 | 263.8693 | 1428.5907 | 263.8693 | 1428.5907
3699 | 274.9565 | 1433.3181 | 274.9565 | 1433.3181
3700 | 280.8751 | 1436.5437 | 280.8751 | 1436.5437
3701 | 285.3737 | 1459.222 | 285.3737 | 1459.222
3702 | 281.2887 | 1471.9278 | 281.2887 | 1471.9278
3703 | 268.8989 | 1469.4131 | 268.8989 | 1469.4131
3704 | 259.3372 | 1466.5952 | 259.3372 | 1466.5952
3705 | 251.2291 | 1463.984 | 251.2291 | 1463.984
3706 | 237.963 | 1463.4443 | 237.963 | 1463.4443
3707 | 223.5254 | 1467.692 | 223.5254 | 1467.692
3708 | 210.7724 | 1491.5912 | 210.7724 | 1491.5912
3709 | 200.9493 | 1551.5408 | 200.9493 | 1551.5408
3710 | 195.947 | 1629.9329 | 195.947 | 1629.9329
3711 | 200.3474 | 1730.3541 | 200.3474 | 1730.3541
3712 | 200.315 | 1830.0537 | 200.315 | 1830.0537
3713 | 204.3042 | 1929.0906 | 204.3042 | 1929.0906
3714 | 212.5511 | 2042.6293 | 212.5511 | 2042.6293
3715 | 226.2767 | 2106.618 | 226.2767 | 2106.618
3716 | 242.7836 | 2146.5803 | 242.7836 | 2146.5803
3717 | 248.5578 | 2168.9268 | 248.5578 | 2168.9268
3718 | 256.1681 | 2181.3979 | 256.1681 | 2181.3979
3719 | 269.6854 | 2185.032 | 269.6854 | 2185.032
3720 | 266.115 | 2184.3366 | 266.115 | 2184.3366
3721 | 258.8261 | 2184.015 | 258.8261 | 2184.015
3722 | 261.1201 | 2171.7137 | 261.1201 | 2171.7137
3723 | 274.254 | 2169.9895 | 274.254 | 2169.9895
3724 | 281.5313 | 2157.2901 | 281.5313 | 2157.2901
3725 | 282.6688 | 2157.551 | 282.6688 | 2157.551
3726 | 279.2381 | 2147.4719 | 279.2381 | 2147.4719
3727 | 266.9786 | 2119.5998 | 266.9786 | 2119.5998
3728 | 254.7664 | 2089.7503 | 254.7664 | 2089.7503
3729 | 246.8303 | 2062.4351 | 246.8303 | 2062.4351
3730 | 237.534 | 2047.3996 | 237.534 | 2047.3996
3731 | 224.1749 | 2046.2165 | 224.1749 | 2046.2165
3732 | 212.8667 | 2050.5566 | 212.8667 | 2050.5566
3733 | 203.3183 | 2063.2622 | 203.3183 | 2063.2622
3734 | 198.4972 | 2064.9287 | 198.4972 | 2064.9287
3735 | 195.8035 | 2061.0621 | 195.8035 | 2061.0621
3736 | 195.2793 | 2046.3062 | 195.2793 | 2046.3062
3737 | 198.8067 | 2032.1944 | 198.8067 | 2032.1944
3738 | 205.1326 | 2051.4901 | 205.1326 | 2051.4901
3739 | 216.7509 | 2045.3274 | 216.7509 | 2045.3274
3740 | 231.3516 | 2039.0257 | 231.3516 | 2039.0257
3741 | 240.4519 | 2018.5382 | 240.4519 | 2018.5382
3742 | 249.9355 | 2002.2219 | 249.9355 | 2002.2219
3743 | 264.6821 | 1997.8119 | 264.6821 | 1997.8119
3744 | 262.5729 | 2019.9422 | 262.5729 | 2019.9422
3745 | 254.2793 | 2075.5212 | 254.2793 | 2075.5212
3746 | 258.5225 | 2132.3097 | 258.5225 | 2132.3097
3747 | 273.0551 | 2195.9594 | 273.0551 | 2195.9594
3748 | 279.612 | 2244.1423 | 279.612 | 2244.1423
3749 | 283.3403 | 2297.6905 | 283.3403 | 2297.6905
3750 | 276.4605 | 2318.8488 | 276.4605 | 2318.8488
3751 | 262.5505 | 2300.3275 | 262.5505 | 2300.3275
3752 | 253.0927 | 2272.5605 | 253.0927 | 2272.5605
3753 | 245.3202 | 2253.1669 | 245.3202 | 2253.1669
3754 | 235.9123 | 2247.0739 | 235.9123 | 2247.0739
3755 | 223.501 | 2227.0258 | 223.501 | 2227.0258
3756 | 211.966 | 2210.9493 | 211.966 | 2210.9493
3757 | 204.0497 | 2216.1008 | 204.0497 | 2216.1008
3758 | 198.2274 | 2228.9556 | 198.2274 | 2228.9556
3759 | 195.9252 | 2245.6689 | 195.9252 | 2245.6689
3760 | 194.7707 | 2259.1696 | 194.7707 | 2259.1696
3761 | 197.943 | 2281.8076 | 197.943 | 2281.8076
3762 | 202.3052 | 2330.4216 | 202.3052 | 2330.4216
3763 | 211.9612 | 2334.6304 | 211.9612 | 2334.6304
3764 | 221.9288 | 2329.2271 | 221.9288 | 2329.2271
3765 | 231.0497 | 2304.1254 | 231.0497 | 2304.1254
3766 | 240.9144 | 2275.1509 | 240.9144 | 2275.1509
3767 | 253.6211 | 2242.6476 | 253.6211 | 2242.6476
3768 | 250.5575 | 2210.0207 | 250.5575 | 2210.0207
3769 | 246.2516 | 2181.32 | 246.2516 | 2181.32
3770 | 250.1648 | 2142.273 | 250.1648 | 2142.273
3771 | 261.173 | 2110.373 | 261.173 | 2110.373
3772 | 272.4307 | 2071.6629 | 272.4307 | 2071.6629
3773 | 274.8046 | 2044.9739 | 274.8046 | 2044.9739
3774 | 264.6921 | 2007.3325 | 264.6921 | 2007.3325
3775 | 257.8068 | 1947.978 | 257.8068 | 1947.978
3776 | 248.4587 | 1892.4036 | 248.4587 | 1892.4036
3777 | 241.2753 | 1853.4509 | 241.2753 | 1853.4509
3778 | 233.2395 | 1823.838 | 233.2395 | 1823.838
3779 | 221.6436 | 1803.9941 | 221.6436 | 1803.9941
3780 | 209.7605 | 1802.495 | 209.7605 | 1802.495
3781 | 200.8422 | 1823.1223 | 200.8422 | 1823.1223
3782 | 195.8454 | 1859.9462 | 195.8454 | 1859.9462
3783 | 194.5509 | 1871.5145 | 194.5509 | 1871.5145
3784 | 193.7385 | 1851.6953 | 193.7385 | 1851.6953
3785 | 196.3112 | 1846.5259 | 196.3112 | 1846.5259
3786 | 201.2657 | 1886.3607 | 201.2657 | 1886.3607
3787 | 211.9713 | 1903.3096 | 211.9713 | 1903.3096
3788 | 223.7004 | 1923.4678 | 223.7004 | 1923.4678
3789 | 231.1696 | 1938.0968 | 231.1696 | 1938.0968
3790 | 240.1836 | 1975.762 | 240.1836 | 1975.762
3791 | 254.2253 | 2042.565 | 254.2253 | 2042.565
3792 | 253.4128 | 2120.9635 | 253.4128 | 2120.9635
3793 | 247.8848 | 2201.4916 | 247.8848 | 2201.4916
3794 | 251.0295 | 2264.2009 | 251.0295 | 2264.2009
3795 | 265.0075 | 2321.5214 | 265.0075 | 2321.5214
3796 | 275.4078 | 2343.4486 | 275.4078 | 2343.4486
3797 | 277.9124 | 2359.2261 | 277.9124 | 2359.2261
3798 | 270.2061 | 2360.0903 | 270.2061 | 2360.0903
3799 | 258.0651 | 2348.6331 | 258.0651 | 2348.6331
3800 | 251.7959 | 2336.2602 | 251.7959 | 2336.2602
3801 | 245.7726 | 2333.7716 | 245.7726 | 2333.7716
3802 | 235.6825 | 2338.4994 | 235.6825 | 2338.4994
3803 | 223.1037 | 2344.707 | 223.1037 | 2344.707
3804 | 211.3922 | 2347.128 | 211.3922 | 2347.128
3805 | 201.4125 | 2365.1011 | 201.4125 | 2365.1011
3806 | 196.824 | 2369.0951 | 196.824 | 2369.0951
3807 | 194.2444 | 2368.2909 | 194.2444 | 2368.2909
3808 | 194.0384 | 2361.7425 | 194.0384 | 2361.7425
3809 | 197.481 | 2360.9423 | 197.481 | 2360.9423
3810 | 203.7848 | 2391.7122 | 203.7848 | 2391.7122
3811 | 215.7962 | 2400.7394 | 215.7962 | 2400.7394
3812 | 230.1454 | 2400.0727 | 230.1454 | 2400.0727
3813 | 239.3118 | 2371.296 | 239.3118 | 2371.296
3814 | 249.1797 | 2349.2631 | 249.1797 | 2349.2631
3815 | 262.2685 | 2332.1131 | 262.2685 | 2332.1131
3816 | 260.5351 | 2322.8836 | 260.5351 | 2322.8836
3817 | 251.8612 | 2325.2978 | 251.8612 | 2325.2978
3818 | 255.8927 | 2324.7157 | 255.8927 | 2324.7157
3819 | 269.1505 | 2348.4305 | 269.1505 | 2348.4305
3820 | 278.5902 | 2353.2077 | 278.5902 | 2353.2077
3821 | 280.4897 | 2358.0419 | 280.4897 | 2358.0419
3822 | 274.3624 | 2357.5995 | 274.3624 | 2357.5995
3823 | 262.5292 | 2343.7332 | 262.5292 | 2343.7332
3824 | 255.2649 | 2338.506 | 255.2649 | 2338.506
3825 | 246.1269 | 2341.1624 | 246.1269 | 2341.1624
3826 | 234.824 | 2365.2451 | 234.824 | 2365.2451
3827 | 221.659 | 2395.2993 | 221.659 | 2395.2993
3828 | 208.8343 | 2425.6502 | 208.8343 | 2425.6502
3829 | 200.0848 | 2465.9998 | 200.0848 | 2465.9998
3830 | 195.863 | 2494.9021 | 195.863 | 2494.9021
3831 | 193.3709 | 2515.1679 | 193.3709 | 2515.1679
3832 | 193.9496 | 2522.7069 | 193.9496 | 2522.7069
3833 | 197.0767 | 2533.7891 | 197.0767 | 2533.7891
3834 | 203.3183 | 2579.5448 | 203.3183 | 2579.5448
3835 | 216.2399 | 2594.4111 | 216.2399 | 2594.4111
3836 | 234.0667 | 2604.0753 | 234.0667 | 2604.0753
3837 | 243.6288 | 2589.4269 | 243.6288 | 2589.4269
3838 | 252.1172 | 2570.1298 | 252.1172 | 2570.1298
3839 | 265.6364 | 2552.6531 | 265.6364 | 2552.6531
3840 | 263.2196 | 2538.2378 | 263.2196 | 2538.2378
3841 | 253.7513 | 2530.7703 | 253.7513 | 2530.7703
3842 | 258.9804 | 2515.6516 | 258.9804 | 2515.6516
3843 | 271.8602 | 2520.3382 | 271.8602 | 2520.3382
3844 | 279.6232 | 2518.7862 | 279.6232 | 2518.7862
3845 | 284.5072 | 2533.5021 | 284.5072 | 2533.5021
3846 | 278.7085 | 2537.1021 | 278.7085 | 2537.1021
3847 | 266.7142 | 2514.9058 | 266.7142 | 2514.9058
3848 | 259.2994 | 2483.0147 | 259.2994 | 2483.0147
3849 | 249.9382 | 2459.497 | 249.9382 | 2459.497
3850 | 237.6883 | 2442.7873 | 237.6883 | 2442.7873
3851 | 222.1271 | 2422.1676 | 222.1271 | 2422.1676
3852 | 210.0615 | 2413.1144 | 210.0615 | 2413.1144
3853 | 200.1772 | 2420.5933 | 200.1772 | 2420.5933
3854 | 194.2663 | 2420.0549 | 194.2663 | 2420.0549
3855 | 192.4278 | 2420.8841 | 192.4278 | 2420.8841
3856 | 191.9845 | 2420.4198 | 191.9845 | 2420.4198
3857 | 195.2063 | 2426.1937 | 195.2063 | 2426.1937
3858 | 204.0365 | 2459.7403 | 204.0365 | 2459.7403
3859 | 218.8645 | 2462.6016 | 218.8645 | 2462.6016
3860 | 236.1293 | 2465.1608 | 236.1293 | 2465.1608
3861 | 246.3982 | 2452.8807 | 246.3982 | 2452.8807
3862 | 253.009 | 2443.5061 | 253.009 | 2443.5061
3863 | 267.057 | 2436.9727 | 267.057 | 2436.9727
3864 | 264.5419 | 2433.8273 | 264.5419 | 2433.8273
3865 | 255.629 | 2441.754 | 255.629 | 2441.754
3866 | 257.3486 | 2440.3961 | 257.3486 | 2440.3961
3867 | 268.1585 | 2451.4934 | 268.1585 | 2451.4934
3868 | 277.453 | 2460.2723 | 277.453 | 2460.2723
3869 | 280.9357 | 2488.2589 | 280.9357 | 2488.2589
3870 | 275.1396 | 2496.514 | 275.1396 | 2496.514
3871 | 263.2285 | 2472.0718 | 263.2285 | 2472.0718
3872 | 255.7145 | 2454.5131 | 255.7145 | 2454.5131
3873 | 247.1526 | 2456.5161 | 247.1526 | 2456.5161
3874 | 234.7314 | 2471.1664 | 234.7314 | 2471.1664
3875 | 218.996 | 2466.4716 | 218.996 | 2466.4716
3876 | 206.6777 | 2456.2751 | 206.6777 | 2456.2751
3877 | 197.4016 | 2455.0157 | 197.4016 | 2455.0157
3878 | 192.096 | 2449.2915 | 192.096 | 2449.2915
3879 | 188.874 | 2448.9364 | 188.874 | 2448.9364
3880 | 189.2376 | 2451.4122 | 189.2376 | 2451.4122
3881 | 192.5616 | 2464.6586 | 192.5616 | 2464.6586
3882 | 199.7268 | 2505.6776 | 199.7268 | 2505.6776
3883 | 213.4945 | 2515.3173 | 213.4945 | 2515.3173
3884 | 230.6598 | 2523.1439 | 230.6598 | 2523.1439
3885 | 239.8854 | 2518.3771 | 239.8854 | 2518.3771
3886 | 247.6039 | 2514.6783 | 247.6039 | 2514.6783
3887 | 261.8862 | 2506.4708 | 261.8862 | 2506.4708
3888 | 260.0765 | 2495.6896 | 260.0765 | 2495.6896
3889 | 251.1154 | 2489.3247 | 251.1154 | 2489.3247
3890 | 256.0615 | 2472.9401 | 256.0615 | 2472.9401
3891 | 267.5672 | 2471.7058 | 267.5672 | 2471.7058
3892 | 275.9441 | 2467.9489 | 275.9441 | 2467.9489
3893 | 276.4248 | 2481.2356 | 276.4248 | 2481.2356
3894 | 269.9614 | 2480.5482 | 269.9614 | 2480.5482
3895 | 258.1615 | 2455.6161 | 258.1615 | 2455.6161
3896 | 251.5795 | 2433.484 | 251.5795 | 2433.484
3897 | 243.3592 | 2420.9096 | 243.3592 | 2420.9096
3898 | 231.9439 | 2418.9407 | 231.9439 | 2418.9407
3899 | 218.7175 | 2413.8376 | 218.7175 | 2413.8376
3900 | 206.4133 | 2409.1536 | 206.4133 | 2409.1536
3901 | 197.3496 | 2410.0176 | 197.3496 | 2410.0176
3902 | 191.3769 | 2401.19 | 191.3769 | 2401.19
3903 | 188.6239 | 2396.5475 | 188.6239 | 2396.5475
3904 | 188.4706 | 2396.2466 | 188.4706 | 2396.2466
3905 | 191.4896 | 2409.6154 | 191.4896 | 2409.6154
3906 | 200.7144 | 2457.0861 | 200.7144 | 2457.0861
3907 | 213.3354 | 2480.4866 | 213.3354 | 2480.4866
3908 | 227.1429 | 2509.669 | 227.1429 | 2509.669
3909 | 235.6165 | 2529.5654 | 235.6165 | 2529.5654
3910 | 242.2354 | 2542.5265 | 242.2354 | 2542.5265
3911 | 256.6034 | 2539.5457 | 256.6034 | 2539.5457
3912 | 256.5248 | 2525.3345 | 256.5248 | 2525.3345
3913 | 248.6791 | 2507.3729 | 248.6791 | 2507.3729
3914 | 252.2775 | 2479.5142 | 252.2775 | 2479.5142
3915 | 265.3122 | 2478.035 | 265.3122 | 2478.035
3916 | 274.4678 | 2482.6489 | 274.4678 | 2482.6489
3917 | 276.1816 | 2504.3064 | 276.1816 | 2504.3064
3918 | 267.7321 | 2509.6622 | 267.7321 | 2509.6622
3919 | 256.0937 | 2485.0976 | 256.0937 | 2485.0976
3920 | 247.5012 | 2456.3098 | 247.5012 | 2456.3098
3921 | 239.0271 | 2440.6729 | 239.0271 | 2440.6729
3922 | 230.7427 | 2433.9265 | 230.7427 | 2433.9265
3923 | 219.4537 | 2402.2818 | 219.4537 | 2402.2818
3924 | 208.0612 | 2353.4571 | 208.0612 | 2353.4571
3925 | 199.5283 | 2308.3429 | 199.5283 | 2308.3429
3926 | 193.5031 | 2262.7247 | 193.5031 | 2262.7247
3927 | 190.1637 | 2233.1739 | 190.1637 | 2233.1739
3928 | 188.8027 | 2222.0931 | 188.8027 | 2222.0931
3929 | 192.4506 | 2231.9094 | 192.4506 | 2231.9094
3930 | 199.1497 | 2273.9493 | 199.1497 | 2273.9493
3931 | 209.4483 | 2287.5498 | 209.4483 | 2287.5498
3932 | 219.8994 | 2304.0739 | 219.8994 | 2304.0739
3933 | 225.345 | 2307.6371 | 225.345 | 2307.6371
3934 | 234.4582 | 2310.2266 | 234.4582 | 2310.2266
3935 | 246.8104 | 2312.554 | 246.8104 | 2312.554
3936 | 247.2967 | 2314.7578 | 247.2967 | 2314.7578
3937 | 241.9997 | 2313.3745 | 241.9997 | 2313.3745
3938 | 246.2732 | 2294.4991 | 246.2732 | 2294.4991
3939 | 259.7843 | 2298.8998 | 259.7843 | 2298.8998
3940 | 269.686 | 2312.5787 | 269.686 | 2312.5787
3941 | 266.0347 | 2348.5686 | 266.0347 | 2348.5686
3942 | 255.9599 | 2364.1328 | 255.9599 | 2364.1328
3943 | 246.8054 | 2342.3448 | 246.8054 | 2342.3448
3944 | 240.8516 | 2330.8702 | 240.8516 | 2330.8702
3945 | 237.0511 | 2343.3674 | 237.0511 | 2343.3674
3946 | 227.3437 | 2367.2868 | 227.3437 | 2367.2868
3947 | 217.4308 | 2375.4952 | 217.4308 | 2375.4952
3948 | 206.3846 | 2379.1412 | 206.3846 | 2379.1412
3949 | 197.3376 | 2396.6651 | 197.3376 | 2396.6651
3950 | 192.6764 | 2418.6257 | 192.6764 | 2418.6257
3951 | 189.8187 | 2442.1173 | 189.8187 | 2442.1173
3952 | 189.8852 | 2459.0072 | 189.8852 | 2459.0072
3953 | 191.5365 | 2477.031 | 191.5365 | 2477.031
3954 | 196.6759 | 2517.6825 | 196.6759 | 2517.6825
3955 | 208.2876 | 2522.4631 | 208.2876 | 2522.4631
3956 | 218.5543 | 2524.3281 | 218.5543 | 2524.3281
3957 | 226.5371 | 2509.3938 | 226.5371 | 2509.3938
3958 | 235.4587 | 2497.8959 | 235.4587 | 2497.8959
3959 | 250.7284 | 2488.7084 | 250.7284 | 2488.7084
3960 | 249.4083 | 2484.583 | 249.4083 | 2484.583
3961 | 243.4995 | 2486.4663 | 243.4995 | 2486.4663
3962 | 248.732 | 2480.2084 | 248.732 | 2480.2084
3963 | 263.6054 | 2490.4074 | 263.6054 | 2490.4074
3964 | 270.2247 | 2496.328 | 270.2247 | 2496.328
3965 | 273.4955 | 2511.4522 | 273.4955 | 2511.4522
3966 | 265.3965 | 2505.9464 | 265.3965 | 2505.9464
3967 | 255.2997 | 2467.621 | 255.2997 | 2467.621
3968 | 247.1552 | 2423.2349 | 247.1552 | 2423.2349
3969 | 240.2954 | 2389.1822 | 240.2954 | 2389.1822
3970 | 231.4166 | 2359.2426 | 231.4166 | 2359.2426
3971 | 219.4601 | 2308.2022 | 219.4601 | 2308.2022
3972 | 208.5891 | 2257.4583 | 208.5891 | 2257.4583
3973 | 199.2662 | 2225.5332 | 199.2662 | 2225.5332
3974 | 193.7507 | 2194.2883 | 193.7507 | 2194.2883
3975 | 190.6542 | 2172.0467 | 190.6542 | 2172.0467
3976 | 190.2979 | 2160.2716 | 190.2979 | 2160.2716
3977 | 192.9765 | 2162.0439 | 192.9765 | 2162.0439
3978 | 199.3324 | 2184.8105 | 199.3324 | 2184.8105
3979 | 211.1242 | 2177.7902 | 211.1242 | 2177.7902
3980 | 224.5798 | 2174.3469 | 224.5798 | 2174.3469
3981 | 232.8963 | 2158.2285 | 232.8963 | 2158.2285
3982 | 240.9544 | 2143.5864 | 240.9544 | 2143.5864
3983 | 255.6793 | 2125.3339 | 255.6793 | 2125.3339
3984 | 253.7701 | 2105.2019 | 253.7701 | 2105.2019
3985 | 245.7631 | 2091.8953 | 245.7631 | 2091.8953
3986 | 247.4155 | 2080.2474 | 247.4155 | 2080.2474
3987 | 262.4677 | 2097.9597 | 262.4677 | 2097.9597
3988 | 272.8757 | 2123.1944 | 272.8757 | 2123.1944
3989 | 276.1517 | 2174.1701 | 276.1517 | 2174.1701
3990 | 267.9766 | 2221.4617 | 267.9766 | 2221.4617
3991 | 256.8004 | 2256.2277 | 256.8004 | 2256.2277
3992 | 249.2084 | 2296.162 | 249.2084 | 2296.162
3993 | 243.6667 | 2348.0632 | 243.6667 | 2348.0632
3994 | 232.6213 | 2401.8316 | 232.6213 | 2401.8316
3995 | 220.7321 | 2414.9401 | 220.7321 | 2414.9401
3996 | 207.8738 | 2409.2352 | 207.8738 | 2409.2352
3997 | 200.0763 | 2417.2042 | 200.0763 | 2417.2042
3998 | 193.648 | 2436.1023 | 193.648 | 2436.1023
3999 | 191.4549 | 2463.3914 | 191.4549 | 2463.3914
4000 | 191.201 | 2488.3254 | 191.201 | 2488.3254
4001 | 194.0345 | 2521.0084 | 194.0345 | 2521.0084
4002 | 201.8764 | 2584.5264 | 201.8764 | 2584.5264
4003 | 215.6682 | 2615.8486 | 215.6682 | 2615.8486
4004 | 233.0961 | 2641.9276 | 233.0961 | 2641.9276
4005 | 242.6353 | 2651.8608 | 242.6353 | 2651.8608
4006 | 247.2803 | 2662.6169 | 247.2803 | 2662.6169
4007 | 261.3356 | 2660.6977 | 261.3356 | 2660.6977
4008 | 258.7262 | 2633.9507 | 258.7262 | 2633.9507
4009 | 249.6297 | 2598.7984 | 249.6297 | 2598.7984
4010 | 250.7313 | 2557.0156 | 250.7313 | 2557.0156
4011 | 265.7235 | 2535.7323 | 265.7235 | 2535.7323
4012 | 273.4771 | 2519.6846 | 273.4771 | 2519.6846
4013 | 274.6523 | 2537.0546 | 274.6523 | 2537.0546
4014 | 268.2111 | 2548.0863 | 268.2111 | 2548.0863
4015 | 254.4043 | 2513.0684 | 254.4043 | 2513.0684
4016 | 248.9824 | 2460.3114 | 248.9824 | 2460.3114
4017 | 245.8997 | 2418.0513 | 245.8997 | 2418.0513
4018 | 235.5083 | 2393.3792 | 235.5083 | 2393.3792
4019 | 221.4828 | 2370.5544 | 221.4828 | 2370.5544
4020 | 209.3351 | 2356.6013 | 209.3351 | 2356.6013
4021 | 200.1799 | 2344.9295 | 200.1799 | 2344.9295
4022 | 194.8992 | 2318.5436 | 194.8992 | 2318.5436
4023 | 192.6439 | 2316.9636 | 192.6439 | 2316.9636
4024 | 192.5197 | 2336.9976 | 192.5197 | 2336.9976
4025 | 195.7688 | 2369.7623 | 195.7688 | 2369.7623
4026 | 203.8781 | 2426.6245 | 203.8781 | 2426.6245
4027 | 216.4787 | 2452.9242 | 216.4787 | 2452.9242
4028 | 233.4395 | 2477.2066 | 233.4395 | 2477.2066
4029 | 241.0385 | 2487.9564 | 241.0385 | 2487.9564
4030 | 249.4142 | 2490.8726 | 249.4142 | 2490.8726
4031 | 264.3401 | 2469.7209 | 264.3401 | 2469.7209
4032 | 262.2391 | 2439.3806 | 262.2391 | 2439.3806
4033 | 250.2196 | 2414.3958 | 250.2196 | 2414.3958
4034 | 255.7717 | 2377.8805 | 255.7717 | 2377.8805
4035 | 269.8788 | 2354.5554 | 269.8788 | 2354.5554
4036 | 280.1407 | 2326.2986 | 280.1407 | 2326.2986
4037 | 279.3626 | 2326.0287 | 279.3626 | 2326.0287
4038 | 270.6563 | 2319.3388 | 270.6563 | 2319.3388
4039 | 260.2407 | 2303.0225 | 260.2407 | 2303.0225
4040 | 254.4545 | 2297.7954 | 254.4545 | 2297.7954
4041 | 248.824 | 2301.1867 | 248.824 | 2301.1867
4042 | 237.9711 | 2324.9836 | 237.9711 | 2324.9836
4043 | 222.6721 | 2358.1003 | 222.6721 | 2358.1003
4044 | 210.9568 | 2395.842 | 210.9568 | 2395.842
4045 | 201.1217 | 2438.1516 | 201.1217 | 2438.1516
4046 | 195.0288 | 2476.1189 | 195.0288 | 2476.1189
4047 | 191.4745 | 2518.7612 | 191.4745 | 2518.7612
4048 | 191.1996 | 2556.5985 | 191.1996 | 2556.5985
4049 | 194.9009 | 2595.1206 | 194.9009 | 2595.1206
4050 | 202.5234 | 2658.2712 | 202.5234 | 2658.2712
4051 | 215.0442 | 2688.8175 | 215.0442 | 2688.8175
4052 | 233.4766 | 2716.244 | 233.4766 | 2716.244
4053 | 241.2353 | 2729.9747 | 241.2353 | 2729.9747
4054 | 246.059 | 2742.8133 | 246.059 | 2742.8133
4055 | 260.1833 | 2749.5915 | 260.1833 | 2749.5915
4056 | 260.5547 | 2754.1636 | 260.5547 | 2754.1636
4057 | 248.7684 | 2762.3353 | 248.7684 | 2762.3353
4058 | 250.6406 | 2756.9349 | 250.6406 | 2756.9349
4059 | 263.1729 | 2758.3956 | 263.1729 | 2758.3956
4060 | 271.3584 | 2741.8987 | 271.3584 | 2741.8987
4061 | 271.0921 | 2736.4838 | 271.0921 | 2736.4838
4062 | 264.9276 | 2722.9339 | 264.9276 | 2722.9339
4063 | 253.3953 | 2701.0235 | 253.3953 | 2701.0235
4064 | 245.6794 | 2688.8547 | 245.6794 | 2688.8547
4065 | 240.3716 | 2684.4061 | 240.3716 | 2684.4061
4066 | 231.6275 | 2685.7856 | 231.6275 | 2685.7856
4067 | 219.6306 | 2687.9099 | 219.6306 | 2687.9099
4068 | 206.5762 | 2693.5158 | 206.5762 | 2693.5158
4069 | 197.7643 | 2698.1773 | 197.7643 | 2698.1773
4070 | 191.3877 | 2694.4539 | 191.3877 | 2694.4539
4071 | 188.6142 | 2694.7522 | 188.6142 | 2694.7522
4072 | 187.2581 | 2681.6705 | 187.2581 | 2681.6705
4073 | 189.5492 | 2635.5863 | 189.5492 | 2635.5863
4074 | 196.899 | 2602.5339 | 196.899 | 2602.5339
4075 | 207.2177 | 2538.4697 | 207.2177 | 2538.4697
4076 | 223.0714 | 2481.7391 | 223.0714 | 2481.7391
4077 | 230.0673 | 2421.48 | 230.0673 | 2421.48
4078 | 237.9457 | 2366.2089 | 237.9457 | 2366.2089
4079 | 249.2712 | 2311.2065 | 249.2712 | 2311.2065
4080 | 249.4974 | 2257.5505 | 249.4974 | 2257.5505
4081 | 241.4859 | 2212.9657 | 241.4859 | 2212.9657
4082 | 245.7851 | 2162.9754 | 245.7851 | 2162.9754
4083 | 259.1525 | 2127.278 | 259.1525 | 2127.278
4084 | 268.1702 | 2084.3212 | 268.1702 | 2084.3212
4085 | 269.3685 | 2060.0414 | 269.3685 | 2060.0414
4086 | 259.4059 | 2034.4457 | 259.4059 | 2034.4457
4087 | 249.1858 | 2004.4503 | 249.1858 | 2004.4503
4088 | 241.3693 | 1983.9516 | 241.3693 | 1983.9516
4089 | 236.6989 | 1980.6463 | 236.6989 | 1980.6463
4090 | 229.8027 | 1982.5157 | 229.8027 | 1982.5157
4091 | 218.3088 | 1956.506 | 218.3088 | 1956.506
4092 | 207.3649 | 1927.6079 | 207.3649 | 1927.6079
4093 | 198.2922 | 1904.5845 | 198.2922 | 1904.5845
4094 | 192.2678 | 1875.5036 | 192.2678 | 1875.5036
4095 | 190.1731 | 1865.6753 | 190.1731 | 1865.6753
4096 | 188.9101 | 1867.2527 | 188.9101 | 1867.2527
4097 | 192.03 | 1885.3991 | 192.03 | 1885.3991
4098 | 197.159 | 1932.9922 | 197.159 | 1932.9922
4099 | 205.8021 | 1951.2069 | 205.8021 | 1951.2069
4100 | 214.7667 | 1971.7326 | 214.7667 | 1971.7326
4101 | 220.084 | 1977.5008 | 220.084 | 1977.5008
4102 | 228.1182 | 1977.2728 | 228.1182 | 1977.2728
4103 | 239.7471 | 1970.0045 | 239.7471 | 1970.0045
4104 | 242.7746 | 1965.1849 | 242.7746 | 1965.1849
4105 | 238.5361 | 1969.1508 | 238.5361 | 1969.1508
4106 | 242.4533 | 1969.5078 | 242.4533 | 1969.5078
4107 | 254.8036 | 1980.5643 | 254.8036 | 1980.5643
4108 | 262.7375 | 1981.8708 | 262.7375 | 1981.8708
4109 | 259.8028 | 1998.3016 | 259.8028 | 1998.3016
4110 | 255.0005 | 2003.6575 | 255.0005 | 2003.6575
4111 | 246.5518 | 1988.362 | 246.5518 | 1988.362
4112 | 242.7156 | 1973.9066 | 242.7156 | 1973.9066
4113 | 235.1806 | 1965.9463 | 235.1806 | 1965.9463
4114 | 228.5536 | 1965.1208 | 228.5536 | 1965.1208
4115 | 218.0149 | 1942.9085 | 218.0149 | 1942.9085
4116 | 208.4254 | 1918.9921 | 208.4254 | 1918.9921
4117 | 199.7404 | 1911.3219 | 199.7404 | 1911.3219
4118 | 195.0311 | 1902.331 | 195.0311 | 1902.331
4119 | 191.9353 | 1896.7494 | 191.9353 | 1896.7494
4120 | 190.0876 | 1892.9368 | 190.0876 | 1892.9368
4121 | 191.0288 | 1899.7315 | 191.0288 | 1899.7315
4122 | 195.5722 | 1934.6664 | 195.5722 | 1934.6664
4123 | 202.9795 | 1937.5686 | 202.9795 | 1937.5686
4124 | 212.4846 | 1939.0253 | 212.4846 | 1939.0253
4125 | 218.9422 | 1924.2952 | 218.9422 | 1924.2952
4126 | 227.4866 | 1908.4689 | 227.4866 | 1908.4689
4127 | 239.4708 | 1892.6664 | 239.4708 | 1892.6664
4128 | 240.9727 | 1878.1694 | 240.9727 | 1878.1694
4129 | 236.2527 | 1869.722 | 236.2527 | 1869.722
4130 | 238.8707 | 1860.0749 | 238.8707 | 1860.0749
4131 | 251.1735 | 1876.6031 | 251.1735 | 1876.6031
4132 | 259.7582 | 1887.8728 | 259.7582 | 1887.8728
4133 | 262.254 | 1906.6311 | 262.254 | 1906.6311
4134 | 254.6146 | 1915.0495 | 254.6146 | 1915.0495
4135 | 247.0824 | 1904.4498 | 247.0824 | 1904.4498
4136 | 241.7258 | 1890.1986 | 241.7258 | 1890.1986
4137 | 237.1635 | 1872.8058 | 237.1635 | 1872.8058
4138 | 230.6683 | 1850.747 | 230.6683 | 1850.747
4139 | 220.207 | 1821.9607 | 220.207 | 1821.9607
4140 | 210.2689 | 1797.6767 | 210.2689 | 1797.6767
4141 | 201.9634 | 1786.9032 | 201.9634 | 1786.9032
4142 | 196.1476 | 1778.3207 | 196.1476 | 1778.3207
4143 | 194.1791 | 1823.2905 | 194.1791 | 1823.2905
4144 | 191.9045 | 1900.3684 | 191.9045 | 1900.3684
4145 | 192.6735 | 1970.5363 | 192.6735 | 1970.5363
4146 | 196.6071 | 2062.4742 | 196.6071 | 2062.4742
4147 | 203.8163 | 2112.7838 | 203.8163 | 2112.7838
4148 | 214.5819 | 2153.3178 | 214.5819 | 2153.3178
4149 | 222.3046 | 2178.1551 | 222.3046 | 2178.1551
4150 | 230.6683 | 2203.5703 | 230.6683 | 2203.5703
4151 | 246.2089 | 2226.3143 | 246.2089 | 2226.3143
4152 | 244.186 | 2243.0547 | 244.186 | 2243.0547
4153 | 237.5684 | 2256.453 | 237.5684 | 2256.453
4154 | 241.6639 | 2250.6443 | 241.6639 | 2250.6443
4155 | 256.1277 | 2252.0233 | 256.1277 | 2252.0233
4156 | 264.6263 | 2247.3273 | 264.6263 | 2247.3273
4157 | 266.6214 | 2255.5915 | 266.6214 | 2255.5915
4158 | 259.7369 | 2258.6607 | 259.7369 | 2258.6607
4159 | 249.7488 | 2248.7143 | 249.7488 | 2248.7143
4160 | 242.092 | 2241.3639 | 242.092 | 2241.3639
4161 | 237.1888 | 2243.1628 | 237.1888 | 2243.1628
4162 | 231.2327 | 2254.0563 | 231.2327 | 2254.0563
4163 | 222.7596 | 2253.0774 | 222.7596 | 2253.0774
4164 | 211.9887 | 2240.2675 | 211.9887 | 2240.2675
4165 | 204.235 | 2222.3483 | 204.235 | 2222.3483
4166 | 198.2756 | 2187.6324 | 198.2756 | 2187.6324
4167 | 194.3484 | 2153.8759 | 194.3484 | 2153.8759
4168 | 192.4478 | 2115.9268 | 192.4478 | 2115.9268
4169 | 193.885 | 2073.5175 | 193.885 | 2073.5175
4170 | 200.7847 | 2084.4425 | 200.7847 | 2084.4425
4171 | 209.6376 | 2075.0131 | 209.6376 | 2075.0131
4172 | 220.9408 | 2060.259 | 220.9408 | 2060.259
4173 | 229.5576 | 2027.8073 | 229.5576 | 2027.8073
4174 | 237.2925 | 1994.8311 | 237.2925 | 1994.8311
4175 | 250.2024 | 1961.1437 | 250.2024 | 1961.1437
4176 | 253.9728 | 1952.8941 | 253.9728 | 1952.8941
4177 | 245.8229 | 1961.5558 | 245.8229 | 1961.5558
4178 | 246.9904 | 1953.7462 | 246.9904 | 1953.7462
4179 | 260.1143 | 1954.6761 | 260.1143 | 1954.6761
4180 | 269.1159 | 1939.5268 | 269.1159 | 1939.5268
4181 | 268.7177 | 1937.991 | 268.7177 | 1937.991
4182 | 264.9034 | 1933.6694 | 264.9034 | 1933.6694
4183 | 253.8302 | 1917.2306 | 253.8302 | 1917.2306
4184 | 244.0149 | 1905.7968 | 244.0149 | 1905.7968
4185 | 237.8404 | 1897.9999 | 237.8404 | 1897.9999
4186 | 233.6652 | 1891.2535 | 233.6652 | 1891.2535
4187 | 224.0932 | 1871.0013 | 224.0932 | 1871.0013
4188 | 215.1367 | 1852.5565 | 215.1367 | 1852.5565
4189 | 206.1705 | 1842.8039 | 206.1705 | 1842.8039
4190 | 198.8711 | 1823.1963 | 198.8711 | 1823.1963
4191 | 194.493 | 1805.6914 | 194.493 | 1805.6914
4192 | 192.2164 | 1794.4063 | 192.2164 | 1794.4063
4193 | 194.1052 | 1795.9744 | 194.1052 | 1795.9744
4194 | 200.9786 | 1820.6193 | 200.9786 | 1820.6193
4195 | 208.1769 | 1809.6791 | 208.1769 | 1809.6791
4196 | 218.8541 | 1796.5175 | 218.8541 | 1796.5175
4197 | 228.0744 | 1771.1299 | 228.0744 | 1771.1299
4198 | 235.3682 | 1746.7287 | 235.3682 | 1746.7287
4199 | 245.9594 | 1722.8412 | 245.9594 | 1722.8412
4200 | 249.3075 | 1709.4875 | 249.3075 | 1709.4875
4201 | 242.6901 | 1709.6968 | 242.6901 | 1709.6968
4202 | 244.2567 | 1698.4572 | 244.2567 | 1698.4572
4203 | 257.1107 | 1701.4696 | 257.1107 | 1701.4696
4204 | 265.8621 | 1700.3668 | 265.8621 | 1700.3668
4205 | 265.1094 | 1719.2068 | 265.1094 | 1719.2068
4206 | 258.8826 | 1740.8551 | 258.8826 | 1740.8551
4207 | 249.9733 | 1746.6704 | 249.9733 | 1746.6704
4208 | 240.9522 | 1750.7941 | 240.9522 | 1750.7941
4209 | 235.1177 | 1752.8788 | 235.1177 | 1752.8788
4210 | 227.308 | 1752.9107 | 227.308 | 1752.9107
4211 | 221.689 | 1744.6226 | 221.689 | 1744.6226
4212 | 214.8675 | 1741.2452 | 214.8675 | 1741.2452
4213 | 209.0166 | 1751.8684 | 209.0166 | 1751.8684
4214 | 202.8863 | 1769.3782 | 202.8863 | 1769.3782
4215 | 197.0295 | 1794.8297 | 197.0295 | 1794.8297
4216 | 194.0342 | 1811.4746 | 194.0342 | 1811.4746
4217 | 194.1088 | 1832.9693 | 194.1088 | 1832.9693
4218 | 199.1062 | 1879.9091 | 199.1062 | 1879.9091
4219 | 205.796 | 1895.9596 | 205.796 | 1895.9596
4220 | 212.2083 | 1910.2787 | 212.2083 | 1910.2787
4221 | 216.233 | 1910.9836 | 216.233 | 1910.9836
4222 | 222.8976 | 1921.6989 | 222.8976 | 1921.6989
4223 | 231.8873 | 1941.3396 | 231.8873 | 1941.3396
4224 | 233.0151 | 1957.7941 | 233.0151 | 1957.7941
4225 | 229.4 | 1968.7833 | 229.4 | 1968.7833
4226 | 233.0795 | 1964.1995 | 233.0795 | 1964.1995
4227 | 242.8934 | 1967.4569 | 242.8934 | 1967.4569
4228 | 250.4559 | 1959.6983 | 250.4559 | 1959.6983
4229 | 249.1875 | 1966.37 | 249.1875 | 1966.37
4230 | 242.5068 | 1961.8443 | 242.5068 | 1961.8443
4231 | 236.8365 | 1940.9547 | 236.8365 | 1940.9547
4232 | 230.4839 | 1920.211 | 230.4839 | 1920.211
4233 | 226.4326 | 1902.4507 | 226.4326 | 1902.4507
4234 | 220.6143 | 1895.051 | 220.6143 | 1895.051
4235 | 216.4674 | 1884.6396 | 216.4674 | 1884.6396
4236 | 211.4536 | 1880.5681 | 211.4536 | 1880.5681
4237 | 206.2408 | 1881.3504 | 206.2408 | 1881.3504
4238 | 200.5476 | 1875.5036 | 200.5476 | 1875.5036
4239 | 195.2066 | 1871.2286 | 195.2066 | 1871.2286
4240 | 193.0017 | 1860.7603 | 193.0017 | 1860.7603
4241 | 193.4332 | 1860.7767 | 193.4332 | 1860.7767
4242 | 197.4453 | 1900.1215 | 197.4453 | 1900.1215
4243 | 202.7476 | 1914.8654 | 202.7476 | 1914.8654
4244 | 209.5616 | 1932.2061 | 209.5616 | 1932.2061
4245 | 215.5726 | 1934.626 | 215.5726 | 1934.626
4246 | 224.7364 | 1925.1697 | 224.7364 | 1925.1697
4247 | 237.9269 | 1908.9589 | 237.9269 | 1908.9589
4248 | 243.4381 | 1896.3402 | 243.4381 | 1896.3402
4249 | 241.1889 | 1893.8544 | 241.1889 | 1893.8544
4250 | 245.6621 | 1884.2073 | 245.6621 | 1884.2073
4251 | 257.3167 | 1891.058 | 257.3167 | 1891.058
4252 | 266.3934 | 1896.9378 | 266.3934 | 1896.9378
4253 | 268.7228 | 1923.4952 | 268.7228 | 1923.4952
4254 | 258.7276 | 1933.1386 | 258.7276 | 1933.1386
4255 | 247.7524 | 1913.8823 | 247.7524 | 1913.8823
4256 | 238.8029 | 1895.2211 | 238.8029 | 1895.2211
4257 | 231.639 | 1874.8475 | 231.639 | 1874.8475
4258 | 226.777 | 1848.2154 | 226.777 | 1848.2154
4259 | 221.7879 | 1806.689 | 221.7879 | 1806.689
4260 | 216.556 | 1768.1951 | 216.556 | 1768.1951
4261 | 211.0407 | 1751.7459 | 211.0407 | 1751.7459
4262 | 204.78 | 1753.3716 | 204.78 | 1753.3716
4263 | 197.994 | 1771.269 | 197.994 | 1771.269
4264 | 194.2711 | 1785.6272 | 194.2711 | 1785.6272
4265 | 194.1424 | 1796.0969 | 194.1424 | 1796.0969
4266 | 197.6387 | 1818.496 | 197.6387 | 1818.496
4267 | 203.9462 | 1816.6616 | 203.9462 | 1816.6616
4268 | 210.0453 | 1815.1374 | 210.0453 | 1815.1374
4269 | 216.3295 | 1796.8957 | 216.3295 | 1796.8957
4270 | 225.4342 | 1778.7419 | 225.4342 | 1778.7419
4271 | 239.7493 | 1763.9194 | 239.7493 | 1763.9194
4272 | 244.2259 | 1754.5265 | 244.2259 | 1754.5265
4273 | 242.3028 | 1753.3474 | 242.3028 | 1753.3474
4274 | 244.6821 | 1751.4178 | 244.6821 | 1751.4178
4275 | 257.5833 | 1774.4385 | 257.5833 | 1774.4385
4276 | 266.1842 | 1799.959 | 266.1842 | 1799.959
4277 | 265.5813 | 1844.7688 | 265.5813 | 1844.7688
4278 | 258.6845 | 1879.5654 | 258.6845 | 1879.5654
4279 | 248.3361 | 1896.8548 | 248.3361 | 1896.8548
4280 | 240.2777 | 1910.7377 | 240.2777 | 1910.7377
4281 | 231.8946 | 1917.8857 | 231.8946 | 1917.8857
4282 | 225.9721 | 1925.5942 | 225.9721 | 1925.5942
4283 | 220.0058 | 1929.5969 | 220.0058 | 1929.5969
4284 | 215.717 | 1939.4087 | 215.717 | 1939.4087
4285 | 208.9977 | 1963.4659 | 208.9977 | 1963.4659
4286 | 202.3267 | 2000.984 | 202.3267 | 2000.984
4287 | 197.9899 | 2057.4279 | 197.9899 | 2057.4279
4288 | 194.7103 | 2106.9843 | 194.7103 | 2106.9843
4289 | 194.2938 | 2156.2864 | 194.2938 | 2156.2864
4290 | 197.3096 | 2224.9903 | 197.3096 | 2224.9903
4291 | 203.7746 | 2256.6799 | 203.7746 | 2256.6799
4292 | 209.4931 | 2272.224 | 209.4931 | 2272.224
4293 | 213.5678 | 2255.9831 | 213.5678 | 2255.9831
4294 | 222.4909 | 2227.7844 | 222.4909 | 2227.7844
4295 | 235.0505 | 2193.607 | 235.0505 | 2193.607
4296 | 241.5626 | 2164.6958 | 241.5626 | 2164.6958
4297 | 239.7036 | 2141.8343 | 239.7036 | 2141.8343
4298 | 244.2927 | 2111.4031 | 244.2927 | 2111.4031
4299 | 256.8468 | 2094.2439 | 256.8468 | 2094.2439
4300 | 263.794 | 2066.8854 | 263.794 | 2066.8854
4301 | 268.0865 | 2045.8314 | 268.0865 | 2045.8314
4302 | 259.9222 | 2009.66 | 259.9222 | 2009.66
4303 | 249.0796 | 1967.3737 | 249.0796 | 1967.3737
4304 | 241.4715 | 1939.5659 | 241.4715 | 1939.5659
4305 | 235.6051 | 1902.7366 | 235.6051 | 1902.7366
4306 | 230.0051 | 1853.4828 | 230.0051 | 1853.4828
4307 | 224.0461 | 1796.5216 | 224.0461 | 1796.5216
4308 | 218.183 | 1746.1044 | 218.183 | 1746.1044
4309 | 211.5624 | 1712.056 | 211.5624 | 1712.056
4310 | 205.9244 | 1682.3627 | 205.9244 | 1682.3627
4311 | 201.5105 | 1685.356 | 201.5105 | 1685.356
4312 | 199.1842 | 1732.4624 | 199.1842 | 1732.4624
4313 | 199.6351 | 1820.8418 | 199.6351 | 1820.8418
4314 | 202.481 | 1925.6831 | 202.481 | 1925.6831
4315 | 208.9406 | 1959.8635 | 208.9406 | 1959.8635
4316 | 216.4556 | 1955.726 | 216.4556 | 1955.726
4317 | 221.2088 | 1942.3026 | 221.2088 | 1942.3026
4318 | 231.2599 | 1944.4021 | 231.2599 | 1944.4021
4319 | 243.3968 | 1965.5945 | 243.3968 | 1965.5945
4320 | 249.1548 | 2002.5881 | 249.1548 | 2002.5881
4321 | 247.3088 | 2036.6889 | 247.3088 | 2036.6889
4322 | 248.5049 | 2053.9917 | 248.5049 | 2053.9917
4323 | 259.5719 | 2083.4231 | 259.5719 | 2083.4231
4324 | 270.5343 | 2103.3495 | 270.5343 | 2103.3495
4325 | 272.1454 | 2137.8286 | 272.1454 | 2137.8286
4326 | 265.0512 | 2161.8861 | 265.0512 | 2161.8861
4327 | 254.5834 | 2165.5372 | 254.5834 | 2165.5372
4328 | 244.1653 | 2165.9859 | 244.1653 | 2165.9859
4329 | 235.5263 | 2168.7647 | 235.5263 | 2168.7647
4330 | 231.66 | 2169.205 | 231.66 | 2169.205
4331 | 224.402 | 2149.4428 | 224.402 | 2149.4428
4332 | 218.8014 | 2129.8138 | 218.8014 | 2129.8138
4333 | 212.8081 | 2133.1686 | 212.8081 | 2133.1686
4334 | 207.0225 | 2128.3427 | 207.0225 | 2128.3427
4335 | 203.197 | 2108.1019 | 203.197 | 2108.1019
4336 | 199.5441 | 2092.7335 | 199.5441 | 2092.7335
4337 | 200.6715 | 2091.9741 | 200.6715 | 2091.9741
4338 | 204.8942 | 2122.744 | 204.8942 | 2122.744
4339 | 211.6194 | 2122.9512 | 211.6194 | 2122.9512
4340 | 220.3098 | 2121.5496 | 220.3098 | 2121.5496
4341 | 226.2743 | 2104.9412 | 226.2743 | 2104.9412
4342 | 233.8198 | 2087.5224 | 233.8198 | 2087.5224
4343 | 246.3957 | 2065.5133 | 246.3957 | 2065.5133
4344 | 251.1777 | 2041.2163 | 251.1777 | 2041.2163
4345 | 248.3966 | 2020.7639 | 248.3966 | 2020.7639
4346 | 252.2304 | 1987.7194 | 252.2304 | 1987.7194
4347 | 261.7546 | 1961.1278 | 261.7546 | 1961.1278
4348 | 272.2923 | 1927.9301 | 272.2923 | 1927.9301
4349 | 275.2262 | 1913.2052 | 275.2262 | 1913.2052
4350 | 268.2854 | 1888.7937 | 268.2854 | 1888.7937
4351 | 255.9495 | 1848.5492 | 255.9495 | 1848.5492
4352 | 245.7639 | 1809.7164 | 245.7639 | 1809.7164
4353 | 236.2209 | 1773.4587 | 236.2209 | 1773.4587
4354 | 230.4248 | 1739.8441 | 230.4248 | 1739.8441
4355 | 224.2514 | 1699.9103 | 224.2514 | 1699.9103
4356 | 210.8676 | 1668.8072 | 210.8676 | 1668.8072
4357 | 206.5188 | 1657.2579 | 206.5188 | 1657.2579
4358 | 202.0065 | 1647.7361 | 202.0065 | 1647.7361
4359 | 197.6705 | 1644.972 | 197.6705 | 1644.972
4360 | 194.221 | 1646.8352 | 194.221 | 1646.8352
4361 | 194.6088 | 1656.6108 | 194.6088 | 1656.6108
4362 | 199.1171 | 1697.1398 | 199.1171 | 1697.1398
4363 | 204.6006 | 1709.0661 | 204.6006 | 1709.0661
4364 | 212.4477 | 1721.5069 | 212.4477 | 1721.5069
4365 | 218.0398 | 1724.0901 | 218.0398 | 1724.0901
4366 | 226.7444 | 1721.6571 | 226.7444 | 1721.6571
4367 | 239.8628 | 1708.2638 | 239.8628 | 1708.2638
4368 | 243.7778 | 1693.6034 | 243.7778 | 1693.6034
4369 | 239.8565 | 1684.8294 | 239.8565 | 1684.8294
4370 | 244.4714 | 1668.649 | 244.4714 | 1668.649
4371 | 253.9076 | 1664.883 | 253.9076 | 1664.883
4372 | 261.8802 | 1656.8387 | 261.8802 | 1656.8387
4373 | 264.2932 | 1669.7987 | 264.2932 | 1669.7987
4374 | 255.1615 | 1671.0712 | 255.1615 | 1671.0712
4375 | 243.1619 | 1648.3849 | 243.1619 | 1648.3849
4376 | 235.0749 | 1628.9071 | 235.0749 | 1628.9071
4377 | 226.2192 | 1622.7843 | 226.2192 | 1622.7843
4378 | 219.0026 | 1632.167 | 219.0026 | 1632.167
4379 | 213.6143 | 1637.5172 | 213.6143 | 1637.5172
4380 | 210.6497 | 1914.6851 | 210.6497 | 1914.6851
4381 | 210.4619 | 1880.687 | 210.4619 | 1880.687
4382 | 206.2103 | 1845.9808 | 206.2103 | 1845.9808
4383 | 198.9204 | 1817.2425 | 198.9204 | 1817.2425
4384 | 195.1971 | 1794.1298 | 195.1971 | 1794.1298
4385 | 194.6232 | 1782.9674 | 194.6232 | 1782.9674
4386 | 196.1208 | 1799.9154 | 196.1208 | 1799.9154
4387 | 198.1098 | 1783.7908 | 198.1098 | 1783.7908
4388 | 199.5715 | 1771.8944 | 199.5715 | 1771.8944
4389 | 199.4845 | 1754.4163 | 199.4845 | 1754.4163
4390 | 201.8825 | 1738.6101 | 201.8825 | 1738.6101
4391 | 212.0222 | 1722.9583 | 212.0222 | 1722.9583
4392 | 217.1101 | 1709.2262 | 217.1101 | 1709.2262
4393 | 216.1914 | 1694.7803 | 216.1914 | 1694.7803
4394 | 221.8869 | 1700.5195 | 221.8869 | 1700.5195
4395 | 236.0475 | 1749.7916 | 236.0475 | 1749.7916
4396 | 244.6905 | 1793.0089 | 244.6905 | 1793.0089
4397 | 246.8339 | 1821.3627 | 246.8339 | 1821.3627
4398 | 241.7394 | 1811.1359 | 241.7394 | 1811.1359
4399 | 236.0676 | 1778.6662 | 236.0676 | 1778.6662
4400 | 231.5166 | 1759.6717 | 231.5166 | 1759.6717
4401 | 224.6004 | 1760.1754 | 224.6004 | 1760.1754
4402 | 219.3354 | 1763.6424 | 219.3354 | 1763.6424
4403 | 216.5675 | 1723.9559 | 216.5675 | 1723.9559
4404 | 212.6913 | 1677.4742 | 212.6913 | 1677.4742
4405 | 208.3779 | 1662.6074 | 208.3779 | 1662.6074
4406 | 203.9643 | 1622.2357 | 203.9643 | 1622.2357
4407 | 198.4114 | 1560.4077 | 198.4114 | 1560.4077
4408 | 194.4463 | 1536.3098 | 194.4463 | 1536.3098
4409 | 194.6248 | 1545.4692 | 194.6248 | 1545.4692
4410 | 196.7622 | 1577.484 | 196.7622 | 1577.484
4411 | 201.275 | 1558.4856 | 201.275 | 1558.4856
4412 | 206.806 | 1523.8452 | 206.806 | 1523.8452
4413 | 211.1204 | 1471.389 | 211.1204 | 1471.389
4414 | 217.1025 | 1424.5869 | 217.1025 | 1424.5869
4415 | 229.4825 | 1374.1622 | 229.4825 | 1374.1622
4416 | 235.1676 | 1349.4687 | 235.1676 | 1349.4687
4417 | 235.5641 | 1295.1592 | 235.5641 | 1295.1592
4418 | 241.5342 | 1286.8579 | 241.5342 | 1286.8579
4419 | 252.4663 | 1285.387 | 252.4663 | 1285.387
4420 | 262.5073 | 1222.0688 | 262.5073 | 1222.0688
4421 | 264.887 | 1174.2672 | 264.887 | 1174.2672
4422 | 258.3141 | 1167.2426 | 258.3141 | 1167.2426
4423 | 247.7394 | 1149.5934 | 247.7394 | 1149.5934
4424 | 241.2368 | 1137.6192 | 241.2368 | 1137.6192
4425 | 235.413 | 1126.8741 | 235.413 | 1126.8741
4426 | 228.6868 | 1114.4942 | 228.6868 | 1114.4942
4427 | 222.7089 | 1102.5602 | 222.7089 | 1102.5602
4428 | 217.8613 | 1113.6364 | 217.8613 | 1113.6364
4429 | 211.8054 | 1152.2221 | 211.8054 | 1152.2221
4430 | 206.2812 | 1193.6304 | 206.2812 | 1193.6304
4431 | 200.502 | 1226.7196 | 200.502 | 1226.7196
4432 | 196.8015 | 1238.8724 | 196.8015 | 1238.8724
4433 | 195.9106 | 1225.6573 | 195.9106 | 1225.6573
4434 | 198.5427 | 1234.1892 | 198.5427 | 1234.1892
4435 | 203.0478 | 1212.0296 | 203.0478 | 1212.0296
4436 | 208.2421 | 1200.8722 | 208.2421 | 1200.8722
4437 | 212.5864 | 1212.4194 | 212.5864 | 1212.4194
4438 | 219.9884 | 1254.869 | 219.9884 | 1254.869
4439 | 231.8647 | 1294.2708 | 231.8647 | 1294.2708
4440 | 237.295 | 1316.9128 | 237.295 | 1316.9128
4441 | 235.1531 | 1322.7887 | 235.1531 | 1322.7887
4442 | 241.9092 | 1326.393 | 241.9092 | 1326.393
4443 | 253.5374 | 1346.2703 | 253.5374 | 1346.2703
4444 | 264.065 | 1366.9078 | 264.065 | 1366.9078
4445 | 265.5037 | 1402.8156 | 265.5037 | 1402.8156
4446 | 260.9359 | 1428.7165 | 260.9359 | 1428.7165
4447 | 251.9995 | 1439.641 | 251.9995 | 1439.641
4448 | 244.3364 | 1452.5867 | 244.3364 | 1452.5867
4449 | 236.5459 | 1469.0194 | 236.5459 | 1469.0194
4450 | 228.082 | 1491.6998 | 228.082 | 1491.6998
4451 | 224.3019 | 1506.4099 | 224.3019 | 1506.4099
4452 | 216.9942 | 1529.5971 | 216.9942 | 1529.5971
4453 | 210.708 | 1554.5118 | 210.708 | 1554.5118
4454 | 203.9406 | 1564.8831 | 203.9406 | 1564.8831
4455 | 199 | 1583.1107 | 199 | 1583.1107
4456 | 195.4147 | 1603.8849 | 195.4147 | 1603.8849
4457 | 195.8707 | 1629.1786 | 195.8707 | 1629.1786
4458 | 197.4265 | 1685.2511 | 197.4265 | 1685.2511
4459 | 201.5783 | 1716.0925 | 201.5783 | 1716.0925
4460 | 205.8012 | 1744.5524 | 205.8012 | 1744.5524
4461 | 209.8514 | 1754.5394 | 209.8514 | 1754.5394
4462 | 217.322 | 1764.269 | 217.322 | 1764.269
4463 | 230.3211 | 1769.3905 | 230.3211 | 1769.3905
4464 | 234.9073 | 1771.8749 | 234.9073 | 1771.8749
4465 | 233.1307 | 1775.8623 | 233.1307 | 1775.8623
4466 | 235.7798 | 1781.273 | 235.7798 | 1781.273
4467 | 247.9977 | 1794.0069 | 247.9977 | 1794.0069
4468 | 258.8012 | 1797.5248 | 258.8012 | 1797.5248
4469 | 263.7404 | 1816.0257 | 263.7404 | 1816.0257
4470 | 258.4289 | 1821.03 | 258.4289 | 1821.03
4471 | 249.3287 | 1800.1375 | 249.3287 | 1800.1375
4472 | 244.0665 | 1781.3072 | 244.0665 | 1781.3072
4473 | 240.0746 | 1767.9347 | 240.0746 | 1767.9347
4474 | 233.3957 | 1757.7717 | 233.3957 | 1757.7717
4475 | 225.6809 | 1742.0197 | 225.6809 | 1742.0197
4476 | 217.1126 | 1729.695 | 217.1126 | 1729.695
4477 | 208.1729 | 1716.7167 | 208.1729 | 1716.7167
4478 | 202.3156 | 1698.4322 | 202.3156 | 1698.4322
4479 | 197.5543 | 1684.4734 | 197.5543 | 1684.4734
4480 | 193.6591 | 1681.8878 | 193.6591 | 1681.8878
4481 | 194.3203 | 1695.3168 | 194.3203 | 1695.3168
4482 | 196.0005 | 1736.5688 | 196.0005 | 1736.5688
4483 | 201.8244 | 1745.9389 | 201.8244 | 1745.9389
4484 | 207.8563 | 1756.7454 | 207.8563 | 1756.7454
4485 | 213.2072 | 1757.6185 | 213.2072 | 1757.6185
4486 | 220.9558 | 1762.2984 | 220.9558 | 1762.2984
4487 | 233.6972 | 1769.4316 | 233.6972 | 1769.4316
4488 | 236.9143 | 1790.4314 | 236.9143 | 1790.4314
4489 | 235.5963 | 1823.2798 | 235.5963 | 1823.2798
4490 | 237.5379 | 1850.5314 | 237.5379 | 1850.5314
4491 | 249.8356 | 1863.7989 | 249.8356 | 1863.7989
4492 | 260.3668 | 1849.3352 | 260.3668 | 1849.3352
4493 | 263.5828 | 1840.6992 | 263.5828 | 1840.6992
4494 | 258.8821 | 1827.2702 | 258.8821 | 1827.2702
4495 | 250.4724 | 1798.0437 | 250.4724 | 1798.0437
4496 | 246.3471 | 1775.5597 | 246.3471 | 1775.5597
4497 | 242.7688 | 1760.4628 | 242.7688 | 1760.4628
4498 | 234.4153 | 1762.1645 | 234.4153 | 1762.1645
4499 | 225.8419 | 1763.4499 | 225.8419 | 1763.4499
4500 | 216.8988 | 1758.0635 | 216.8988 | 1758.0635
4501 | 208.5842 | 1749.4779 | 208.5842 | 1749.4779
4502 | 202.1124 | 1734.5599 | 202.1124 | 1734.5599
4503 | 197.8727 | 1724.5012 | 197.8727 | 1724.5012
4504 | 194.8517 | 1713.2942 | 194.8517 | 1713.2942
4505 | 194.8763 | 1718.3482 | 194.8763 | 1718.3482
4506 | 198.5329 | 1759.4771 | 198.5329 | 1759.4771
4507 | 206.2275 | 1768.9702 | 206.2275 | 1768.9702
4508 | 216.7313 | 1780.5158 | 216.7313 | 1780.5158
4509 | 220.3366 | 1789.1891 | 220.3366 | 1789.1891
4510 | 228.2569 | 1808.1558 | 228.2569 | 1808.1558
4511 | 244.3646 | 1834.0098 | 244.3646 | 1834.0098
4512 | 244.3791 | 1871.3901 | 244.3791 | 1871.3901
4513 | 238.8903 | 1918.0739 | 238.8903 | 1918.0739
4514 | 244.3521 | 1971.1895 | 244.3521 | 1971.1895
4515 | 256.7739 | 2035.0769 | 256.7739 | 2035.0769
4516 | 268.1087 | 2091.5547 | 268.1087 | 2091.5547
4517 | 269.3012 | 2158.0067 | 269.3012 | 2158.0067
4518 | 262.7172 | 2197.045 | 262.7172 | 2197.045
4519 | 253.6997 | 2203.9051 | 253.6997 | 2203.9051
4520 | 248.8858 | 2203.1797 | 248.8858 | 2203.1797
4521 | 242.687 | 2200.4812 | 242.687 | 2200.4812
4522 | 235.0604 | 2208.0126 | 235.0604 | 2208.0126
4523 | 225.998 | 2215.4562 | 225.998 | 2215.4562
4524 | 215.6368 | 2231.9105 | 215.6368 | 2231.9105
4525 | 206.12 | 2261.3822 | 206.12 | 2261.3822
4526 | 201.675 | 2292.0342 | 201.675 | 2292.0342
4527 | 197.3857 | 2320.1969 | 197.3857 | 2320.1969
4528 | 194.164 | 2343.7628 | 194.164 | 2343.7628
4529 | 195.4024 | 2373.4493 | 195.4024 | 2373.4493
4530 | 199.6371 | 2424.5133 | 199.6371 | 2424.5133
4531 | 208.6637 | 2434.1296 | 208.6637 | 2434.1296
4532 | 222.97 | 2435.2885 | 222.97 | 2435.2885
4533 | 231.2759 | 2416.825 | 231.2759 | 2416.825
4534 | 240.1334 | 2386.1572 | 240.1334 | 2386.1572
4535 | 255.6226 | 2342.2602 | 255.6226 | 2342.2602
4536 | 255.1636 | 2299.5439 | 255.1636 | 2299.5439
4537 | 247.8164 | 2262.9698 | 247.8164 | 2262.9698
4538 | 251.5817 | 2229.5023 | 251.5817 | 2229.5023
4539 | 262.6619 | 2210.1728 | 262.6619 | 2210.1728
4540 | 274.2783 | 2185.7739 | 274.2783 | 2185.7739
4541 | 276.9754 | 2178.2464 | 276.9754 | 2178.2464
4542 | 271.2629 | 2172.1661 | 271.2629 | 2172.1661
4543 | 258.9366 | 2160.634 | 258.9366 | 2160.634
4544 | 252.9021 | 2157.5685 | 252.9021 | 2157.5685
4545 | 247.1762 | 2163.6556 | 247.1762 | 2163.6556
4546 | 240.3332 | 2176.5651 | 240.3332 | 2176.5651
4547 | 226.7817 | 2161.9626 | 226.7817 | 2161.9626
4548 | 215.0849 | 2124.4718 | 215.0849 | 2124.4718
4549 | 206.4978 | 2083.084 | 206.4978 | 2083.084
4550 | 201.3961 | 2055.5623 | 201.3961 | 2055.5623
4551 | 197.0636 | 2044.6004 | 197.0636 | 2044.6004
4552 | 193.6774 | 2039.7158 | 193.6774 | 2039.7158
4553 | 195.3216 | 2044.0718 | 195.3216 | 2044.0718
4554 | 200.2567 | 2072.556 | 200.2567 | 2072.556
4555 | 210.4883 | 2062.3432 | 210.4883 | 2062.3432
4556 | 225.6579 | 2051.3911 | 225.6579 | 2051.3911
4557 | 231.7615 | 2031.696 | 231.7615 | 2031.696
4558 | 239.997 | 2018.6405 | 239.997 | 2018.6405
4559 | 256.3185 | 2008.572 | 256.3185 | 2008.572
4560 | 253.4068 | 2006.7867 | 253.4068 | 2006.7867
4561 | 245.9136 | 2009.6657 | 245.9136 | 2009.6657
4562 | 250.0536 | 2009.9857 | 250.0536 | 2009.9857
4563 | 261.3995 | 2014.1392 | 261.3995 | 2014.1392
4564 | 272.1368 | 2014.496 | 272.1368 | 2014.496
4565 | 274.5433 | 2032.2989 | 274.5433 | 2032.2989
4566 | 271.1877 | 2035.4969 | 271.1877 | 2035.4969
4567 | 258.0542 | 2011.9359 | 258.0542 | 2011.9359
4568 | 252.0658 | 1977.5871 | 252.0658 | 1977.5871
4569 | 247.1854 | 1944.9191 | 247.1854 | 1944.9191
4570 | 239.2333 | 1930.2402 | 239.2333 | 1930.2402
4571 | 227.0819 | 1913.9134 | 227.0819 | 1913.9134
4572 | 215.4718 | 1902.3688 | 215.4718 | 1902.3688
4573 | 206.6051 | 1903.39 | 206.6051 | 1903.39
4574 | 200.5571 | 1911.9549 | 200.5571 | 1911.9549
4575 | 196.9471 | 1933.2616 | 196.9471 | 1933.2616
4576 | 194.335 | 1968.2405 | 194.335 | 1968.2405
4577 | 196.5629 | 2016.7708 | 196.5629 | 2016.7708
4578 | 201.3177 | 2087.0481 | 201.3177 | 2087.0481
4579 | 211.9064 | 2112.3472 | 211.9064 | 2112.3472
4580 | 226.9118 | 2133.171 | 226.9118 | 2133.171
4581 | 235.4422 | 2147.8382 | 235.4422 | 2147.8382
4582 | 242.0165 | 2164.3417 | 242.0165 | 2164.3417
4583 | 259.0841 | 2173.6918 | 259.0841 | 2173.6918
4584 | 257.4894 | 2181.39 | 257.4894 | 2181.39
4585 | 249.6079 | 2189.2365 | 249.6079 | 2189.2365
4586 | 252.4221 | 2188.6944 | 252.4221 | 2188.6944
4587 | 263.6643 | 2183.7339 | 263.6643 | 2183.7339
4588 | 275.4983 | 2171.9797 | 275.4983 | 2171.9797
4589 | 277.7265 | 2181.8181 | 277.7265 | 2181.8181
4590 | 272.0726 | 2182.7581 | 272.0726 | 2182.7581
4591 | 260.6094 | 2167.49 | 260.6094 | 2167.49
4592 | 253.4697 | 2166.3131 | 253.4697 | 2166.3131
4593 | 246.0893 | 2209.6363 | 246.0893 | 2209.6363
4594 | 238.1186 | 2273.3297 | 238.1186 | 2273.3297
4595 | 226.1653 | 2303.8457 | 226.1653 | 2303.8457
4596 | 215.5023 | 2316.8926 | 215.5023 | 2316.8926
4597 | 206.5521 | 2325.3445 | 206.5521 | 2325.3445
4598 | 200.9901 | 2323.6048 | 200.9901 | 2323.6048
4599 | 197.149 | 2322.7012 | 197.149 | 2322.7012
4600 | 194.1552 | 2331.2824 | 194.1552 | 2331.2824
4601 | 195.3144 | 2361.1741 | 195.3144 | 2361.1741
4602 | 199.163 | 2411.0885 | 199.163 | 2411.0885
4603 | 208.6317 | 2407.0339 | 208.6317 | 2407.0339
4604 | 220.9794 | 2382.657 | 220.9794 | 2382.657
4605 | 229.9089 | 2344.0771 | 229.9089 | 2344.0771
4606 | 237.96 | 2314.0661 | 237.96 | 2314.0661
4607 | 252.5641 | 2284.538 | 252.5641 | 2284.538
4608 | 254.1352 | 2254.4254 | 254.1352 | 2254.4254
4609 | 248.7755 | 2223.5168 | 248.7755 | 2223.5168
4610 | 251.8408 | 2189.3924 | 251.8408 | 2189.3924
4611 | 262.7734 | 2160.7026 | 262.7734 | 2160.7026
4612 | 275.2693 | 2123.0842 | 275.2693 | 2123.0842
4613 | 279.0472 | 2101.1057 | 279.0472 | 2101.1057
4614 | 273.8849 | 2072.9793 | 273.8849 | 2072.9793
4615 | 262.9654 | 2029.507 | 262.9654 | 2029.507
4616 | 255.8776 | 1984.32 | 255.8776 | 1984.32
4617 | 248.7451 | 1937.6115 | 248.7451 | 1937.6115
4618 | 240.2883 | 1893.8252 | 240.2883 | 1893.8252
4619 | 229.6872 | 1848.4731 | 229.6872 | 1848.4731
4620 | 220.4827 | 1814.4719 | 220.4827 | 1814.4719
4621 | 211.0948 | 1797.0597 | 211.0948 | 1797.0597
4622 | 204.2528 | 1786.5344 | 204.2528 | 1786.5344
4623 | 199.5944 | 1782.8391 | 199.5944 | 1782.8391
4624 | 196.8772 | 1783.0863 | 196.8772 | 1783.0863
4625 | 198.0613 | 1804.8493 | 198.0613 | 1804.8493
4626 | 200.8479 | 1872.1296 | 200.8479 | 1872.1296
4627 | 207.8358 | 1911.9208 | 207.8358 | 1911.9208
4628 | 218.267 | 1940.5449 | 218.267 | 1940.5449
4629 | 224.855 | 1944.2917 | 224.855 | 1944.2917
4630 | 232.0692 | 1942.3208 | 232.0692 | 1942.3208
4631 | 246.3221 | 1937.0557 | 246.3221 | 1937.0557
4632 | 246.2616 | 1933.8335 | 246.2616 | 1933.8335
4633 | 242.403 | 1920.8656 | 242.403 | 1920.8656
4634 | 246.0564 | 1889.1223 | 246.0564 | 1889.1223
4635 | 256.6075 | 1859.5704 | 256.6075 | 1859.5704
4636 | 267.6653 | 1836.8958 | 267.6653 | 1836.8958
4637 | 271.2149 | 1834.459 | 271.2149 | 1834.459
4638 | 265.0226 | 1827.1881 | 265.0226 | 1827.1881
4639 | 254.9194 | 1805.803 | 254.9194 | 1805.803
4640 | 248.8398 | 1784.7147 | 248.8398 | 1784.7147
4641 | 242.9159 | 1760.2576 | 242.9159 | 1760.2576
4642 | 235.7168 | 1731.9486 | 235.7168 | 1731.9486
4643 | 225.0211 | 1697.3528 | 225.0211 | 1697.3528
4644 | 215.5809 | 1672.794 | 215.5809 | 1672.794
4645 | 206.7656 | 1665.4811 | 206.7656 | 1665.4811
4646 | 201.4956 | 1671.8702 | 201.4956 | 1671.8702
4647 | 197.6699 | 1689.9746 | 197.6699 | 1689.9746
4648 | 194.668 | 1731.6044 | 194.668 | 1731.6044
4649 | 194.8231 | 1792.2457 | 194.8231 | 1792.2457
4650 | 197.3065 | 1858.3765 | 197.3065 | 1858.3765
4651 | 204.9535 | 1872.2625 | 204.9535 | 1872.2625
4652 | 213.5859 | 1886.5997 | 213.5859 | 1886.5997
4653 | 219.2795 | 1896.1352 | 219.2795 | 1896.1352
4654 | 230.1769 | 1914.6503 | 230.1769 | 1914.6503
4655 | 244.1101 | 1939.0263 | 244.1101 | 1939.0263
4656 | 244.7335 | 1972.7528 | 244.7335 | 1972.7528
4657 | 240.3703 | 2006.4224 | 240.3703 | 2006.4224
4658 | 244.2754 | 2037.9436 | 244.2754 | 2037.9436
4659 | 254.2754 | 2086.8461 | 254.2754 | 2086.8461
4660 | 265.5747 | 2136.7142 | 265.5747 | 2136.7142
4661 | 270.8385 | 2194.5039 | 270.8385 | 2194.5039
4662 | 264.3286 | 2220.4869 | 264.3286 | 2220.4869
4663 | 252.3995 | 2223.9395 | 252.3995 | 2223.9395
4664 | 247.9001 | 2232.205 | 247.9001 | 2232.205
4665 | 242.2058 | 2247.2419 | 242.2058 | 2247.2419
4666 | 232.4128 | 2273.494 | 232.4128 | 2273.494
4667 | 221.0393 | 2288.9841 | 221.0393 | 2288.9841
4668 | 211.3287 | 2301.1278 | 211.3287 | 2301.1278
4669 | 202.0918 | 2320.9107 | 202.0918 | 2320.9107
4670 | 196.2923 | 2341.2992 | 196.2923 | 2341.2992
4671 | 192.6832 | 2361.8669 | 192.6832 | 2361.8669
4672 | 190.0004 | 2385.3507 | 190.0004 | 2385.3507
4673 | 190.3353 | 2417.0077 | 190.3353 | 2417.0077
4674 | 194.6115 | 2471.8897 | 194.6115 | 2471.8897
4675 | 203.3903 | 2489.9632 | 203.3903 | 2489.9632
4676 | 214.7768 | 2508.2827 | 214.7768 | 2508.2827
4677 | 219.0033 | 2517.1614 | 219.0033 | 2517.1614
4678 | 226.194 | 2529.8468 | 226.194 | 2529.8468
4679 | 241.2175 | 2540.4286 | 241.2175 | 2540.4286
4680 | 242.9249 | 2551.1648 | 242.9249 | 2551.1648
4681 | 235.986 | 2558.3544 | 235.986 | 2558.3544
4682 | 238.0481 | 2560.604 | 238.0481 | 2560.604
4683 | 249.3952 | 2568.4524 | 249.3952 | 2568.4524
4684 | 259.9404 | 2569.466 | 259.9404 | 2569.466
4685 | 265.8874 | 2585.2573 | 265.8874 | 2585.2573
4686 | 259.5839 | 2587.7573 | 259.5839 | 2587.7573
4687 | 248.1354 | 2559.8035 | 248.1354 | 2559.8035
4688 | 243.5717 | 2523.2789 | 243.5717 | 2523.2789
4689 | 238.0915 | 2511.7127 | 238.0915 | 2511.7127
4690 | 230.1191 | 2522.4874 | 230.1191 | 2522.4874
4691 | 219.5038 | 2513.5503 | 219.5038 | 2513.5503
4692 | 208.7057 | 2495.1908 | 208.7057 | 2495.1908
4693 | 199.0344 | 2496.2119 | 199.0344 | 2496.2119
4694 | 193.4326 | 2507.5685 | 193.4326 | 2507.5685
4695 | 188.6407 | 2504.9406 | 188.6407 | 2504.9406
4696 | 186.8185 | 2490.3261 | 186.8185 | 2490.3261
4697 | 188.063 | 2468.4486 | 188.063 | 2468.4486
4698 | 193.5779 | 2455.3449 | 193.5779 | 2455.3449
4699 | 206.2349 | 2414.9573 | 206.2349 | 2414.9573
4700 | 223.5651 | 2379.9885 | 223.5651 | 2379.9885
4701 | 231.3538 | 2332.5408 | 231.3538 | 2332.5408
4702 | 238.0648 | 2284.5893 | 238.0648 | 2284.5893
4703 | 254.2545 | 2238.0237 | 254.2545 | 2238.0237
4704 | 252.6561 | 2202.4098 | 252.6561 | 2202.4098
4705 | 243.4644 | 2173.8412 | 243.4644 | 2173.8412
4706 | 248.7178 | 2144.3149 | 248.7178 | 2144.3149
4707 | 256.3289 | 2126.0939 | 256.3289 | 2126.0939
4708 | 270.2565 | 2121.6063 | 270.2565 | 2121.6063
4709 | 276.4554 | 2171.842 | 276.4554 | 2171.842
4710 | 272.7916 | 2218.9268 | 272.7916 | 2218.9268
4711 | 258.0538 | 2217.0424 | 258.0538 | 2217.0424
4712 | 252.9999 | 2209.7073 | 252.9999 | 2209.7073
4713 | 248.8998 | 2217.765 | 248.8998 | 2217.765
4714 | 235.5906 | 2228.2933 | 235.5906 | 2228.2933
4715 | 223.415 | 2217.7552 | 223.415 | 2217.7552
4716 | 211.8958 | 2190.6511 | 211.8958 | 2190.6511
4717 | 202.1417 | 2152.9171 | 202.1417 | 2152.9171
4718 | 197.4178 | 2121.2489 | 197.4178 | 2121.2489
4719 | 194.5554 | 2097.0676 | 194.5554 | 2097.0676
4720 | 191.3433 | 2080.4004 | 191.3433 | 2080.4004
4721 | 193.2922 | 2077.0383 | 193.2922 | 2077.0383
4722 | 200.0864 | 2106.3846 | 200.0864 | 2106.3846
4723 | 211.7796 | 2110.8282 | 211.7796 | 2110.8282
4724 | 232.1687 | 2110.1396 | 232.1687 | 2110.1396
4725 | 237.0678 | 2089.1308 | 237.0678 | 2089.1308
4726 | 243.7108 | 2067.3307 | 243.7108 | 2067.3307
4727 | 259.9473 | 2041.7848 | 259.9473 | 2041.7848
4728 | 258.7827 | 2013.6428 | 258.7827 | 2013.6428
4729 | 249.3765 | 1988.8102 | 249.3765 | 1988.8102
4730 | 252.0207 | 1970.1632 | 252.0207 | 1970.1632
4731 | 261.2607 | 1969.8008 | 261.2607 | 1969.8008
4732 | 276.5306 | 1972.046 | 276.5306 | 1972.046
4733 | 283.5178 | 1997.6903 | 283.5178 | 1997.6903
4734 | 279.3527 | 2013.574 | 279.3527 | 2013.574
4735 | 265.706 | 2009.76 | 265.706 | 2009.76
4736 | 258.1549 | 2009.3631 | 258.1549 | 2009.3631
4737 | 251.8996 | 2022.9631 | 251.8996 | 2022.9631
4738 | 242.0321 | 2071.877 | 242.0321 | 2071.877
4739 | 229.8063 | 2131.5004 | 229.8063 | 2131.5004
4740 | 215.9342 | 2181.2907 | 215.9342 | 2181.2907
4741 | 206.2609 | 2226.404 | 206.2609 | 2226.404
4742 | 202.614 | 2267.9354 | 202.614 | 2267.9354
4743 | 199.2017 | 2311.4113 | 199.2017 | 2311.4113
4744 | 198.1629 | 2353.5748 | 198.1629 | 2353.5748
4745 | 199.7639 | 2397.5481 | 199.7639 | 2397.5481
4746 | 206.3797 | 2465.1979 | 206.3797 | 2465.1979
4747 | 218.3945 | 2497.8456 | 218.3945 | 2497.8456
4748 | 234.3027 | 2521.1327 | 234.3027 | 2521.1327
4749 | 241.3004 | 2513.0149 | 241.3004 | 2513.0149
4750 | 248.391 | 2500.5341 | 248.391 | 2500.5341
4751 | 260.9251 | 2490.5478 | 260.9251 | 2490.5478
4752 | 257.5803 | 2485.1497 | 257.5803 | 2485.1497
4753 | 250.1458 | 2485.0728 | 250.1458 | 2485.0728
4754 | 254.255 | 2486.5423 | 254.255 | 2486.5423
4755 | 262.3745 | 2492.9949 | 262.3745 | 2492.9949
4756 | 276.135 | 2494.5833 | 276.135 | 2494.5833
4757 | 282.1016 | 2509.4713 | 282.1016 | 2509.4713
4758 | 275.4865 | 2495.3034 | 275.4865 | 2495.3034
4759 | 262.0856 | 2452.9396 | 262.0856 | 2452.9396
4760 | 256.7006 | 2417.6466 | 256.7006 | 2417.6466
4761 | 252.6763 | 2404.274 | 252.6763 | 2404.274
4762 | 240.7436 | 2418.0456 | 240.7436 | 2418.0456
4763 | 228.2066 | 2425.6945 | 228.2066 | 2425.6945
4764 | 216.5155 | 2418.9121 | 216.5155 | 2418.9121
4765 | 208.2728 | 2409.9571 | 208.2728 | 2409.9571
4766 | 203.4515 | 2396.6812 | 203.4515 | 2396.6812
4767 | 200.015 | 2388.3468 | 200.015 | 2388.3468
4768 | 197.7915 | 2386.0486 | 197.7915 | 2386.0486
4769 | 199.2203 | 2400.9145 | 199.2203 | 2400.9145
4770 | 204.6106 | 2453.4154 | 204.6106 | 2453.4154
4771 | 214.7296 | 2477.647 | 214.7296 | 2477.647
4772 | 227.6089 | 2502.3709 | 227.6089 | 2502.3709
4773 | 235.2288 | 2506.4462 | 235.2288 | 2506.4462
4774 | 243.3749 | 2508.7039 | 243.3749 | 2508.7039
4775 | 258.3611 | 2509.1453 | 258.3611 | 2509.1453
4776 | 258.957 | 2510.9728 | 258.957 | 2510.9728
4777 | 252.1828 | 2507.201 | 252.1828 | 2507.201
4778 | 255.6534 | 2491.592 | 255.6534 | 2491.592
4779 | 264.2451 | 2476.9837 | 264.2451 | 2476.9837
4780 | 278.218 | 2453.4881 | 278.218 | 2453.4881
4781 | 285.2852 | 2449.6144 | 285.2852 | 2449.6144
4782 | 279.2701 | 2436.637 | 279.2701 | 2436.637
4783 | 268.8208 | 2403.5925 | 268.8208 | 2403.5925
4784 | 260.2084 | 2366.8626 | 260.2084 | 2366.8626
4785 | 254.6703 | 2339.9422 | 254.6703 | 2339.9422
4786 | 246.7428 | 2334.5004 | 246.7428 | 2334.5004
4787 | 232.1891 | 2329.1762 | 232.1891 | 2329.1762
4788 | 220.1785 | 2321.9422 | 220.1785 | 2321.9422
4789 | 211.7022 | 2320.7465 | 211.7022 | 2320.7465
4790 | 206.1522 | 2320.2795 | 206.1522 | 2320.2795
4791 | 202.4683 | 2318.9653 | 202.4683 | 2318.9653
4792 | 200.2236 | 2317.4471 | 200.2236 | 2317.4471
4793 | 201.7083 | 2327.2634 | 201.7083 | 2327.2634
4794 | 206.219 | 2367.2838 | 206.219 | 2367.2838
4795 | 214.1215 | 2376.1201 | 214.1215 | 2376.1201
4796 | 223.5974 | 2388.4457 | 223.5974 | 2388.4457
4797 | 229.9115 | 2393.7115 | 229.9115 | 2393.7115
4798 | 237.4613 | 2395.2302 | 237.4613 | 2395.2302
4799 | 253.014 | 2383.5606 | 253.014 | 2383.5606
4800 | 255.2219 | 2373.8519 | 255.2219 | 2373.8519
4801 | 249.3022 | 2371.1064 | 249.3022 | 2371.1064
4802 | 248.5269 | 2377.133 | 248.5269 | 2377.133
4803 | 255.8939 | 2392.5764 | 255.8939 | 2392.5764
4804 | 271.0054 | 2401.2672 | 271.0054 | 2401.2672
4805 | 277.1655 | 2425.4745 | 277.1655 | 2425.4745
4806 | 272.1917 | 2421.6522 | 272.1917 | 2421.6522
4807 | 261.9127 | 2369.7639 | 261.9127 | 2369.7639
4808 | 253.9226 | 2313.5743 | 253.9226 | 2313.5743
4809 | 248.9469 | 2278.2378 | 248.9469 | 2278.2378
4810 | 241.2285 | 2253.7059 | 241.2285 | 2253.7059
4811 | 229.8289 | 2230.0714 | 229.8289 | 2230.0714
4812 | 219.4119 | 2209.4949 | 219.4119 | 2209.4949
4813 | 210.1605 | 2195.4902 | 210.1605 | 2195.4902
4814 | 205.1594 | 2183.1175 | 205.1594 | 2183.1175
4815 | 201.7389 | 2175.8505 | 201.7389 | 2175.8505
4816 | 199.1307 | 2181.2705 | 199.1307 | 2181.2705
4817 | 199.7718 | 2197.9017 | 199.7718 | 2197.9017
4818 | 203.3612 | 2238.6201 | 203.3612 | 2238.6201
4819 | 210.4869 | 2237.3571 | 210.4869 | 2237.3571
4820 | 219.2747 | 2232.6452 | 219.2747 | 2232.6452
4821 | 225.3974 | 2214.7154 | 225.3974 | 2214.7154
4822 | 234.6647 | 2197.6776 | 234.6647 | 2197.6776
4823 | 248.6429 | 2175.9498 | 248.6429 | 2175.9498
4824 | 249.5579 | 2151.5437 | 249.5579 | 2151.5437
4825 | 241.7672 | 2110.4126 | 241.7672 | 2110.4126
4826 | 246.7513 | 2057.0748 | 246.7513 | 2057.0748
4827 | 255.1419 | 2005.2305 | 255.1419 | 2005.2305
4828 | 269.9664 | 1964.1226 | 269.9664 | 1964.1226
4829 | 275.5404 | 1948.8769 | 275.5404 | 1948.8769
4830 | 268.3597 | 1935.2837 | 268.3597 | 1935.2837
4831 | 257.9885 | 1911.3943 | 257.9885 | 1911.3943
4832 | 252.1265 | 1885.4206 | 252.1265 | 1885.4206
4833 | 247.2175 | 1864.5351 | 247.2175 | 1864.5351
4834 | 239.0742 | 1843.7391 | 239.0742 | 1843.7391
4835 | 227.6812 | 1812.5097 | 227.6812 | 1812.5097
4836 | 215.8245 | 1784.1329 | 215.8245 | 1784.1329
4837 | 206.6166 | 1766.1459 | 206.6166 | 1766.1459
4838 | 201.9808 | 1749.9141 | 201.9808 | 1749.9141
4839 | 198.0558 | 1736.8585 | 198.0558 | 1736.8585
4840 | 196.4527 | 1729.5106 | 196.4527 | 1729.5106
4841 | 197.9857 | 1737.7257 | 197.9857 | 1737.7257
4842 | 201.9437 | 1777.4177 | 201.9437 | 1777.4177
4843 | 213.0195 | 1782.0665 | 213.0195 | 1782.0665
4844 | 224.839 | 1784.5802 | 224.839 | 1784.5802
4845 | 229.6487 | 1775.7234 | 229.6487 | 1775.7234
4846 | 236.4555 | 1769.4007 | 236.4555 | 1769.4007
4847 | 252.4751 | 1762.0418 | 252.4751 | 1762.0418
4848 | 251.0638 | 1759.3534 | 251.0638 | 1759.3534
4849 | 241.2992 | 1762.3144 | 241.2992 | 1762.3144
4850 | 243.7063 | 1775.4023 | 243.7063 | 1775.4023
4851 | 253.1218 | 1797.3323 | 253.1218 | 1797.3323
4852 | 267.9163 | 1808.4042 | 267.9163 | 1808.4042
4853 | 273.6178 | 1834.0074 | 273.6178 | 1834.0074
4854 | 270.0933 | 1843.035 | 270.0933 | 1843.035
4855 | 259.1295 | 1837.4557 | 259.1295 | 1837.4557
4856 | 253.2708 | 1832.3786 | 253.2708 | 1832.3786
4857 | 247.3875 | 1835.0582 | 247.3875 | 1835.0582
4858 | 239.0916 | 1863.8556 | 239.0916 | 1863.8556
4859 | 227.2795 | 1883.4923 | 227.2795 | 1883.4923
4860 | 215.2641 | 1871.5782 | 215.2641 | 1871.5782
4861 | 206.7808 | 1855.5208 | 206.7808 | 1855.5208
4862 | 201.6557 | 1851.1947 | 201.6557 | 1851.1947
4863 | 196.7966 | 1857.5987 | 196.7966 | 1857.5987
4864 | 195.9062 | 1868.0684 | 195.9062 | 1868.0684
4865 | 197.3744 | 1887.9839 | 197.3744 | 1887.9839
4866 | 203.7458 | 1931.1245 | 203.7458 | 1931.1245
4867 | 217.3709 | 1936.1838 | 217.3709 | 1936.1838
4868 | 233.6132 | 1938.369 | 233.6132 | 1938.369
4869 | 241.2425 | 1927.9932 | 241.2425 | 1927.9932
4870 | 247.426 | 1917.483 | 247.426 | 1917.483
4871 | 261.2041 | 1908.6873 | 261.2041 | 1908.6873
4872 | 258.1879 | 1909.3242 | 258.1879 | 1909.3242
4873 | 249.3951 | 1917.2528 | 249.3951 | 1917.2528
4874 | 252.6399 | 1929.6017 | 252.6399 | 1929.6017
4875 | 260.0099 | 1960.6457 | 260.0099 | 1960.6457
4876 | 276.4977 | 1992.8605 | 276.4977 | 1992.8605
4877 | 282.6816 | 2021.8301 | 282.6816 | 2021.8301
4878 | 277.2091 | 1994.7711 | 277.2091 | 1994.7711
4879 | 266.5192 | 1957.457 | 266.5192 | 1957.457
4880 | 259.9104 | 1930.2517 | 259.9104 | 1930.2517
4881 | 254.7625 | 1910.8852 | 254.7625 | 1910.8852
4882 | 244.3694 | 1908.4404 | 244.3694 | 1908.4404
4883 | 228.2743 | 1910.2596 | 228.2743 | 1910.2596
4884 | 216.5533 | 1919.2831 | 216.5533 | 1919.2831
4885 | 207.5161 | 1952.5318 | 207.5161 | 1952.5318
4886 | 202.3727 | 2003.9162 | 202.3727 | 2003.9162
4887 | 197.8548 | 2063.6906 | 197.8548 | 2063.6906
4888 | 196.3288 | 2128.1464 | 196.3288 | 2128.1464
4889 | 197.4537 | 2199.0512 | 197.4537 | 2199.0512
4890 | 202.4194 | 2280.5363 | 202.4194 | 2280.5363
4891 | 216.203 | 2305.8764 | 216.203 | 2305.8764
4892 | 231.5028 | 2308.0616 | 231.5028 | 2308.0616
4893 | 238.8418 | 2284.2201 | 238.8418 | 2284.2201
4894 | 244.4534 | 2259.5052 | 244.4534 | 2259.5052
4895 | 258.8096 | 2239.5837 | 258.8096 | 2239.5837
4896 | 257.4307 | 2229.3413 | 257.4307 | 2229.3413
4897 | 247.2149 | 2221.2177 | 247.2149 | 2221.2177
4898 | 250.5262 | 2212.5058 | 250.5262 | 2212.5058
4899 | 257.9687 | 2207.299 | 257.9687 | 2207.299
4900 | 274.2296 | 2190.4952 | 274.2296 | 2190.4952
4901 | 282.2244 | 2180.956 | 282.2244 | 2180.956
4902 | 278.1736 | 2157.8382 | 278.1736 | 2157.8382
4903 | 266.1292 | 2128.1602 | 266.1292 | 2128.1602
4904 | 258.3868 | 2106.2919 | 258.3868 | 2106.2919
4905 | 250.134 | 2093.6994 | 250.134 | 2093.6994
4906 | 240.8432 | 2106.8552 | 240.8432 | 2106.8552
4907 | 226.5561 | 2141.4766 | 226.5561 | 2141.4766
4908 | 215.5623 | 2185.1498 | 215.5623 | 2185.1498
4909 | 205.8511 | 2236.8318 | 205.8511 | 2236.8318
4910 | 202.0668 | 2282.756 | 202.0668 | 2282.756
4911 | 198.5141 | 2326.3961 | 198.5141 | 2326.3961
4912 | 196.083 | 2370.407 | 196.083 | 2370.407
4913 | 198.3939 | 2422.3858 | 198.3939 | 2422.3858
4914 | 204.0841 | 2498.3697 | 204.0841 | 2498.3697
4915 | 215.9704 | 2534.6712 | 215.9704 | 2534.6712
4916 | 230.9636 | 2569.2482 | 230.9636 | 2569.2482
4917 | 238.5975 | 2591.7157 | 238.5975 | 2591.7157
4918 | 244.3793 | 2612.2425 | 244.3793 | 2612.2425
4919 | 258.5603 | 2625.698 | 258.5603 | 2625.698
4920 | 258.6185 | 2635.2437 | 258.6185 | 2635.2437
4921 | 248.6935 | 2635.9057 | 248.6935 | 2635.9057
4922 | 251.4701 | 2627.8918 | 251.4701 | 2627.8918
4923 | 259.4578 | 2625.6819 | 259.4578 | 2625.6819
4924 | 273.1081 | 2612.6961 | 273.1081 | 2612.6961
4925 | 279.5588 | 2602.2537 | 279.5588 | 2602.2537
4926 | 274.1399 | 2557.4183 | 274.1399 | 2557.4183
4927 | 261.5788 | 2488.9441 | 261.5788 | 2488.9441
4928 | 254.7088 | 2442.977 | 254.7088 | 2442.977
4929 | 248.5254 | 2430.056 | 248.5254 | 2430.056
4930 | 237.6056 | 2449.3699 | 237.6056 | 2449.3699
4931 | 226.546 | 2477.628 | 226.546 | 2477.628
4932 | 216.3738 | 2493.097 | 216.3738 | 2493.097
4933 | 207.811 | 2502.0826 | 207.811 | 2502.0826
4934 | 201.9198 | 2510.1549 | 201.9198 | 2510.1549
4935 | 198.0462 | 2520.4591 | 198.0462 | 2520.4591
4936 | 195.9945 | 2528.6707 | 195.9945 | 2528.6707
4937 | 197.3482 | 2550.5979 | 197.3482 | 2550.5979
4938 | 201.2879 | 2606.3421 | 201.2879 | 2606.3421
4939 | 211.2027 | 2624.0051 | 211.2027 | 2624.0051
4940 | 223.7906 | 2635.838 | 223.7906 | 2635.838
4941 | 232.0611 | 2637.1626 | 232.0611 | 2637.1626
4942 | 239.0201 | 2639.6666 | 239.0201 | 2639.6666
4943 | 252.4539 | 2638.7943 | 252.4539 | 2638.7943
4944 | 251.9337 | 2642.0997 | 251.9337 | 2642.0997
4945 | 244.9395 | 2635.7826 | 244.9395 | 2635.7826
4946 | 246.5111 | 2606.5436 | 246.5111 | 2606.5436
4947 | 254.5733 | 2561.5142 | 254.5733 | 2561.5142
4948 | 267.8135 | 2511.8671 | 267.8135 | 2511.8671
4949 | 273.5252 | 2488.8621 | 273.5252 | 2488.8621
4950 | 272.0482 | 2461.4747 | 272.0482 | 2461.4747
4951 | 258.6446 | 2414.5129 | 258.6446 | 2414.5129
4952 | 250.9593 | 2364.8099 | 250.9593 | 2364.8099
4953 | 244.2859 | 2322.2889 | 244.2859 | 2322.2889
4954 | 235.9641 | 2289.6693 | 235.9641 | 2289.6693
4955 | 224.6786 | 2259.2199 | 224.6786 | 2259.2199
4956 | 213.0362 | 2236.6728 | 213.0362 | 2236.6728
4957 | 203.6809 | 2225.624 | 203.6809 | 2225.624
4958 | 198.0473 | 2216.6177 | 198.0473 | 2216.6177
4959 | 194.4318 | 2203.3568 | 194.4318 | 2203.3568
4960 | 192.208 | 2176.4261 | 192.208 | 2176.4261
4961 | 194.1665 | 2161.6099 | 194.1665 | 2161.6099
4962 | 197.5919 | 2182.8275 | 197.5919 | 2182.8275
4963 | 206.9875 | 2174.6674 | 206.9875 | 2174.6674
4964 | 214.7519 | 2165.5627 | 214.7519 | 2165.5627
4965 | 222.411 | 2139.5453 | 222.411 | 2139.5453
4966 | 230.3647 | 2115.2409 | 230.3647 | 2115.2409
4967 | 242.7943 | 2090.1877 | 242.7943 | 2090.1877
4968 | 243.9705 | 2069.148 | 243.9705 | 2069.148
4969 | 238.4144 | 2050.5967 | 238.4144 | 2050.5967
4970 | 242.5963 | 2034.6593 | 242.5963 | 2034.6593
4971 | 248.9212 | 2021.4058 | 248.9212 | 2021.4058
4972 | 261.797 | 2000.7018 | 261.797 | 2000.7018
4973 | 269.2361 | 2002.0831 | 269.2361 | 2002.0831
4974 | 264.6055 | 1996.3723 | 264.6055 | 1996.3723
4975 | 255.5498 | 1963.9436 | 255.5498 | 1963.9436
4976 | 249.1347 | 1935.9172 | 249.1347 | 1935.9172
4977 | 243.7413 | 1917.5771 | 243.7413 | 1917.5771
4978 | 236.1437 | 1902.1592 | 236.1437 | 1902.1592
4979 | 224.1252 | 1882.0554 | 224.1252 | 1882.0554
4980 | 212.3961 | 1863.4084 | 212.3961 | 1863.4084
4981 | 205.0232 | 1850.6354 | 205.0232 | 1850.6354
4982 | 200.1251 | 1837.4005 | 200.1251 | 1837.4005
4983 | 195.5459 | 1818.9668 | 195.5459 | 1818.9668
4984 | 194.4665 | 1798.071 | 194.4665 | 1798.071
4985 | 194.8739 | 1793.1489 | 194.8739 | 1793.1489
4986 | 198.088 | 1827.1343 | 198.088 | 1827.1343
4987 | 207.6035 | 1826.1176 | 207.6035 | 1826.1176
4988 | 214.6464 | 1816.3971 | 214.6464 | 1816.3971
4989 | 221.5567 | 1798.0568 | 221.5567 | 1798.0568
4990 | 231.3983 | 1786.3971 | 231.3983 | 1786.3971
4991 | 244.8691 | 1779.4488 | 244.8691 | 1779.4488
4992 | 244.2577 | 1775.1592 | 244.2577 | 1775.1592
4993 | 240.9888 | 1771.7979 | 240.9888 | 1771.7979
4994 | 242.865 | 1769.4905 | 242.865 | 1769.4905
4995 | 249.5791 | 1767.7733 | 249.5791 | 1767.7733
4996 | 262.8868 | 1755.0338 | 262.8868 | 1755.0338
4997 | 272.7629 | 1756.4971 | 272.7629 | 1756.4971
4998 | 267.6736 | 1743.684 | 267.6736 | 1743.684
4999 | 254.7456 | 1716.3049 | 254.7456 | 1716.3049
5000 | 247.7465 | 1692.5482 | 247.7465 | 1692.5482
5001 | 244.8839 | 1666.3257 | 244.8839 | 1666.3257
5002 | 237.2905 | 1642.3274 | 237.2905 | 1642.3274
5003 | 225.9535 | 1620.0067 | 225.9535 | 1620.0067
5004 | 214.1774 | 1596.5975 | 214.1774 | 1596.5975
5005 | 204.9895 | 1573.9714 | 204.9895 | 1573.9714
5006 | 199.1714 | 1548.913 | 199.1714 | 1548.913
5007 | 196.1926 | 1522.0221 | 196.1926 | 1522.0221
5008 | 194.3577 | 1494.5166 | 194.3577 | 1494.5166
5009 | 195.5668 | 1473.337 | 195.5668 | 1473.337
5010 | 199.7357 | 1470.8253 | 199.7357 | 1470.8253
5011 | 208.1755 | 1441.5634 | 208.1755 | 1441.5634
5012 | 218.1414 | 1446.2939 | 218.1414 | 1446.2939
5013 | 225.0017 | 1483.541 | 225.0017 | 1483.541
5014 | 232.053 | 1557.8487 | 232.053 | 1557.8487
5015 | 244.2584 | 1628.8622 | 244.2584 | 1628.8622
5016 | 243.497 | 1668.5416 | 243.497 | 1668.5416
5017 | 237.279 | 1709.2314 | 237.279 | 1709.2314
5018 | 238.2998 | 1782.012 | 238.2998 | 1782.012
5019 | 244.5392 | 1880.4259 | 244.5392 | 1880.4259
5020 | 259.6235 | 1969.4596 | 259.6235 | 1969.4596
5021 | 270.1987 | 2045.97 | 270.1987 | 2045.97
5022 | 265.9748 | 2074.4573 | 265.9748 | 2074.4573
5023 | 253.2688 | 2073.476 | 253.2688 | 2073.476
5024 | 248.2117 | 2076.4455 | 248.2117 | 2076.4455
5025 | 243.5018 | 2094.8489 | 243.5018 | 2094.8489
5026 | 235.3811 | 2150.5778 | 235.3811 | 2150.5778
5027 | 224.9159 | 2222.4354 | 224.9159 | 2222.4354
5028 | 212.7877 | 2275.3047 | 212.7877 | 2275.3047
5029 | 204.2751 | 2318.8169 | 204.2751 | 2318.8169
5030 | 200.2449 | 2357.7619 | 200.2449 | 2357.7619
5031 | 195.481 | 2397.4198 | 195.481 | 2397.4198
5032 | 193.251 | 2436.9147 | 193.251 | 2436.9147
5033 | 195.9079 | 2485.2397 | 195.9079 | 2485.2397
5034 | 201.0815 | 2557.2413 | 201.0815 | 2557.2413
5035 | 212.7377 | 2587.7542 | 212.7377 | 2587.7542
5036 | 226.6713 | 2612.3961 | 226.6713 | 2612.3961
5037 | 233.6165 | 2619.1399 | 233.6165 | 2619.1399
5038 | 239.8336 | 2619.7143 | 239.8336 | 2619.7143
5039 | 254.9261 | 2613.4228 | 254.9261 | 2613.4228
5040 | 253.2569 | 2606.9574 | 253.2569 | 2606.9574
5041 | 244.5807 | 2598.6285 | 244.5807 | 2598.6285
5042 | 245.0616 | 2586.386 | 245.0616 | 2586.386
5043 | 254.2291 | 2587.9121 | 254.2291 | 2587.9121
5044 | 268.4811 | 2586.3803 | 268.4811 | 2586.3803
5045 | 279.2112 | 2589.9785 | 279.2112 | 2589.9785
5046 | 276.9491 | 2557.5825 | 276.9491 | 2557.5825
5047 | 261.3153 | 2476.8741 | 261.3153 | 2476.8741
5048 | 255.3161 | 2413.3359 | 255.3161 | 2413.3359
5049 | 248.6473 | 2361.6188 | 248.6473 | 2361.6188
5050 | 240.1371 | 2315.1639 | 240.1371 | 2315.1639
5051 | 225.8269 | 2270.1813 | 225.8269 | 2270.1813
5052 | 214.5849 | 2233.7169 | 214.5849 | 2233.7169
5053 | 204.1546 | 2208.0528 | 204.1546 | 2208.0528
5054 | 199.8089 | 2183.1586 | 199.8089 | 2183.1586
5055 | 196.6103 | 2157.5814 | 196.6103 | 2157.5814
5056 | 194.7095 | 2129.6244 | 194.7095 | 2129.6244
5057 | 196.46 | 2115.3008 | 196.46 | 2115.3008
5058 | 202.8017 | 2132.1666 | 202.8017 | 2132.1666
5059 | 213.774 | 2114.0304 | 213.774 | 2114.0304
5060 | 229.4782 | 2096.0991 | 229.4782 | 2096.0991
5061 | 236.0196 | 2069.7122 | 236.0196 | 2069.7122
5062 | 242.2655 | 2046.1057 | 242.2655 | 2046.1057
5063 | 256.5266 | 2022.2841 | 256.5266 | 2022.2841
5064 | 253.6522 | 2012.8628 | 253.6522 | 2012.8628
5065 | 244.3788 | 2005.8887 | 244.3788 | 2005.8887
5066 | 245.8504 | 1997.6284 | 245.8504 | 1997.6284
5067 | 252.5014 | 1987.8235 | 252.5014 | 1987.8235
5068 | 266.5019 | 1967.1195 | 266.5019 | 1967.1195
5069 | 277.9693 | 1962.589 | 277.9693 | 1962.589
5070 | 272.3327 | 1948.5852 | 272.3327 | 1948.5852
5071 | 259.8913 | 1918.4966 | 259.8913 | 1918.4966
5072 | 253.6898 | 1896.9978 | 253.6898 | 1896.9978
5073 | 246.621 | 1881.3262 | 246.621 | 1881.3262
5074 | 237.2255 | 1874.8581 | 237.2255 | 1874.8581
5075 | 223.9161 | 1873.0645 | 223.9161 | 1873.0645
5076 | 211.3076 | 1865.8717 | 211.3076 | 1865.8717
5077 | 202.9417 | 1855.8903 | 202.9417 | 1855.8903
5078 | 197.3592 | 1841.2186 | 197.3592 | 1841.2186
5079 | 194.6067 | 1821.7995 | 194.6067 | 1821.7995
5080 | 192.0819 | 1801.1912 | 192.0819 | 1801.1912
5081 | 194.0194 | 1793.8057 | 194.0194 | 1793.8057
5082 | 199.4623 | 1819.2108 | 199.4623 | 1819.2108
5083 | 211.2562 | 1813.5961 | 211.2562 | 1813.5961
5084 | 225.9773 | 1809.0484 | 225.9773 | 1809.0484
5085 | 233.4567 | 1793.7462 | 233.4567 | 1793.7462
5086 | 240.3634 | 1781.5527 | 240.3634 | 1781.5527
5087 | 255.3949 | 1768.241 | 255.3949 | 1768.241
5088 | 253.6672 | 1762.0219 | 253.6672 | 1762.0219
5089 | 245.8312 | 1758.5374 | 245.8312 | 1758.5374
5090 | 247.6562 | 1754.3005 | 247.6562 | 1754.3005
5091 | 254.707 | 1756.3192 | 254.707 | 1756.3192
5092 | 266.7261 | 1751.5852 | 266.7261 | 1751.5852
5093 | 275.2839 | 1763.5174 | 275.2839 | 1763.5174
5094 | 272.3948 | 1768.9323 | 272.3948 | 1768.9323
5095 | 260.6974 | 1759.2886 | 260.6974 | 1759.2886
5096 | 254.3498 | 1749.8187 | 254.3498 | 1749.8187
5097 | 246.3714 | 1740.1 | 246.3714 | 1740.1
5098 | 238.3882 | 1733.5087 | 238.3882 | 1733.5087
5099 | 225.6038 | 1727.7739 | 225.6038 | 1727.7739
5100 | 214.8901 | 1727.7655 | 214.8901 | 1727.7655
5101 | 205.2282 | 1731.7425 | 205.2282 | 1731.7425
5102 | 201.0125 | 1740.5127 | 201.0125 | 1740.5127
5103 | 196.5303 | 1762.6816 | 196.5303 | 1762.6816
5104 | 193.9326 | 1786.4938 | 193.9326 | 1786.4938
5105 | 195.3415 | 1807.4767 | 195.3415 | 1807.4767
5106 | 200.701 | 1846.1834 | 200.701 | 1846.1834
5107 | 209.2894 | 1848.6563 | 209.2894 | 1848.6563
5108 | 220.5076 | 1855.4807 | 220.5076 | 1855.4807
5109 | 230.0349 | 1855.9432 | 230.0349 | 1855.9432
5110 | 236.3515 | 1857.2977 | 236.3515 | 1857.2977
5111 | 249.8544 | 1854.9063 | 249.8544 | 1854.9063
5112 | 251.4771 | 1847.7019 | 251.4771 | 1847.7019
5113 | 243.9777 | 1841.7542 | 243.9777 | 1841.7542
5114 | 246.3419 | 1833.8634 | 246.3419 | 1833.8634
5115 | 251.313 | 1832.0641 | 251.313 | 1832.0641
5116 | 263.6229 | 1821.4594 | 263.6229 | 1821.4594
5117 | 273.5145 | 1826.2892 | 273.5145 | 1826.2892
5118 | 271.1474 | 1828.2555 | 271.1474 | 1828.2555
5119 | 261.3104 | 1821.1572 | 261.3104 | 1821.1572
5120 | 254.6987 | 1816.9423 | 254.6987 | 1816.9423
5121 | 249.0591 | 1815.4343 | 249.0591 | 1815.4343
5122 | 240.8045 | 1826.3732 | 240.8045 | 1826.3732
5123 | 228.0789 | 1858.8598 | 228.0789 | 1858.8598
5124 | 216.2547 | 1674.7648 | 216.2547 | 1674.7648
5125 | 207.1074 | 1727.8815 | 207.1074 | 1727.8815
5126 | 202.6228 | 1789.6447 | 202.6228 | 1789.6447
5127 | 198.5241 | 1855.3566 | 198.5241 | 1855.3566
5128 | 196.0736 | 1915.5939 | 196.0736 | 1915.5939
5129 | 197.0808 | 1985.9893 | 197.0808 | 1985.9893
5130 | 201.2431 | 2074.9431 | 201.2431 | 2074.9431
5131 | 207.5247 | 2120.8735 | 207.5247 | 2120.8735
5132 | 216.4481 | 2160.5426 | 216.4481 | 2160.5426
5133 | 224.009 | 2189.0798 | 224.009 | 2189.0798
5134 | 232.7975 | 2214.9211 | 232.7975 | 2214.9211
5135 | 246.7762 | 2234.3667 | 246.7762 | 2234.3667
5136 | 248.7823 | 2254.7972 | 248.7823 | 2254.7972
5137 | 243.3209 | 2267.5773 | 243.3209 | 2267.5773
5138 | 242.8192 | 2278.7807 | 242.8192 | 2278.7807
5139 | 249.6745 | 2292.8101 | 249.6745 | 2292.8101
5140 | 262.0544 | 2296.1679 | 262.0544 | 2296.1679
5141 | 271.9281 | 2289.4585 | 271.9281 | 2289.4585
5142 | 268.409 | 2247.0242 | 268.409 | 2247.0242
5143 | 258.9539 | 2208.2062 | 258.9539 | 2208.2062
5144 | 253.1208 | 2193.6782 | 253.1208 | 2193.6782
5145 | 247.199 | 2175.7863 | 247.199 | 2175.7863
5146 | 240.7699 | 2180.7671 | 240.7699 | 2180.7671
5147 | 230.0951 | 2221.9074 | 230.0951 | 2221.9074
5148 | 219.1538 | 2256.2841 | 219.1538 | 2256.2841
5149 | 209.9841 | 2277.1241 | 209.9841 | 2277.1241
5150 | 204.6269 | 2287.9355 | 204.6269 | 2287.9355
5151 | 200.4733 | 2296.8305 | 200.4733 | 2296.8305
5152 | 199.241 | 2304.5688 | 199.241 | 2304.5688
5153 | 198.9195 | 2325.7397 | 198.9195 | 2325.7397
5154 | 202.3072 | 2371.5499 | 202.3072 | 2371.5499
5155 | 209.6598 | 2378.331 | 209.6598 | 2378.331
5156 | 218.9398 | 2386.0473 | 218.9398 | 2386.0473
5157 | 225.9358 | 2387.0576 | 225.9358 | 2387.0576
5158 | 233.4135 | 2387.9628 | 233.4135 | 2387.9628
5159 | 247.4109 | 2385.6028 | 247.4109 | 2385.6028
5160 | 247.3976 | 2385.487 | 247.3976 | 2385.487
5161 | 244.2179 | 2380.2397 | 244.2179 | 2380.2397
5162 | 244.169 | 2376.6541 | 244.169 | 2376.6541
5163 | 248.106 | 2381.5079 | 248.106 | 2381.5079
5164 | 261.0389 | 2376.9495 | 261.0389 | 2376.9495
5165 | 273.8725 | 2364.159 | 273.8725 | 2364.159
5166 | 269.356 | 2313.5205 | 269.356 | 2313.5205
5167 | 260.1146 | 2266.1386 | 260.1146 | 2266.1386
5168 | 252.198 | 2240.1321 | 252.198 | 2240.1321
5169 | 247.5411 | 2214.9716 | 247.5411 | 2214.9716
5170 | 239.8576 | 2202.7526 | 239.8576 | 2202.7526
5171 | 228.068 | 2214.7109 | 228.068 | 2214.7109
5172 | 217.9184 | 2236.9973 | 217.9184 | 2236.9973
5173 | 209.4991 | 2252.4399 | 209.4991 | 2252.4399
5174 | 203.7237 | 2265.2304 | 203.7237 | 2265.2304
5175 | 199.9241 | 2279.5587 | 199.9241 | 2279.5587
5176 | 198.4355 | 2290.1757 | 198.4355 | 2290.1757
5177 | 199.2526 | 2312.1741 | 199.2526 | 2312.1741
5178 | 203.6119 | 2357.0129 | 203.6119 | 2357.0129
5179 | 211.6517 | 2365.9529 | 211.6517 | 2365.9529
5180 | 222.4135 | 2374.8566 | 222.4135 | 2374.8566
5181 | 231.6934 | 2367.1951 | 231.6934 | 2367.1951
5182 | 239.7099 | 2355.6861 | 239.7099 | 2355.6861
5183 | 252.5993 | 2342.5313 | 252.5993 | 2342.5313
5184 | 252.1514 | 2331.009 | 252.1514 | 2331.009
5185 | 243.087 | 2312.6999 | 243.087 | 2312.6999
5186 | 243.6207 | 2292.0223 | 243.6207 | 2292.0223
5187 | 249.1741 | 2285.2537 | 249.1741 | 2285.2537
5188 | 262.0173 | 2277.7807 | 262.0173 | 2277.7807
5189 | 275.9078 | 2268.6245 | 275.9078 | 2268.6245
5190 | 272.7149 | 2240.5113 | 272.7149 | 2240.5113
5191 | 262.2592 | 2185.6089 | 262.2592 | 2185.6089
5192 | 256.2836 | 2147.836 | 256.2836 | 2147.836
5193 | 250.2122 | 2115.5869 | 250.2122 | 2115.5869
5194 | 241.7339 | 2100.5253 | 241.7339 | 2100.5253
5195 | 227.7887 | 2118.9964 | 227.7887 | 2118.9964
5196 | 215.8787 | 2141.2109 | 215.8787 | 2141.2109
5197 | 207.7159 | 2143.7356 | 207.7159 | 2143.7356
5198 | 202.5009 | 2131.9858 | 202.5009 | 2131.9858
5199 | 199.3339 | 2123.0332 | 199.3339 | 2123.0332
5200 | 197.3574 | 2127.2092 | 197.3574 | 2127.2092
5201 | 199.8813 | 2163.5648 | 199.8813 | 2163.5648
5202 | 206.4494 | 2232.4761 | 206.4494 | 2232.4761
5203 | 217.7365 | 2259.9114 | 217.7365 | 2259.9114
5204 | 232.1505 | 2282.3446 | 232.1505 | 2282.3446
5205 | 240.679 | 2294.0419 | 240.679 | 2294.0419
5206 | 247.5396 | 2301.8558 | 247.5396 | 2301.8558
5207 | 262.7416 | 2302.9141 | 262.7416 | 2302.9141
5208 | 259.7466 | 2310.2468 | 259.7466 | 2310.2468
5209 | 249.9563 | 2312.5559 | 249.9563 | 2312.5559
5210 | 250.4163 | 2313.2882 | 250.4163 | 2313.2882
5211 | 257.1333 | 2319.6534 | 257.1333 | 2319.6534
5212 | 269.7455 | 2316.0665 | 269.7455 | 2316.0665
5213 | 283.3552 | 2294.82 | 283.3552 | 2294.82
5214 | 281.101 | 2257.855 | 281.101 | 2257.855
5215 | 268.1274 | 2221.7357 | 268.1274 | 2221.7357
5216 | 260.2594 | 2188.8205 | 260.2594 | 2188.8205
5217 | 252.7589 | 2156.8953 | 252.7589 | 2156.8953
5218 | 243.3066 | 2141.2579 | 243.3066 | 2141.2579
5219 | 229.8732 | 2151.9207 | 229.8732 | 2151.9207
5220 | 218.3245 | 2170.9327 | 218.3245 | 2170.9327
5221 | 208.2303 | 2180.654 | 208.2303 | 2180.654
5222 | 203.3594 | 2187.3634 | 203.3594 | 2187.3634
5223 | 200.6007 | 2196.3303 | 200.6007 | 2196.3303
5224 | 198.6096 | 2207.0193 | 198.6096 | 2207.0193
5225 | 199.8178 | 2235.3867 | 199.8178 | 2235.3867
5226 | 205.763 | 2289.9768 | 205.763 | 2289.9768
5227 | 217.7039 | 2308.3083 | 217.7039 | 2308.3083
5228 | 231.5155 | 2324.4806 | 231.5155 | 2324.4806
5229 | 240.3187 | 2329.2332 | 240.3187 | 2329.2332
5230 | 246.2202 | 2329.2747 | 246.2202 | 2329.2747
5231 | 263.559 | 2327.4185 | 263.559 | 2327.4185
5232 | 260.6137 | 2332.5202 | 260.6137 | 2332.5202
5233 | 251.6748 | 2334.0377 | 251.6748 | 2334.0377
5234 | 251.8874 | 2335.4897 | 251.8874 | 2335.4897
5235 | 257.0816 | 2340.3075 | 257.0816 | 2340.3075
5236 | 269.5268 | 2331.3952 | 269.5268 | 2331.3952
5237 | 282.1575 | 2301.4408 | 282.1575 | 2301.4408
5238 | 279.0666 | 2236.841 | 279.0666 | 2236.841
5239 | 266.6159 | 2174.5262 | 266.6159 | 2174.5262
5240 | 259.2242 | 2134.7742 | 259.2242 | 2134.7742
5241 | 252.5152 | 2099.5745 | 252.5152 | 2099.5745
5242 | 244.1072 | 2093.0768 | 244.1072 | 2093.0768
5243 | 230.4428 | 2132.526 | 230.4428 | 2132.526
5244 | 217.6492 | 2173.5595 | 217.6492 | 2173.5595
5245 | 210.0498 | 2195.7309 | 210.0498 | 2195.7309
5246 | 204.0324 | 2208.6293 | 204.0324 | 2208.6293
5247 | 201.5113 | 2219.4673 | 201.5113 | 2219.4673
5248 | 199.0893 | 2227.9973 | 199.0893 | 2227.9973
5249 | 200.7713 | 2253.2342 | 200.7713 | 2253.2342
5250 | 208.0853 | 2304.226 | 208.0853 | 2304.226
5251 | 217.5953 | 2317.5919 | 217.5953 | 2317.5919
5252 | 232.0937 | 2329.2663 | 232.0937 | 2329.2663
5253 | 240.8764 | 2331.3921 | 240.8764 | 2331.3921
5254 | 247.8667 | 2331.3257 | 247.8667 | 2331.3257
5255 | 261.787 | 2324.6118 | 261.787 | 2324.6118
5256 | 259.8068 | 2319.2426 | 259.8068 | 2319.2426
5257 | 251.1247 | 2307.8062 | 251.1247 | 2307.8062
5258 | 252.1441 | 2297.8516 | 252.1441 | 2297.8516
5259 | 257.1591 | 2299.0352 | 257.1591 | 2299.0352
5260 | 269.7591 | 2291.742 | 269.7591 | 2291.742
5261 | 281.539 | 2261.6798 | 281.539 | 2261.6798
5262 | 281.9146 | 2193.4816 | 281.9146 | 2193.4816
5263 | 267.2858 | 2126.2372 | 267.2858 | 2126.2372
5264 | 257.2318 | 2077.0937 | 257.2318 | 2077.0937
5265 | 250.9397 | 2035.7409 | 250.9397 | 2035.7409
5266 | 242.6311 | 2032.3377 | 242.6311 | 2032.3377
5267 | 229.5978 | 2068.7643 | 229.5978 | 2068.7643
5268 | 217.9487 | 2108.1066 | 217.9487 | 2108.1066
5269 | 209.4759 | 2125.9961 | 209.4759 | 2125.9961
5270 | 203.798 | 2138.2108 | 203.798 | 2138.2108
5271 | 201.1617 | 2157.037 | 201.1617 | 2157.037
5272 | 199.5089 | 2177.4413 | 199.5089 | 2177.4413
5273 | 200.4758 | 2213.5451 | 200.4758 | 2213.5451
5274 | 204.9819 | 2273.2447 | 204.9819 | 2273.2447
5275 | 213.6992 | 2293.5194 | 213.6992 | 2293.5194
5276 | 224.609 | 2309.0799 | 224.609 | 2309.0799
5277 | 234.1092 | 2309.4066 | 234.1092 | 2309.4066
5278 | 243.5013 | 2305.0942 | 243.5013 | 2305.0942
5279 | 256.5338 | 2297.4087 | 256.5338 | 2297.4087
5280 | 256.5721 | 2292.4713 | 256.5721 | 2292.4713
5281 | 247.8158 | 2283.1579 | 247.8158 | 2283.1579
5282 | 249.2855 | 2274.3548 | 249.2855 | 2274.3548
5283 | 252.2076 | 2274.6028 | 252.2076 | 2274.6028
5284 | 266.671 | 2263.2436 | 266.671 | 2263.2436
5285 | 279.6965 | 2231.0943 | 279.6965 | 2231.0943
5286 | 276.1265 | 2154.98 | 276.1265 | 2154.98
5287 | 264.4627 | 2075.2494 | 264.4627 | 2075.2494
5288 | 257.4024 | 2026.9335 | 257.4024 | 2026.9335
5289 | 252.1302 | 1990.0786 | 252.1302 | 1990.0786
5290 | 243.9288 | 1991.821 | 243.9288 | 1991.821
5291 | 231.4219 | 2031.9898 | 231.4219 | 2031.9898
5292 | 219.3237 | 2070.5045 | 219.3237 | 2070.5045
5293 | 210.6404 | 2082.8886 | 210.6404 | 2082.8886
5294 | 204.7856 | 2075.3847 | 204.7856 | 2075.3847
5295 | 200.7637 | 2053.2264 | 200.7637 | 2053.2264
5296 | 198.9359 | 2020.9878 | 198.9359 | 2020.9878
5297 | 199.0544 | 2014.9915 | 199.0544 | 2014.9915
5298 | 203.8333 | 2059.2186 | 203.8333 | 2059.2186
5299 | 209.9277 | 2089.3525 | 209.9277 | 2089.3525
5300 | 217.1611 | 2131.9002 | 217.1611 | 2131.9002
5301 | 228.9646 | 2163.46 | 228.9646 | 2163.46
5302 | 235.6093 | 2183.8319 | 235.6093 | 2183.8319
5303 | 250.6291 | 2197.9161 | 250.6291 | 2197.9161
5304 | 248.3763 | 2213.201 | 248.3763 | 2213.201
5305 | 241.6319 | 2218.6406 | 241.6319 | 2218.6406
5306 | 242.8726 | 2217.7537 | 242.8726 | 2217.7537
5307 | 247.8971 | 2222.6075 | 247.8971 | 2222.6075
5308 | 256.5221 | 2214.5588 | 256.5221 | 2214.5588
5309 | 270.9097 | 2183.1651 | 270.9097 | 2183.1651
5310 | 269.1873 | 2110.4691 | 269.1873 | 2110.4691
5311 | 259.7382 | 2039.3385 | 259.7382 | 2039.3385
5312 | 253.1532 | 1994.8368 | 253.1532 | 1994.8368
5313 | 247.548 | 1952.8364 | 247.548 | 1952.8364
5314 | 240.2306 | 1941.5889 | 240.2306 | 1941.5889
5315 | 228.6395 | 1960.9596 | 228.6395 | 1960.9596
5316 | 216.8106 | 1978.6402 | 216.8106 | 1978.6402
5317 | 208.6279 | 1975.6596 | 208.6279 | 1975.6596
5318 | 203.8445 | 1955.2019 | 203.8445 | 1955.2019
5319 | 199.5545 | 1936.426 | 199.5545 | 1936.426
5320 | 197.6292 | 1919.3721 | 197.6292 | 1919.3721
5321 | 198.0455 | 1920.3926 | 198.0455 | 1920.3926
5322 | 201.3898 | 1950.0825 | 201.3898 | 1950.0825
5323 | 207.1153 | 1945.349 | 207.1153 | 1945.349
5324 | 213.6029 | 1939.5358 | 213.6029 | 1939.5358
5325 | 224.481 | 1915.466 | 224.481 | 1915.466
5326 | 232.4202 | 1864.9876 | 232.4202 | 1864.9876
5327 | 247.2319 | 1811.9997 | 247.2319 | 1811.9997
5328 | 247.329 | 1769.9279 | 247.329 | 1769.9279
5329 | 241.8163 | 1730.245 | 241.8163 | 1730.245
5330 | 241.6904 | 1694.9944 | 241.6904 | 1694.9944
5331 | 243.9788 | 1672.2134 | 243.9788 | 1672.2134
5332 | 252.9539 | 1639.9842 | 252.9539 | 1639.9842
5333 | 266.6391 | 1618.3779 | 266.6391 | 1618.3779
5334 | 265.2444 | 1584.0756 | 265.2444 | 1584.0756
5335 | 254.8349 | 1526.6185 | 254.8349 | 1526.6185
5336 | 247.5656 | 1484.5996 | 247.5656 | 1484.5996
5337 | 240.4376 | 1449.4359 | 240.4376 | 1449.4359
5338 | 233.002 | 1419.4413 | 233.002 | 1419.4413
5339 | 221.4549 | 1382.6068 | 221.4549 | 1382.6068
5340 | 209.6849 | 1348.7959 | 209.6849 | 1348.7959
5341 | 201.5757 | 1325.2331 | 201.5757 | 1325.2331
5342 | 196.9047 | 1306.7184 | 196.9047 | 1306.7184
5343 | 193.3085 | 1303.2353 | 193.3085 | 1303.2353
5344 | 191.8357 | 1304.3888 | 191.8357 | 1304.3888
5345 | 193.0633 | 1321.9253 | 193.0633 | 1321.9253
5346 | 197.4927 | 1357.9123 | 197.4927 | 1357.9123
5347 | 205.0131 | 1345.6584 | 205.0131 | 1345.6584
5348 | 214.3343 | 1313.2897 | 214.3343 | 1313.2897
5349 | 225.6989 | 1264.2479 | 225.6989 | 1264.2479
5350 | 232.8955 | 1247.3775 | 232.8955 | 1247.3775
5351 | 247.3704 | 1266.4633 | 247.3704 | 1266.4633
5352 | 244.8008 | 1288.549 | 244.8008 | 1288.549
5353 | 237.4247 | 1282.5461 | 237.4247 | 1282.5461
5354 | 238.9844 | 1287.5963 | 238.9844 | 1287.5963
5355 | 242.6091 | 1317.962 | 242.6091 | 1317.962
5356 | 253.5914 | 1338.8434 | 253.5914 | 1338.8434
5357 | 268.6934 | 1338.1072 | 268.6934 | 1338.1072
5358 | 269.5516 | 1305.3163 | 269.5516 | 1305.3163
5359 | 258.7405 | 1254.0482 | 258.7405 | 1254.0482
5360 | 252.2992 | 1230.1647 | 252.2992 | 1230.1647
5361 | 246.41 | 1214.2158 | 246.41 | 1214.2158
5362 | 239.3729 | 1221.4995 | 239.3729 | 1221.4995
5363 | 224.7045 | 1251.809 | 224.7045 | 1251.809
5364 | 212.4499 | 1280.7523 | 212.4499 | 1280.7523
5365 | 203.2133 | 1292.3447 | 203.2133 | 1292.3447
5366 | 199.9447 | 1302.0047 | 199.9447 | 1302.0047
5367 | 195.5547 | 1322.3422 | 195.5547 | 1322.3422
5368 | 193.9467 | 1352.0301 | 193.9467 | 1352.0301
5369 | 196.6543 | 1398.8567 | 196.6543 | 1398.8567
5370 | 203.3211 | 1469.1353 | 203.3211 | 1469.1353
5371 | 213.8648 | 1500.0969 | 213.8648 | 1500.0969
5372 | 227.7583 | 1525.9126 | 227.7583 | 1525.9126
5373 | 235.952 | 1538.7253 | 235.952 | 1538.7253
5374 | 241.7231 | 1551.037 | 241.7231 | 1551.037
5375 | 256.9932 | 1566.3806 | 256.9932 | 1566.3806
5376 | 254.9337 | 1592.0646 | 254.9337 | 1592.0646
5377 | 245.157 | 1605.4924 | 245.157 | 1605.4924
5378 | 245.1369 | 1599.172 | 245.1369 | 1599.172
5379 | 251.5416 | 1585.5307 | 251.5416 | 1585.5307
5380 | 261.8589 | 1561.0377 | 261.8589 | 1561.0377
5381 | 279.094 | 1528.0608 | 279.094 | 1528.0608
5382 | 278.9939 | 1493.2908 | 278.9939 | 1493.2908
5383 | 267.578 | 1465.1957 | 267.578 | 1465.1957
5384 | 261.6511 | 1441.0603 | 261.6511 | 1441.0603
5385 | 253.1348 | 1418.7785 | 253.1348 | 1418.7785
5386 | 243.8071 | 1415.0155 | 243.8071 | 1415.0155
5387 | 229.6773 | 1430.536 | 229.6773 | 1430.536
5388 | 216.7462 | 1437.3138 | 216.7462 | 1437.3138
5389 | 207.0111 | 1445.4519 | 207.0111 | 1445.4519
5390 | 202.2113 | 1456.9829 | 202.2113 | 1456.9829
5391 | 198.9315 | 1486.1003 | 198.9315 | 1486.1003
5392 | 197.3799 | 1530.865 | 197.3799 | 1530.865
5393 | 198.0817 | 1600.9366 | 198.0817 | 1600.9366
5394 | 205.5861 | 1687.6234 | 205.5861 | 1687.6234
5395 | 216.2258 | 1724.6301 | 216.2258 | 1724.6301
5396 | 231.9353 | 1751.8131 | 231.9353 | 1751.8131
5397 | 240.6994 | 1755.5941 | 240.6994 | 1755.5941
5398 | 245.2789 | 1739.1555 | 245.2789 | 1739.1555
5399 | 259.5864 | 1708.1531 | 259.5864 | 1708.1531
5400 | 255.5478 | 1682.5615 | 255.5478 | 1682.5615
5401 | 245.8907 | 1657.0199 | 245.8907 | 1657.0199
5402 | 245.0736 | 1632.0604 | 245.0736 | 1632.0604
5403 | 249.3155 | 1612.3379 | 249.3155 | 1612.3379
5404 | 259.196 | 1579.8208 | 259.196 | 1579.8208
5405 | 275.9073 | 1550.1903 | 275.9073 | 1550.1903
5406 | 278.1072 | 1519.4863 | 278.1072 | 1519.4863
5407 | 265.6809 | 1476.8901 | 265.6809 | 1476.8901
5408 | 256.694 | 1435.0152 | 256.694 | 1435.0152
5409 | 251.0859 | 1409.207 | 251.0859 | 1409.207
5410 | 241.7123 | 1399.3269 | 241.7123 | 1399.3269
5411 | 227.9523 | 1401.174 | 227.9523 | 1401.174
5412 | 214.7633 | 1420.2579 | 214.7633 | 1420.2579
5413 | 206.1215 | 1447.0351 | 206.1215 | 1447.0351
5414 | 199.7777 | 1474.5786 | 199.7777 | 1474.5786
5415 | 196.1433 | 1498.4064 | 196.1433 | 1498.4064
5416 | 194.2634 | 1514.8166 | 194.2634 | 1514.8166
5417 | 196.4793 | 1544.3355 | 196.4793 | 1544.3355
5418 | 203.0185 | 1596.7666 | 203.0185 | 1596.7666
5419 | 211.2 | 1610.4564 | 211.2 | 1610.4564
5420 | 226.4045 | 1622.4187 | 226.4045 | 1622.4187
5421 | 236.0825 | 1622.7453 | 236.0825 | 1622.7453
5422 | 242.4845 | 1620.7718 | 242.4845 | 1620.7718
5423 | 257.1793 | 1616.9725 | 257.1793 | 1616.9725
5424 | 252.7734 | 1619.1237 | 252.7734 | 1619.1237
5425 | 242.9333 | 1618.842 | 242.9333 | 1618.842
5426 | 243.7979 | 1621.8772 | 243.7979 | 1621.8772
5427 | 249.1947 | 1633.0281 | 249.1947 | 1633.0281
5428 | 256.6455 | 1627.4261 | 256.6455 | 1627.4261
5429 | 271.8295 | 1627.4815 | 271.8295 | 1627.4815
5430 | 275.2466 | 1618.2593 | 275.2466 | 1618.2593
5431 | 262.002 | 1590.4881 | 262.002 | 1590.4881
5432 | 254.3428 | 1562.0707 | 254.3428 | 1562.0707
5433 | 248.3646 | 1532.0526 | 248.3646 | 1532.0526
5434 | 239.625 | 1510.55 | 239.625 | 1510.55
5435 | 225.6986 | 1498.7955 | 225.6986 | 1498.7955
5436 | 213.9531 | 1516.0803 | 213.9531 | 1516.0803
5437 | 205.4052 | 1532.7463 | 205.4052 | 1532.7463
5438 | 201.1935 | 1535.8214 | 201.1935 | 1535.8214
5439 | 197.1049 | 1527.1927 | 197.1049 | 1527.1927
5440 | 194.2758 | 1507.4761 | 194.2758 | 1507.4761
5441 | 195.5841 | 1500.6523 | 195.5841 | 1500.6523
5442 | 199.6974 | 1524.0812 | 199.6974 | 1524.0812
5443 | 205.6915 | 1517.8005 | 205.6915 | 1517.8005
5444 | 218.0101 | 1517.8884 | 218.0101 | 1517.8884
5445 | 227.669 | 1512.1699 | 227.669 | 1512.1699
5446 | 235.5216 | 1510.1605 | 235.5216 | 1510.1605
5447 | 249.0692 | 1506.685 | 249.0692 | 1506.685
5448 | 248.6872 | 1505.4538 | 248.6872 | 1505.4538
5449 | 241.2564 | 1505.1721 | 241.2564 | 1505.1721
5450 | 243.1816 | 1508.5312 | 243.1816 | 1508.5312
5451 | 244.58 | 1514.8243 | 244.58 | 1514.8243
5452 | 251.6948 | 1501.1262 | 251.6948 | 1501.1262
5453 | 265.9821 | 1485.1333 | 265.9821 | 1485.1333
5454 | 268.8303 | 1460.0426 | 268.8303 | 1460.0426
5455 | 257.9184 | 1420.9728 | 257.9184 | 1420.9728
5456 | 249.5127 | 1389.4968 | 249.5127 | 1389.4968
5457 | 242.8633 | 1361.1339 | 242.8633 | 1361.1339
5458 | 236.4669 | 1342.6539 | 236.4669 | 1342.6539
5459 | 224.93 | 1329.4961 | 224.93 | 1329.4961
5460 | 213.7424 | 1332.3877 | 213.7424 | 1332.3877
5461 | 204.7817 | 1343.1885 | 204.7817 | 1343.1885
5462 | 199.2963 | 1352.9564 | 199.2963 | 1352.9564
5463 | 195.5169 | 1377.7558 | 195.5169 | 1377.7558
5464 | 193.9762 | 1411.6897 | 193.9762 | 1411.6897
5465 | 194.4092 | 1467.548 | 194.4092 | 1467.548
5466 | 198.9375 | 1547.2182 | 198.9375 | 1547.2182
5467 | 202.0172 | 1588.9386 | 202.0172 | 1588.9386
5468 | 210.8823 | 1629.7951 | 210.8823 | 1629.7951
5469 | 220.0931 | 1661.8947 | 220.0931 | 1661.8947
5470 | 227.6257 | 1693.2054 | 227.6257 | 1693.2054
5471 | 242.471 | 1721.9706 | 242.471 | 1721.9706
5472 | 243.8264 | 1756.2185 | 243.8264 | 1756.2185
5473 | 236.4071 | 1789.3649 | 236.4071 | 1789.3649
5474 | 236.9101 | 1823.2014 | 236.9101 | 1823.2014
5475 | 239.7634 | 1855.0065 | 239.7634 | 1855.0065
5476 | 247.5979 | 1846.0221 | 247.5979 | 1846.0221
5477 | 263.7773 | 1799.8755 | 263.7773 | 1799.8755
5478 | 263.2088 | 1759.1683 | 263.2088 | 1759.1683
5479 | 253.0485 | 1715.5286 | 253.0485 | 1715.5286
5480 | 247.565 | 1677.072 | 247.565 | 1677.072
5481 | 241.9428 | 1641.5845 | 241.9428 | 1641.5845
5482 | 234.3712 | 1617.635 | 234.3712 | 1617.635
5483 | 222.2747 | 1611.4219 | 222.2747 | 1611.4219
5484 | 211.6841 | 1640.3652 | 211.6841 | 1640.3652
5485 | 204.0409 | 1661.0253 | 204.0409 | 1661.0253
5486 | 198.5715 | 1666.3673 | 198.5715 | 1666.3673
5487 | 195.4208 | 1666.3025 | 195.4208 | 1666.3025
5488 | 193.0878 | 1662.9941 | 193.0878 | 1662.9941
5489 | 194.3087 | 1677.868 | 194.3087 | 1677.868
5490 | 197.4752 | 1721.0155 | 197.4752 | 1721.0155
5491 | 201.437 | 1729.5957 | 201.437 | 1729.5957
5492 | 209.3001 | 1739.1831 | 209.3001 | 1739.1831
5493 | 218.8036 | 1739.7616 | 218.8036 | 1739.7616
5494 | 227.4203 | 1742.7178 | 227.4203 | 1742.7178
5495 | 239.4372 | 1749.3175 | 239.4372 | 1749.3175
5496 | 240.4492 | 1764.4226 | 240.4492 | 1764.4226
5497 | 234.1783 | 1776.3391 | 234.1783 | 1776.3391
5498 | 234.204 | 1790.0252 | 234.204 | 1790.0252
5499 | 237.5173 | 1810.4956 | 237.5173 | 1810.4956
5500 | 245.9187 | 1805.3255 | 245.9187 | 1805.3255
5501 | 263.0318 | 1783.3234 | 263.0318 | 1783.3234
5502 | 263.9902 | 1762.2628 | 263.9902 | 1762.2628
5503 | 253.325 | 1734.2037 | 253.325 | 1734.2037
5504 | 245.7359 | 1710.0323 | 245.7359 | 1710.0323
5505 | 242.5987 | 1690.7011 | 242.5987 | 1690.7011
5506 | 233.6391 | 1689.4569 | 233.6391 | 1689.4569
5507 | 222.5466 | 1727.6826 | 222.5466 | 1727.6826
5508 | 210.9373 | 1792.8966 | 210.9373 | 1792.8966
5509 | 203.4147 | 1841.5874 | 203.4147 | 1841.5874
5510 | 198.0958 | 1873.5927 | 198.0958 | 1873.5927
5511 | 194.9099 | 1899.9394 | 194.9099 | 1899.9394
5512 | 192.8284 | 1920.2357 | 192.8284 | 1920.2357
5513 | 194.1236 | 1953.173 | 194.1236 | 1953.173
5514 | 199.205 | 2005.9639 | 199.205 | 2005.9639
5515 | 204.5809 | 2023.6478 | 204.5809 | 2023.6478
5516 | 216.5512 | 2045.2175 | 216.5512 | 2045.2175
5517 | 225.0787 | 2050.4018 | 225.0787 | 2050.4018
5518 | 231.115 | 2052.1346 | 231.115 | 2052.1346
5519 | 244.1755 | 2064.5995 | 244.1755 | 2064.5995
5520 | 243.7219 | 2088.4844 | 243.7219 | 2088.4844
5521 | 237.1841 | 2093.96 | 237.1841 | 2093.96
5522 | 236.8075 | 2092.0295 | 236.8075 | 2092.0295
5523 | 240.585 | 2100.8415 | 240.585 | 2100.8415
5524 | 248.4056 | 2079.0113 | 248.4056 | 2079.0113
5525 | 265.581 | 2029.4822 | 265.581 | 2029.4822
5526 | 268.0781 | 1987.1918 | 268.0781 | 1987.1918
5527 | 255.5962 | 1941.0693 | 255.5962 | 1941.0693
5528 | 250.0634 | 1896.5676 | 250.0634 | 1896.5676
5529 | 242.9103 | 1854.2433 | 242.9103 | 1854.2433
5530 | 235.6298 | 1827.2713 | 235.6298 | 1827.2713
5531 | 221.8776 | 1824.5845 | 221.8776 | 1824.5845
5532 | 208.6792 | 1850.6491 | 208.6792 | 1850.6491
5533 | 200.4131 | 1851.5187 | 200.4131 | 1851.5187
5534 | 196.628 | 1837.8617 | 196.628 | 1837.8617
5535 | 193.8464 | 1830.4924 | 193.8464 | 1830.4924
5536 | 191.3962 | 1823.8736 | 191.3962 | 1823.8736
5537 | 193.5248 | 1839.2152 | 193.5248 | 1839.2152
5538 | 199.7016 | 1896.1442 | 199.7016 | 1896.1442
5539 | 208.5229 | 1927.3216 | 208.5229 | 1927.3216
5540 | 223.9623 | 1948.0637 | 223.9623 | 1948.0637
5541 | 232.2405 | 1940.5101 | 232.2405 | 1940.5101
5542 | 239.489 | 1925.9426 | 239.489 | 1925.9426
5543 | 253.0631 | 1917.3216 | 253.0631 | 1917.3216
5544 | 249.3415 | 1922.2435 | 249.3415 | 1922.2435
5545 | 240.6238 | 1925.4881 | 240.6238 | 1925.4881
5546 | 242.451 | 1926.4003 | 242.451 | 1926.4003
5547 | 246.0014 | 1920.7472 | 246.0014 | 1920.7472
5548 | 253.0234 | 1889.8852 | 253.0234 | 1889.8852
5549 | 270.4835 | 1870.4379 | 270.4835 | 1870.4379
5550 | 275.4404 | 1839.4101 | 275.4404 | 1839.4101
5551 | 262.2094 | 1792.2801 | 262.2094 | 1792.2801
5552 | 254.1222 | 1742.8127 | 254.1222 | 1742.8127
5553 | 247.6242 | 1695.091 | 247.6242 | 1695.091
5554 | 237.7281 | 1678.0143 | 237.7281 | 1678.0143
5555 | 224.0666 | 1664.1009 | 224.0666 | 1664.1009
5556 | 210.8746 | 1659.9759 | 210.8746 | 1659.9759
5557 | 201.735 | 1660.3056 | 201.735 | 1660.3056
5558 | 197.6227 | 1660.3222 | 197.6227 | 1660.3222
5559 | 194.4833 | 1659.3219 | 194.4833 | 1659.3219
5560 | 192.4896 | 1658.7481 | 192.4896 | 1658.7481
5561 | 194.8227 | 1683.8411 | 194.8227 | 1683.8411
5562 | 200.9854 | 1739.1149 | 200.9854 | 1739.1149
5563 | 210.6024 | 1745.5721 | 210.6024 | 1745.5721
5564 | 225.0601 | 1745.624 | 225.0601 | 1745.624
5565 | 233.9638 | 1734.4002 | 233.9638 | 1734.4002
5566 | 240.3044 | 1720.3005 | 240.3044 | 1720.3005
5567 | 254.6951 | 1703.1515 | 254.6951 | 1703.1515
5568 | 252.7339 | 1689.974 | 252.7339 | 1689.974
5569 | 242.3318 | 1674.3276 | 242.3318 | 1674.3276
5570 | 242.8123 | 1663.7613 | 242.8123 | 1663.7613
5571 | 246.2444 | 1667.0319 | 246.2444 | 1667.0319
5572 | 253.561 | 1654.9171 | 253.561 | 1654.9171
5573 | 271.0369 | 1644.7173 | 271.0369 | 1644.7173
5574 | 274.1189 | 1617.9355 | 274.1189 | 1617.9355
5575 | 261.2845 | 1565.9837 | 261.2845 | 1565.9837
5576 | 252.3199 | 1537.2066 | 252.3199 | 1537.2066
5577 | 245.6168 | 1512.4779 | 245.6168 | 1512.4779
5578 | 236.7291 | 1496.7326 | 236.7291 | 1496.7326
5579 | 222.7054 | 1499.3712 | 222.7054 | 1499.3712
5580 | 211.8137 | 1516.3322 | 211.8137 | 1516.3322
5581 | 202.6835 | 1524.4343 | 202.6835 | 1524.4343
5582 | 199.3206 | 1528.8408 | 199.3206 | 1528.8408
5583 | 194.5581 | 1531.1868 | 194.5581 | 1531.1868
5584 | 192.2956 | 1535.4708 | 192.2956 | 1535.4708
5585 | 194.813 | 1560.9236 | 194.813 | 1560.9236
5586 | 200.4241 | 1601.0486 | 200.4241 | 1601.0486
5587 | 208.3733 | 1599.2657 | 208.3733 | 1599.2657
5588 | 223.7225 | 1588.7387 | 223.7225 | 1588.7387
5589 | 231.4345 | 1563.3376 | 231.4345 | 1563.3376
5590 | 237.7616 | 1543.5886 | 237.7616 | 1543.5886
5591 | 254.5151 | 1529.9299 | 254.5151 | 1529.9299
5592 | 253.6463 | 1526.036 | 253.6463 | 1526.036
5593 | 243.4458 | 1522.1201 | 243.4458 | 1522.1201
5594 | 241.4508 | 1523.4281 | 241.4508 | 1523.4281
5595 | 245.7326 | 1532.0961 | 245.7326 | 1532.0961
5596 | 252.1967 | 1507.6751 | 252.1967 | 1507.6751
5597 | 267.23 | 1456.311 | 267.23 | 1456.311
5598 | 271.6448 | 1407.0758 | 271.6448 | 1407.0758
5599 | 261.3356 | 1352.9651 | 261.3356 | 1352.9651
5600 | 251.6149 | 1304.9731 | 251.6149 | 1304.9731
5601 | 245.4393 | 1270.1692 | 245.4393 | 1270.1692
5602 | 236.1311 | 1259.7853 | 236.1311 | 1259.7853
5603 | 223.0964 | 1267.1018 | 223.0964 | 1267.1018
5604 | 212.4818 | 1294.8576 | 212.4818 | 1294.8576
5605 | 204.1974 | 1329.2991 | 204.1974 | 1329.2991
5606 | 199.0394 | 1364.327 | 199.0394 | 1364.327
5607 | 195.1345 | 1401.7564 | 195.1345 | 1401.7564
5608 | 193.615 | 1429.969 | 193.615 | 1429.969
5609 | 194.127 | 1468.8434 | 194.127 | 1468.8434
5610 | 199.6964 | 1531.4217 | 199.6964 | 1531.4217
5611 | 205.2348 | 1555.4746 | 205.2348 | 1555.4746
5612 | 217.8742 | 1576.9363 | 217.8742 | 1576.9363
5613 | 227.4664 | 1585.0713 | 227.4664 | 1585.0713
5614 | 234.8358 | 1589.2868 | 234.8358 | 1589.2868
5615 | 248.0337 | 1588.9419 | 248.0337 | 1588.9419
5616 | 246.7652 | 1588.0705 | 246.7652 | 1588.0705
5617 | 241.0476 | 1580.7002 | 241.0476 | 1580.7002
5618 | 242.1759 | 1571.5012 | 242.1759 | 1571.5012
5619 | 245.4997 | 1564.9125 | 245.4997 | 1564.9125
5620 | 250.278 | 1544.8454 | 250.278 | 1544.8454
5621 | 264.6094 | 1526.0458 | 264.6094 | 1526.0458
5622 | 268.8796 | 1503.1501 | 268.8796 | 1503.1501
5623 | 257.8743 | 1463.1807 | 257.8743 | 1463.1807
5624 | 247.377 | 1421.1258 | 247.377 | 1421.1258
5625 | 240.0924 | 1396.3611 | 240.0924 | 1396.3611
5626 | 233.4385 | 1388.676 | 233.4385 | 1388.676
5627 | 222.8259 | 1393.9414 | 222.8259 | 1393.9414
5628 | 211.5836 | 1432.816 | 211.5836 | 1432.816
5629 | 203.5838 | 1473.5545 | 203.5838 | 1473.5545
5630 | 198.7664 | 1502.7891 | 198.7664 | 1502.7891
5631 | 195.1274 | 1529.5316 | 195.1274 | 1529.5316
5632 | 192.4881 | 1552.9945 | 192.4881 | 1552.9945
5633 | 193.1383 | 1593.668 | 193.1383 | 1593.668
5634 | 196.4726 | 1657.5777 | 196.4726 | 1657.5777
5635 | 199.8987 | 1681.9544 | 199.8987 | 1681.9544
5636 | 209.6186 | 1698.1266 | 209.6186 | 1698.1266
5637 | 218.3032 | 1701.26 | 218.3032 | 1701.26
5638 | 224.1978 | 1706.8069 | 224.1978 | 1706.8069
5639 | 238.6642 | 1713.1547 | 238.6642 | 1713.1547
5640 | 236.572 | 1724.5535 | 236.572 | 1724.5535
5641 | 231.0753 | 1738.0893 | 231.0753 | 1738.0893
5642 | 230.8934 | 1765.6648 | 230.8934 | 1765.6648
5643 | 233.4137 | 1801.7518 | 233.4137 | 1801.7518
5644 | 239.1062 | 1781.7927 | 239.1062 | 1781.7927
5645 | 252.3256 | 1740.1079 | 252.3256 | 1740.1079
5646 | 255.8447 | 1705.3019 | 255.8447 | 1705.3019
5647 | 246.7393 | 1662.2739 | 246.7393 | 1662.2739
5648 | 241.8659 | 1616.225 | 241.8659 | 1616.225
5649 | 235.1371 | 1565.5167 | 235.1371 | 1565.5167
5650 | 227.9959 | 1528.3255 | 227.9959 | 1528.3255
5651 | 216.3236 | 1498.9394 | 216.3236 | 1498.9394
5652 | 206.1026 | 1492.7634 | 206.1026 | 1492.7634
5653 | 198.4231 | 1511.7323 | 198.4231 | 1511.7323
5654 | 193.8553 | 1550.4305 | 193.8553 | 1550.4305
5655 | 190.6462 | 1597.6112 | 190.6462 | 1597.6112
5656 | 186.8964 | 1636.3308 | 186.8964 | 1636.3308
5657 | 188.3357 | 1712.9513 | 188.3357 | 1712.9513
5658 | 191.0394 | 1825.4378 | 191.0394 | 1825.4378
5659 | 194.415 | 1890.907 | 194.415 | 1890.907
5660 | 203.5461 | 1948.5675 | 203.5461 | 1948.5675
5661 | 210.6826 | 1994.8803 | 210.6826 | 1994.8803
5662 | 220.1959 | 2036.9138 | 220.1959 | 2036.9138
5663 | 232.0921 | 2068.7735 | 232.0921 | 2068.7735
5664 | 229.4166 | 2096.2207 | 229.4166 | 2096.2207
5665 | 224.6235 | 2113.8945 | 224.6235 | 2113.8945
5666 | 224.7821 | 2127.8325 | 224.7821 | 2127.8325
5667 | 228.5341 | 2142.4377 | 228.5341 | 2142.4377
5668 | 235.3368 | 2106.5382 | 235.3368 | 2106.5382
5669 | 251.4673 | 2041.6085 | 251.4673 | 2041.6085
5670 | 255.0996 | 1990.1064 | 255.0996 | 1990.1064
5671 | 246.4993 | 1936.9312 | 246.4993 | 1936.9312
5672 | 238.9681 | 1884.3694 | 238.9681 | 1884.3694
5673 | 232.9086 | 1829.8469 | 232.9086 | 1829.8469
5674 | 225.323 | 1789.8851 | 225.323 | 1789.8851
5675 | 214.373 | 1791.0844 | 214.373 | 1791.0844
5676 | 204.9592 | 1819.9917 | 204.9592 | 1819.9917
5677 | 196.6638 | 1856.0165 | 196.6638 | 1856.0165
5678 | 191.9762 | 1892.6276 | 191.9762 | 1892.6276
5679 | 188.9969 | 1928.9416 | 188.9969 | 1928.9416
5680 | 186.7993 | 1953.1601 | 186.7993 | 1953.1601
5681 | 188.0375 | 1977.5694 | 188.0375 | 1977.5694
5682 | 192.1415 | 2022.9118 | 192.1415 | 2022.9118
5683 | 196.5753 | 2034.8744 | 196.5753 | 2034.8744
5684 | 209.0528 | 2048.0241 | 209.0528 | 2048.0241
5685 | 215.962 | 2051.2294 | 215.962 | 2051.2294
5686 | 223.8426 | 2055.7329 | 223.8426 | 2055.7329
5687 | 238.5914 | 2057.1151 | 238.5914 | 2057.1151
5688 | 236.5863 | 2062.4687 | 236.5863 | 2062.4687
5689 | 228.1038 | 2059.2725 | 228.1038 | 2059.2725
5690 | 228.8608 | 2048.0944 | 228.8608 | 2048.0944
5691 | 233.0205 | 2036.72 | 233.0205 | 2036.72
5692 | 239.0324 | 2008.3049 | 239.0324 | 2008.3049
5693 | 255.9447 | 1973.9247 | 255.9447 | 1973.9247
5694 | 261.8637 | 1926.5606 | 261.8637 | 1926.5606
5695 | 252.3707 | 1876.408 | 252.3707 | 1876.408
5696 | 244.0377 | 1826.5449 | 244.0377 | 1826.5449
5697 | 236.9316 | 1778.4633 | 236.9316 | 1778.4633
5698 | 228.4232 | 1743.6831 | 228.4232 | 1743.6831
5699 | 214.6019 | 1729.7336 | 214.6019 | 1729.7336
5700 | 204.1749 | 1760.7639 | 204.1749 | 1760.7639
5701 | 195.8837 | 1796.177 | 195.8837 | 1796.177
5702 | 191.5318 | 1811.5942 | 191.5318 | 1811.5942
5703 | 190.0097 | 1812.465 | 190.0097 | 1812.465
5704 | 186.6312 | 1781.1259 | 186.6312 | 1781.1259
5705 | 189.3927 | 1726.2289 | 189.3927 | 1726.2289
5706 | 195.9993 | 1693.0568 | 195.9993 | 1693.0568
5707 | 202.2178 | 1642.9489 | 202.2178 | 1642.9489
5708 | 218.6863 | 1608.3853 | 218.6863 | 1608.3853
5709 | 226.6004 | 1568.4472 | 226.6004 | 1568.4472
5710 | 234.6204 | 1531.0305 | 234.6204 | 1531.0305
5711 | 248.2987 | 1504.634 | 248.2987 | 1504.634
5712 | 244.8826 | 1485.9511 | 244.8826 | 1485.9511
5713 | 235.9716 | 1462.0287 | 235.9716 | 1462.0287
5714 | 235.7638 | 1445.741 | 235.7638 | 1445.741
5715 | 240.5789 | 1450.9907 | 240.5789 | 1450.9907
5716 | 244.4425 | 1454.1686 | 244.4425 | 1454.1686
5717 | 262.9834 | 1460.0532 | 262.9834 | 1460.0532
5718 | 270.2889 | 1457.3799 | 270.2889 | 1457.3799
5719 | 258.7038 | 1438.2445 | 258.7038 | 1438.2445
5720 | 249.9491 | 1415.0807 | 249.9491 | 1415.0807
5721 | 243.9455 | 1373.0442 | 243.9455 | 1373.0442
5722 | 234.2399 | 1321.8918 | 234.2399 | 1321.8918
5723 | 220.424 | 1273.1829 | 220.424 | 1273.1829
5724 | 207.1671 | 1256.9676 | 207.1671 | 1256.9676
5725 | 199.4103 | 1256.11 | 199.4103 | 1256.11
5726 | 195.6004 | 1246.1233 | 195.6004 | 1246.1233
5727 | 192.1586 | 1240.1933 | 192.1586 | 1240.1933
5728 | 189.3002 | 1222.8516 | 189.3002 | 1222.8516
5729 | 191.1264 | 1198.7919 | 191.1264 | 1198.7919
5730 | 196.7676 | 1200.5232 | 196.7676 | 1200.5232
5731 | 204.0165 | 1186.5781 | 204.0165 | 1186.5781
5732 | 222.6069 | 1181.8083 | 222.6069 | 1181.8083
5733 | 230.1429 | 1172.4556 | 230.1429 | 1172.4556
5734 | 235.7735 | 1177.1389 | 235.7735 | 1177.1389
5735 | 251.0789 | 1196.9084 | 251.0789 | 1196.9084
5736 | 249.3587 | 1228.4216 | 249.3587 | 1228.4216
5737 | 238.1469 | 1264.3027 | 238.1469 | 1264.3027
5738 | 236.1144 | 1310.8412 | 236.1144 | 1310.8412
5739 | 239.1584 | 1355.78 | 239.1584 | 1355.78
5740 | 245.1842 | 1354.568 | 245.1842 | 1354.568
5741 | 259.9072 | 1332.4579 | 259.9072 | 1332.4579
5742 | 267.7224 | 1292.7942 | 267.7224 | 1292.7942
5743 | 256.6078 | 1242.9655 | 256.6078 | 1242.9655
5744 | 248.796 | 1199.7951 | 248.796 | 1199.7951
5745 | 242.2401 | 1153.0449 | 242.2401 | 1153.0449
5746 | 234.041 | 1098.654 | 234.041 | 1098.654
5747 | 219.6479 | 1038.1067 | 219.6479 | 1038.1067
5748 | 207.6186 | 1008.11 | 207.6186 | 1008.11
5749 | 199.903 | 1023.7325 | 199.903 | 1023.7325
5750 | 194.8726 | 1054.6224 | 194.8726 | 1054.6224
5751 | 191.7557 | 1106.8048 | 191.7557 | 1106.8048
5752 | 190.2362 | 1169.6329 | 190.2362 | 1169.6329
5753 | 192.3545 | 1244.5262 | 192.3545 | 1244.5262
5754 | 197.4174 | 1337.1501 | 197.4174 | 1337.1501
5755 | 203.1398 | 1384.5559 | 203.1398 | 1384.5559
5756 | 219.2003 | 1421.958 | 219.2003 | 1421.958
5757 | 228.0603 | 1438.2251 | 228.0603 | 1438.2251
5758 | 233.9262 | 1448.8457 | 233.9262 | 1448.8457
5759 | 251.509 | 1457.5684 | 251.509 | 1457.5684
5760 | 248.5462 | 1472.8173 | 248.5462 | 1472.8173
5761 | 238.1894 | 1490.9589 | 238.1894 | 1490.9589
5762 | 239.9775 | 1510.7261 | 239.9775 | 1510.7261
5763 | 241.8333 | 1533.6793 | 241.8333 | 1533.6793
5764 | 246.186 | 1525.4507 | 246.186 | 1525.4507
5765 | 260.6812 | 1496.4679 | 260.6812 | 1496.4679
5766 | 271.5853 | 1467.563 | 271.5853 | 1467.563
5767 | 258.6918 | 1422.1962 | 258.6918 | 1422.1962
5768 | 250.4132 | 1362.0419 | 250.4132 | 1362.0419
5769 | 244.1495 | 1323.172 | 244.1495 | 1323.172
5770 | 234.7997 | 1308.2183 | 234.7997 | 1308.2183
5771 | 223.0882 | 1332.6626 | 223.0882 | 1332.6626
5772 | 210.8411 | 1417.6672 | 210.8411 | 1417.6672
5773 | 202.3796 | 1504.5717 | 202.3796 | 1504.5717
5774 | 198.2816 | 1554.1007 | 198.2816 | 1554.1007
5775 | 194.455 | 1589.623 | 194.455 | 1589.623
5776 | 194.9837 | 1610.4951 | 194.9837 | 1610.4951
5777 | 197.3104 | 1629.8308 | 197.3104 | 1629.8308
5778 | 201.2472 | 1673.2302 | 201.2472 | 1673.2302
5779 | 204.8248 | 1691.3819 | 204.8248 | 1691.3819
5780 | 217.6157 | 1715.0026 | 217.6157 | 1715.0026
5781 | 226.1068 | 1726.376 | 226.1068 | 1726.376
5782 | 234.2458 | 1730.5196 | 234.2458 | 1730.5196
5783 | 248.7199 | 1725.8567 | 248.7199 | 1725.8567
5784 | 249.4738 | 1716.4214 | 249.4738 | 1716.4214
5785 | 241.5187 | 1697.8604 | 241.5187 | 1697.8604
5786 | 241.7707 | 1681.7887 | 241.7707 | 1681.7887
5787 | 244.5345 | 1679.7698 | 244.5345 | 1679.7698
5788 | 249.4771 | 1662.9412 | 249.4771 | 1662.9412
5789 | 261.9903 | 1668.8978 | 261.9903 | 1668.8978
5790 | 269.0949 | 1683.4243 | 269.0949 | 1683.4243
5791 | 258.6824 | 1683.0361 | 258.6824 | 1683.0361
5792 | 250.1249 | 1683.8728 | 250.1249 | 1683.8728
5793 | 244.0258 | 1676.9916 | 244.0258 | 1676.9916
5794 | 236.2833 | 1671.8612 | 236.2833 | 1671.8612
5795 | 225.188 | 1679.1057 | 225.188 | 1679.1057
5796 | 212.2748 | 1995.6423 | 212.2748 | 1995.6423
5797 | 204.7405 | 2111.9404 | 204.7405 | 2111.9404
5798 | 201.2514 | 2178.6041 | 201.2514 | 2178.6041
5799 | 198.4883 | 2220.4654 | 198.4883 | 2220.4654
5800 | 197.3579 | 2264.069 | 197.3579 | 2264.069
5801 | 198.8893 | 2325.4867 | 198.8893 | 2325.4867
5802 | 201.5137 | 2361.1942 | 201.5137 | 2361.1942
5803 | 202.4619 | 2373.437 | 202.4619 | 2373.437
5804 | 211.0763 | 2363.7867 | 211.0763 | 2363.7867
5805 | 221.9605 | 2357.793 | 221.9605 | 2357.793
5806 | 228.1112 | 2360.7971 | 228.1112 | 2360.7971
5807 | 241.9117 | 2371.2941 | 241.9117 | 2371.2941
5808 | 241.1607 | 2386.2667 | 241.1607 | 2386.2667
5809 | 235.9457 | 2408.5956 | 235.9457 | 2408.5956
5810 | 235.6444 | 2435.2327 | 235.6444 | 2435.2327
5811 | 235.1411 | 2447.1806 | 235.1411 | 2447.1806
5812 | 238.4797 | 2407.8691 | 238.4797 | 2407.8691
5813 | 249.2426 | 2311.1988 | 249.2426 | 2311.1988
5814 | 260.1715 | 2245.1797 | 260.1715 | 2245.1797
5815 | 251.3446 | 2180.553 | 251.3446 | 2180.553
5816 | 244.017 | 2116.1871 | 244.017 | 2116.1871
5817 | 238.6433 | 2049.5577 | 238.6433 | 2049.5577
5818 | 232.7298 | 1986.6031 | 232.7298 | 1986.6031
5819 | 219.6232 | 1960.6337 | 219.6232 | 1960.6337
5820 | 210.7245 | 1997.7328 | 210.7245 | 1997.7328
5821 | 202.5069 | 2044.4708 | 202.5069 | 2044.4708
5822 | 197.7898 | 2072.2349 | 197.7898 | 2072.2349
5823 | 194.6991 | 2086.3049 | 194.6991 | 2086.3049
5824 | 192.6915 | 2109.7414 | 192.6915 | 2109.7414
5825 | 193.5853 | 2152.3036 | 193.5853 | 2152.3036
5826 | 195.7666 | 2172.394 | 195.7666 | 2172.394
5827 | 199.8035 | 2185.1696 | 199.8035 | 2185.1696
5828 | 211.9101 | 2186.6686 | 211.9101 | 2186.6686
5829 | 220.8037 | 2185.2248 | 220.8037 | 2185.2248
5830 | 228.0776 | 2185.3186 | 228.0776 | 2185.3186
5831 | 240.4674 | 2177.4931 | 240.4674 | 2177.4931
5832 | 239.7603 | 2165.8631 | 239.7603 | 2165.8631
5833 | 232.3263 | 2156.4656 | 232.3263 | 2156.4656
5834 | 232.9196 | 2148.835 | 232.9196 | 2148.835
5835 | 234.5754 | 2143.1982 | 234.5754 | 2143.1982
5836 | 240.2459 | 2128.9727 | 240.2459 | 2128.9727
5837 | 254.596 | 2097.2717 | 254.596 | 2097.2717
5838 | 261.6226 | 2028.6701 | 261.6226 | 2028.6701
5839 | 253.0038 | 1964.0845 | 253.0038 | 1964.0845
5840 | 245.2798 | 1889.0611 | 245.2798 | 1889.0611
5841 | 239.7302 | 1823.3335 | 239.7302 | 1823.3335
5842 | 231.1989 | 1765.2567 | 231.1989 | 1765.2567
5843 | 220.4012 | 1753.5519 | 220.4012 | 1753.5519
5844 | 209.8235 | 1800.3656 | 209.8235 | 1800.3656
5845 | 202.4569 | 1848.9482 | 202.4569 | 1848.9482
5846 | 198.2114 | 1873.1461 | 198.2114 | 1873.1461
5847 | 194.889 | 1880.3708 | 194.889 | 1880.3708
5848 | 193.8333 | 1891.6742 | 193.8333 | 1891.6742
5849 | 195.5141 | 1923.9889 | 195.5141 | 1923.9889
5850 | 197.534 | 1942.7676 | 197.534 | 1942.7676
5851 | 204.4413 | 1950.4605 | 204.4413 | 1950.4605
5852 | 217.9544 | 1966.47 | 217.9544 | 1966.47
5853 | 225.7399 | 1980.3154 | 225.7399 | 1980.3154
5854 | 231.176 | 1990.1239 | 231.176 | 1990.1239
5855 | 246.4222 | 1999.5962 | 246.4222 | 1999.5962
5856 | 243.2408 | 2005.182 | 243.2408 | 2005.182
5857 | 234.1704 | 2008.6964 | 234.1704 | 2008.6964
5858 | 232.95 | 2012.1742 | 232.95 | 2012.1742
5859 | 235.4738 | 2004.3649 | 235.4738 | 2004.3649
5860 | 240.1738 | 1963.3728 | 240.1738 | 1963.3728
5861 | 251.7959 | 1867.3994 | 251.7959 | 1867.3994
5862 | 264.5175 | 1787.9764 | 264.5175 | 1787.9764
5863 | 254.2623 | 1716.8734 | 254.2623 | 1716.8734
5864 | 245.6204 | 1644.0225 | 245.6204 | 1644.0225
5865 | 239.0712 | 1579.6886 | 239.0712 | 1579.6886
5866 | 232.2342 | 1527.6373 | 232.2342 | 1527.6373
5867 | 218.4062 | 1505.562 | 218.4062 | 1505.562
5868 | 208.3618 | 1543.1939 | 208.3618 | 1543.1939
5869 | 200.3299 | 1598.9497 | 200.3299 | 1598.9497
5870 | 195.8152 | 1613.597 | 195.8152 | 1613.597
5871 | 192.7457 | 1620.3708 | 192.7457 | 1620.3708
5872 | 191.1981 | 1646.5536 | 191.1981 | 1646.5536
5873 | 193.9379 | 1691.1653 | 193.9379 | 1691.1653
5874 | 197.445 | 1723.2248 | 197.445 | 1723.2248
5875 | 205.4688 | 1763.9557 | 205.4688 | 1763.9557
5876 | 222.2715 | 1799.8043 | 222.2715 | 1799.8043
5877 | 231.2147 | 1826.9306 | 231.2147 | 1826.9306
5878 | 237.2227 | 1843.9943 | 237.2227 | 1843.9943
5879 | 252.7732 | 1855.844 | 252.7732 | 1855.844
5880 | 249.9191 | 1851.5922 | 249.9191 | 1851.5922
5881 | 239.0313 | 1815.7562 | 239.0313 | 1815.7562
5882 | 239.7691 | 1763.6924 | 239.7691 | 1763.6924
5883 | 241.0418 | 1706.777 | 241.0418 | 1706.777
5884 | 246.0071 | 1653.119 | 246.0071 | 1653.119
5885 | 257.6907 | 1599.5702 | 257.6907 | 1599.5702
5886 | 267.9856 | 1531.5016 | 267.9856 | 1531.5016
5887 | 255.5521 | 1461.8331 | 255.5521 | 1461.8331
5888 | 248.4087 | 1396.4834 | 248.4087 | 1396.4834
5889 | 242.6207 | 1331.6576 | 242.6207 | 1331.6576
5890 | 232.4572 | 1270.3426 | 232.4572 | 1270.3426
5891 | 218.9857 | 1233.5519 | 218.9857 | 1233.5519
5892 | 207.1621 | 1228.3902 | 207.1621 | 1228.3902
5893 | 198.4327 | 1250.6161 | 198.4327 | 1250.6161
5894 | 194.2341 | 1276.1668 | 194.2341 | 1276.1668
5895 | 191.2132 | 1313.6421 | 191.2132 | 1313.6421
5896 | 190.8003 | 1375.0354 | 190.8003 | 1375.0354
5897 | 193.4062 | 1476.5823 | 193.4062 | 1476.5823
5898 | 196.3589 | 1572.5043 | 196.3589 | 1572.5043
5899 | 205.8661 | 1654.8811 | 205.8661 | 1654.8811
5900 | 221.2448 | 1700.1165 | 221.2448 | 1700.1165
5901 | 230.284 | 1720.1924 | 230.284 | 1720.1924
5902 | 238.3311 | 1741.8061 | 238.3311 | 1741.8061
5903 | 254.6225 | 1766.2807 | 254.6225 | 1766.2807
5904 | 250.5597 | 1789.8612 | 250.5597 | 1789.8612
5905 | 239.9996 | 1805.6316 | 239.9996 | 1805.6316
5906 | 240.2882 | 1808.2486 | 240.2882 | 1808.2486
5907 | 242.4275 | 1781.092 | 242.4275 | 1781.092
5908 | 247.2405 | 1725.9993 | 247.2405 | 1725.9993
5909 | 258.8307 | 1686.1003 | 258.8307 | 1686.1003
5910 | 271.0349 | 1628.566 | 271.0349 | 1628.566
5911 | 260.9969 | 1578.3679 | 260.9969 | 1578.3679
5912 | 251.557 | 1529.1273 | 251.557 | 1529.1273
5913 | 244.9508 | 1487.9938 | 244.9508 | 1487.9938
5914 | 233.7033 | 1447.6247 | 233.7033 | 1447.6247
5915 | 220.381 | 1424.1967 | 220.381 | 1424.1967
5916 | 207.9036 | 1439.2431 | 207.9036 | 1439.2431
5917 | 199.4166 | 1493.1134 | 199.4166 | 1493.1134
5918 | 194.3806 | 1517.5573 | 194.3806 | 1517.5573
5919 | 191.4926 | 1519.8632 | 191.4926 | 1519.8632
5920 | 190.4613 | 1543.3406 | 190.4613 | 1543.3406
5921 | 192.2243 | 1597.0111 | 192.2243 | 1597.0111
5922 | 194.8664 | 1632.8007 | 194.8664 | 1632.8007
5923 | 204.2818 | 1646.5191 | 204.2818 | 1646.5191
5924 | 220.2114 | 1637.7296 | 220.2114 | 1637.7296
5925 | 230.5448 | 1616.3236 | 230.5448 | 1616.3236
5926 | 237.5574 | 1591.1266 | 237.5574 | 1591.1266
5927 | 252.8974 | 1579.489 | 252.8974 | 1579.489
5928 | 248.5459 | 1587.0423 | 248.5459 | 1587.0423
5929 | 237.0127 | 1609.4942 | 237.0127 | 1609.4942
5930 | 237.7171 | 1634.2867 | 237.7171 | 1634.2867
5931 | 237.3289 | 1638.4465 | 237.3289 | 1638.4465
5932 | 240.601 | 1621.6796 | 240.601 | 1621.6796
5933 | 252.2886 | 1595.5532 | 252.2886 | 1595.5532
5934 | 264.5446 | 1548.8404 | 264.5446 | 1548.8404
5935 | 255.7044 | 1487.5339 | 255.7044 | 1487.5339
5936 | 246.7918 | 1441.6135 | 246.7918 | 1441.6135
5937 | 239.1313 | 1401.8326 | 239.1313 | 1401.8326
5938 | 230.1796 | 1359.4141 | 230.1796 | 1359.4141
5939 | 217.6905 | 1337.7076 | 217.6905 | 1337.7076
5940 | 205.7258 | 1358.9026 | 205.7258 | 1358.9026
5941 | 198.5188 | 1385.0635 | 198.5188 | 1385.0635
5942 | 194.9186 | 1391.3489 | 194.9186 | 1391.3489
5943 | 191.6043 | 1406.7715 | 191.6043 | 1406.7715
5944 | 190.1388 | 1449.2274 | 190.1388 | 1449.2274
5945 | 192.1348 | 1514.2522 | 192.1348 | 1514.2522
5946 | 193.4901 | 1554.5916 | 193.4901 | 1554.5916
5947 | 199.1239 | 1586.8376 | 199.1239 | 1586.8376
5948 | 212.8045 | 1614.9801 | 212.8045 | 1614.9801
5949 | 222.215 | 1633.6624 | 222.215 | 1633.6624
5950 | 230.3926 | 1647.9388 | 230.3926 | 1647.9388
5951 | 242.0657 | 1665.773 | 242.0657 | 1665.773
5952 | 239.3608 | 1688.1648 | 239.3608 | 1688.1648
5953 | 232.4619 | 1713.322 | 232.4619 | 1713.322
5954 | 231.8296 | 1733.3597 | 231.8296 | 1733.3597
5955 | 235.1161 | 1743.1762 | 235.1161 | 1743.1762
5956 | 238.2913 | 1712.9235 | 238.2913 | 1712.9235
5957 | 249.8102 | 1670.9749 | 249.8102 | 1670.9749
5958 | 261.0236 | 1618.5645 | 261.0236 | 1618.5645
5959 | 250.5271 | 1562.2998 | 250.5271 | 1562.2998
5960 | 242.5424 | 1515.6416 | 242.5424 | 1515.6416
5961 | 236.1315 | 1473.5653 | 236.1315 | 1473.5653
5962 | 227.5379 | 1437.6231 | 227.5379 | 1437.6231
5963 | 217.4369 | 1417.2284 | 217.4369 | 1417.2284
5964 | 205.7593 | 1424.7736 | 205.7593 | 1424.7736
5965 | 198.3912 | 1448.8851 | 198.3912 | 1448.8851
5966 | 196.0409 | 1475.9524 | 196.0409 | 1475.9524
5967 | 191.0399 | 1519.2483 | 191.0399 | 1519.2483
5968 | 189.0944 | 1581.3384 | 189.0944 | 1581.3384
5969 | 189.6372 | 1653.9464 | 189.6372 | 1653.9464
5970 | 189.9691 | 1687.3995 | 189.9691 | 1687.3995
5971 | 194.1225 | 1706.6106 | 194.1225 | 1706.6106
5972 | 203.3561 | 1714.1351 | 203.3561 | 1714.1351
5973 | 213.62 | 1710.1089 | 213.62 | 1710.1089
5974 | 222.6665 | 1695.4873 | 222.6665 | 1695.4873
5975 | 234.5885 | 1677.9061 | 234.5885 | 1677.9061
5976 | 234.2636 | 1656.6844 | 234.2636 | 1656.6844
5977 | 229.4936 | 1629.7433 | 229.4936 | 1629.7433
5978 | 228.8541 | 1602.1505 | 228.8541 | 1602.1505
5979 | 229.9038 | 1551.4246 | 229.9038 | 1551.4246
5980 | 234.0085 | 1485.9205 | 234.0085 | 1485.9205
5981 | 240.7553 | 1440.1599 | 240.7553 | 1440.1599
5982 | 249.6568 | 1380.5761 | 249.6568 | 1380.5761
5983 | 246.441 | 1324.8853 | 246.441 | 1324.8853
5984 | 240.9863 | 1277.5303 | 240.9863 | 1277.5303
5985 | 235.4389 | 1239.266 | 235.4389 | 1239.266
5986 | 226.5473 | 1198.9789 | 226.5473 | 1198.9789
5987 | 216.7086 | 1175.5099 | 216.7086 | 1175.5099
5988 | 206.3634 | 1198.2215 | 206.3634 | 1198.2215
5989 | 197.6419 | 1261.1506 | 197.6419 | 1261.1506
5990 | 194.4119 | 1312.7299 | 194.4119 | 1312.7299
5991 | 190.8221 | 1355.452 | 190.8221 | 1355.452
5992 | 189.4922 | 1406.3108 | 189.4922 | 1406.3108
5993 | 189.5469 | 1479.9435 | 189.5469 | 1479.9435
5994 | 191.3183 | 1529.2188 | 191.3183 | 1529.2188
5995 | 195.4322 | 1565.1128 | 195.4322 | 1565.1128
5996 | 204.973 | 1594.608 | 204.973 | 1594.608
5997 | 213.9221 | 1617.2664 | 213.9221 | 1617.2664
5998 | 223.1383 | 1630.9689 | 223.1383 | 1630.9689
5999 | 234.3547 | 1631.6693 | 234.3547 | 1631.6693
6000 | 232.6366 | 1628.2373 | 232.6366 | 1628.2373
6001 | 228.8408 | 1631.3009 | 228.8408 | 1631.3009
6002 | 229.2349 | 1643.3045 | 229.2349 | 1643.3045
6003 | 230.7668 | 1644.841 | 230.7668 | 1644.841
6004 | 234.2359 | 1606.3903 | 234.2359 | 1606.3903
6005 | 239.5678 | 1576.2059 | 239.5678 | 1576.2059
6006 | 244.095 | 1515.0236 | 244.095 | 1515.0236
6007 | 245.7916 | 1478.4751 | 245.7916 | 1478.4751
6008 | 239.7509 | 1452.5988 | 239.7509 | 1452.5988
6009 | 234.3627 | 1421.3439 | 234.3627 | 1421.3439
6010 | 226.1587 | 1377.1218 | 226.1587 | 1377.1218
6011 | 214.0567 | 1345.1678 | 214.0567 | 1345.1678
6012 | 205.7993 | 1346.0317 | 205.7993 | 1346.0317
6013 | 197.5426 | 1398.0574 | 197.5426 | 1398.0574
6014 | 193.4072 | 1447.5052 | 193.4072 | 1447.5052
6015 | 189.4235 | 1466.2481 | 189.4235 | 1466.2481
6016 | 189.1357 | 1474.1904 | 189.1357 | 1474.1904
6017 | 189.0848 | 1491.8306 | 189.0848 | 1491.8306
6018 | 194.2023 | 1491.057 | 194.2023 | 1491.057
6019 | 200.4101 | 1485.6331 | 200.4101 | 1485.6331
6020 | 212.2902 | 1470.1212 | 212.2902 | 1470.1212
6021 | 218.7274 | 1466.8738 | 218.7274 | 1466.8738
6022 | 226.2456 | 1471.2716 | 226.2456 | 1471.2716
6023 | 238.7352 | 1485.5807 | 238.7352 | 1485.5807
6024 | 239.6383 | 1502.9307 | 239.6383 | 1502.9307
6025 | 231.687 | 1518.9471 | 231.687 | 1518.9471
6026 | 230.5906 | 1535.6236 | 230.5906 | 1535.6236
6027 | 232.6168 | 1523.9203 | 232.6168 | 1523.9203
6028 | 236.5632 | 1479.0752 | 236.5632 | 1479.0752
6029 | 243.1696 | 1443.4391 | 243.1696 | 1443.4391
6030 | 249.0079 | 1382.6666 | 249.0079 | 1382.6666
6031 | 251.2325 | 1330.5419 | 251.2325 | 1330.5419
6032 | 244.2966 | 1282.2031 | 244.2966 | 1282.2031
6033 | 238.1065 | 1242.2583 | 238.1065 | 1242.2583
6034 | 226.869 | 1204.5536 | 226.869 | 1204.5536
6035 | 214.0057 | 1182.4782 | 214.0057 | 1182.4782
6036 | 203.4115 | 1189.8185 | 203.4115 | 1189.8185
6037 | 195.0643 | 1224.2185 | 195.0643 | 1224.2185
6038 | 190.4625 | 1250.1791 | 190.4625 | 1250.1791
6039 | 189.1953 | 1270.6845 | 189.1953 | 1270.6845
6040 | 188.0394 | 1307.8527 | 188.0394 | 1307.8527
6041 | 190.7794 | 1360.2935 | 190.7794 | 1360.2935
6042 | 196.8487 | 1378.0474 | 196.8487 | 1378.0474
6043 | 205.4618 | 1375.6158 | 205.4618 | 1375.6158
6044 | 221.7072 | 1362.5223 | 221.7072 | 1362.5223
6045 | 231.4504 | 1345.2973 | 231.4504 | 1345.2973
6046 | 240.3491 | 1326.6586 | 240.3491 | 1326.6586
6047 | 252.1272 | 1311.6598 | 252.1272 | 1311.6598
6048 | 250.1915 | 1300.1528 | 250.1915 | 1300.1528
6049 | 240.221 | 1296.0021 | 240.221 | 1296.0021
6050 | 237.9872 | 1298.578 | 237.9872 | 1298.578
6051 | 239.9681 | 1287.0797 | 239.9681 | 1287.0797
6052 | 242.8778 | 1263.1805 | 242.8778 | 1263.1805
6053 | 248.9406 | 1242.6287 | 248.9406 | 1242.6287
6054 | 253.1998 | 1202.0234 | 253.1998 | 1202.0234
6055 | 255.0152 | 1149.3658 | 255.0152 | 1149.3658
6056 | 250.4636 | 1108.4462 | 250.4636 | 1108.4462
6057 | 243.7641 | 1086.2911 | 243.7641 | 1086.2911
6058 | 230.5642 | 1064.6955 | 230.5642 | 1064.6955
6059 | 218.0443 | 1054.0564 | 218.0443 | 1054.0564
6060 | 206.2805 | 1071.1113 | 206.2805 | 1071.1113
6061 | 197.8001 | 1117.6853 | 197.8001 | 1117.6853
6062 | 192.9474 | 1151.6799 | 192.9474 | 1151.6799
6063 | 190.7591 | 1165.1351 | 190.7591 | 1165.1351
6064 | 189.8302 | 1180.5375 | 189.8302 | 1180.5375
6065 | 191.6555 | 1215.2296 | 191.6555 | 1215.2296
6066 | 198.5208 | 1225.7693 | 198.5208 | 1225.7693
6067 | 207.6684 | 1220.7963 | 207.6684 | 1220.7963
6068 | 223.7716 | 1209.2194 | 223.7716 | 1209.2194
6069 | 234.3849 | 1203.0617 | 234.3849 | 1203.0617
6070 | 240.485 | 1200.3682 | 240.485 | 1200.3682
6071 | 252.5533 | 1202.2573 | 252.5533 | 1202.2573
6072 | 249.8215 | 1206.6545 | 249.8215 | 1206.6545
6073 | 236.9296 | 1214.3909 | 236.9296 | 1214.3909
6074 | 235.7401 | 1225.8207 | 235.7401 | 1225.8207
6075 | 238.6219 | 1234.9403 | 238.6219 | 1234.9403
6076 | 239.4321 | 1245.6777 | 239.4321 | 1245.6777
6077 | 244.9832 | 1253.5321 | 244.9832 | 1253.5321
6078 | 251.0169 | 1247.7683 | 251.0169 | 1247.7683
6079 | 252.6094 | 1239.9949 | 252.6094 | 1239.9949
6080 | 248.4406 | 1233.9578 | 248.4406 | 1233.9578
6081 | 242.0677 | 1232.8306 | 242.0677 | 1232.8306
6082 | 230.6111 | 1228.6147 | 230.6111 | 1228.6147
6083 | 215.6739 | 1229.8218 | 215.6739 | 1229.8218
6084 | 204.6384 | 1242.6137 | 204.6384 | 1242.6137
6085 | 196.8166 | 1265.2906 | 196.8166 | 1265.2906
6086 | 193.7194 | 1286.5782 | 193.7194 | 1286.5782
6087 | 189.6283 | 1309.0102 | 189.6283 | 1309.0102
6088 | 189.4143 | 1344.2928 | 189.4143 | 1344.2928
6089 | 191.8858 | 1400.7507 | 191.8858 | 1400.7507
6090 | 196.6319 | 1435.3515 | 196.6319 | 1435.3515
6091 | 206.7681 | 1460.7931 | 206.7681 | 1460.7931
6092 | 222.6164 | 1478.2372 | 222.6164 | 1478.2372
6093 | 231.6626 | 1488.4756 | 231.6626 | 1488.4756
6094 | 240.8961 | 1493.1193 | 240.8961 | 1493.1193
6095 | 250.2782 | 1497.6318 | 250.2782 | 1497.6318
6096 | 248.6979 | 1502.8077 | 248.6979 | 1502.8077
6097 | 237.2848 | 1508.4536 | 237.2848 | 1508.4536
6098 | 234.9339 | 1512.4642 | 234.9339 | 1512.4642
6099 | 237.0484 | 1494.5714 | 237.0484 | 1494.5714
6100 | 238.9218 | 1478.4193 | 238.9218 | 1478.4193
6101 | 244.4401 | 1459.3022 | 244.4401 | 1459.3022
6102 | 247.8795 | 1424.1486 | 247.8795 | 1424.1486
6103 | 250.6585 | 1388.215 | 250.6585 | 1388.215
6104 | 244.8075 | 1361.109 | 244.8075 | 1361.109
6105 | 237.8512 | 1336.8224 | 237.8512 | 1336.8224
6106 | 227.8282 | 1311.8246 | 227.8282 | 1311.8246
6107 | 216.5521 | 1301.5134 | 216.5521 | 1301.5134
6108 | 205.7977 | 1328.4879 | 205.7977 | 1328.4879
6109 | 197.6923 | 1394.0814 | 197.6923 | 1394.0814
6110 | 192.9971 | 1447.3413 | 192.9971 | 1447.3413
6111 | 190.0248 | 1486.6612 | 190.0248 | 1486.6612
6112 | 189.9695 | 1527.8464 | 189.9695 | 1527.8464
6113 | 191.2336 | 1579.9183 | 191.2336 | 1579.9183
6114 | 196.1606 | 1609.7233 | 196.1606 | 1609.7233
6115 | 201.7724 | 1636.1896 | 201.7724 | 1636.1896
6116 | 215.446 | 1661.9957 | 215.446 | 1661.9957
6117 | 227.4572 | 1683.4653 | 227.4572 | 1683.4653
6118 | 235.2311 | 1692.8639 | 235.2311 | 1692.8639
6119 | 245.6177 | 1696.8845 | 245.6177 | 1696.8845
6120 | 242.8922 | 1697.8795 | 242.8922 | 1697.8795
6121 | 235.8031 | 1697.4179 | 235.8031 | 1697.4179
6122 | 233.2827 | 1696.6326 | 233.2827 | 1696.6326
6123 | 232.0193 | 1667.7954 | 232.0193 | 1667.7954
6124 | 235.3606 | 1598.6842 | 235.3606 | 1598.6842
6125 | 236.6993 | 1523.2057 | 236.6993 | 1523.2057
6126 | 240.9874 | 1445.5044 | 240.9874 | 1445.5044
6127 | 245.2437 | 1368.8677 | 245.2437 | 1368.8677
6128 | 243.4173 | 1310.9372 | 243.4173 | 1310.9372
6129 | 235.0223 | 1257.9165 | 235.0223 | 1257.9165
6130 | 224.2036 | 1206.808 | 224.2036 | 1206.808
6131 | 213.4994 | 1175.5919 | 213.4994 | 1175.5919
6132 | 203.0128 | 1170.8811 | 203.0128 | 1170.8811
6133 | 195.8406 | 1186.0978 | 195.8406 | 1186.0978
6134 | 191.8108 | 1198.1217 | 191.8108 | 1198.1217
6135 | 189.5024 | 1214.3232 | 189.5024 | 1214.3232
6136 | 189.523 | 1257.5579 | 189.523 | 1257.5579
6137 | 189.6431 | 1310.4906 | 189.6431 | 1310.4906
6138 | 192.8469 | 1330.13 | 192.8469 | 1330.13
6139 | 196.3328 | 1334.1338 | 196.3328 | 1334.1338
6140 | 206.3414 | 1329.9352 | 206.3414 | 1329.9352
6141 | 215.0865 | 1326.1139 | 215.0865 | 1326.1139
6142 | 222.7637 | 1321.3709 | 222.7637 | 1321.3709
6143 | 233.1112 | 1319.243 | 233.1112 | 1319.243
6144 | 228.2219 | 1321.4677 | 228.2219 | 1321.4677
6145 | 222.056 | 1330.9256 | 222.056 | 1330.9256
6146 | 220.574 | 1338.9533 | 220.574 | 1338.9533
6147 | 220.6924 | 1333.1525 | 220.6924 | 1333.1525
6148 | 222.6204 | 1321.1404 | 222.6204 | 1321.1404
6149 | 230.4539 | 1308.5407 | 230.4539 | 1308.5407
6150 | 232.7044 | 1270.1899 | 232.7044 | 1270.1899
6151 | 238.0868 | 1230.4032 | 238.0868 | 1230.4032
6152 | 237.0491 | 1204.8959 | 237.0491 | 1204.8959
6153 | 229.6807 | 1175.8544 | 229.6807 | 1175.8544
6154 | 220.7304 | 1134.6655 | 220.7304 | 1134.6655
6155 | 209.7657 | 1098.6945 | 209.7657 | 1098.6945
6156 | 199.9264 | 1085.4168 | 199.9264 | 1085.4168
6157 | 192.827 | 1110.4711 | 192.827 | 1110.4711
6158 | 188.2539 | 1151.7209 | 188.2539 | 1151.7209
6159 | 185.3945 | 1198.624 | 185.3945 | 1198.624
6160 | 185.164 | 1259.3204 | 185.164 | 1259.3204
6161 | 186.0836 | 1333.363 | 186.0836 | 1333.363
6162 | 188.2809 | 1368.5787 | 188.2809 | 1368.5787
6163 | 193.789 | 1386.847 | 193.789 | 1386.847
6164 | 203.4225 | 1409.087 | 203.4225 | 1409.087
6165 | 210.8521 | 1442.1568 | 210.8521 | 1442.1568
6166 | 219.9245 | 1467.2546 | 219.9245 | 1467.2546
6167 | 230.5055 | 1463.815 | 230.5055 | 1463.815
6168 | 229.9211 | 1455.2183 | 229.9211 | 1455.2183
6169 | 224.9346 | 1453.281 | 224.9346 | 1453.281
6170 | 224.0872 | 1455.9799 | 224.0872 | 1455.9799
6171 | 226.3196 | 1431.3237 | 226.3196 | 1431.3237
6172 | 228.6019 | 1405.539 | 228.6019 | 1405.539
6173 | 233.4429 | 1363.3445 | 233.4429 | 1363.3445
6174 | 236.7211 | 1291.7506 | 236.7211 | 1291.7506
6175 | 239.9751 | 1209.4163 | 239.9751 | 1209.4163
6176 | 238.3889 | 1129.3102 | 238.3889 | 1129.3102
6177 | 232.3355 | 1046.0388 | 232.3355 | 1046.0388
6178 | 221.5946 | 986.1585 | 221.5946 | 986.1585
6179 | 210.4753 | 965.0259 | 210.4753 | 965.0259
6180 | 200.1791 | 1013.5612 | 200.1791 | 1013.5612
6181 | 192.4765 | 1114.775 | 192.4765 | 1114.775
6182 | 188.1889 | 1201.032 | 188.1889 | 1201.032
6183 | 185.9415 | 1239.901 | 185.9415 | 1239.901
6184 | 185.8463 | 1250.6715 | 185.8463 | 1250.6715
6185 | 187.0995 | 1269.0086 | 187.0995 | 1269.0086
6186 | 191.7987 | 1277.0889 | 191.7987 | 1277.0889
6187 | 198.7612 | 1280.1089 | 198.7612 | 1280.1089
6188 | 213.4193 | 1283.2885 | 213.4193 | 1283.2885
6189 | 222.6633 | 1281.8856 | 222.6633 | 1281.8856
6190 | 231.551 | 1261.3615 | 231.551 | 1261.3615
6191 | 243.6556 | 1227.8761 | 243.6556 | 1227.8761
6192 | 239.8639 | 1198.7434 | 239.8639 | 1198.7434
6193 | 231.2026 | 1185.001 | 231.2026 | 1185.001
6194 | 229.4934 | 1184.5437 | 229.4934 | 1184.5437
6195 | 231.3653 | 1155.4605 | 231.3653 | 1155.4605
6196 | 233.3692 | 1091.1451 | 233.3692 | 1091.1451
6197 | 238.2489 | 1045.6714 | 238.2489 | 1045.6714
6198 | 242.8071 | 985.9647 | 242.8071 | 985.9647
6199 | 244.9301 | 941.3412 | 244.9301 | 941.3412
6200 | 243.1699 | 912.8416 | 243.1699 | 912.8416
6201 | 237.4692 | 883.3493 | 237.4692 | 883.3493
6202 | 225.0222 | 843.3901 | 225.0222 | 843.3901
6203 | 212.0121 | 814.1005 | 212.0121 | 814.1005
6204 | 201.3119 | 834.7625 | 201.3119 | 834.7625
6205 | 192.7392 | 901.2168 | 192.7392 | 901.2168
6206 | 189.2 | 954.2717 | 189.2 | 954.2717
6207 | 186.4112 | 961.6604 | 186.4112 | 961.6604
6208 | 186.5686 | 960.6258 | 186.5686 | 960.6258
6209 | 188.7231 | 1000.9745 | 188.7231 | 1000.9745
6210 | 195.1579 | 1037.4199 | 195.1579 | 1037.4199
6211 | 204.9802 | 1056.5081 | 204.9802 | 1056.5081
6212 | 222.2652 | 1067.4758 | 222.2652 | 1067.4758
6213 | 230.8487 | 1073.0002 | 230.8487 | 1073.0002
6214 | 238.0962 | 1068.7081 | 238.0962 | 1068.7081
6215 | 250.13 | 1059.7349 | 250.13 | 1059.7349
6216 | 244.6892 | 1056.7128 | 244.6892 | 1056.7128
6217 | 234.0415 | 1051.5373 | 234.0415 | 1051.5373
6218 | 232.7062 | 1042.636 | 232.7062 | 1042.636
6219 | 232.9095 | 1017.324 | 232.9095 | 1017.324
6220 | 234.5054 | 967.1502 | 234.5054 | 967.1502
6221 | 240.2006 | 908.2727 | 240.2006 | 908.2727
6222 | 245.0042 | 848.8939 | 245.0042 | 848.8939
6223 | 245.3788 | 809.5172 | 245.3788 | 809.5172
6224 | 243.1222 | 789.9944 | 243.1222 | 789.9944
6225 | 236.8788 | 776.4062 | 236.8788 | 776.4062
6226 | 225.1951 | 761.205 | 225.1951 | 761.205
6227 | 210.2965 | 746.3029 | 210.2965 | 746.3029
6228 | 199.0498 | 736.4684 | 199.0498 | 736.4684
6229 | 192.117 | 725.9022 | 192.117 | 725.9022
6230 | 187.5676 | 711.4056 | 187.5676 | 711.4056
6231 | 185.4219 | 714.3263 | 185.4219 | 714.3263
6232 | 185.1269 | 773.998 | 185.1269 | 773.998
6233 | 187.4302 | 861.5673 | 187.4302 | 861.5673
6234 | 193.1725 | 910.1048 | 193.1725 | 910.1048
6235 | 202.8841 | 934.5216 | 202.8841 | 934.5216
6236 | 219.341 | 946.4321 | 219.341 | 946.4321
6237 | 227.625 | 951.3417 | 227.625 | 951.3417
6238 | 233.3513 | 945.615 | 233.3513 | 945.615
6239 | 246.0064 | 935.9859 | 246.0064 | 935.9859
6240 | 240.1559 | 926.7743 | 240.1559 | 926.7743
6241 | 230.8585 | 920.3281 | 230.8585 | 920.3281
6242 | 228.4788 | 912.6975 | 228.4788 | 912.6975
6243 | 230.4064 | 878.3677 | 230.4064 | 878.3677
6244 | 230.9825 | 840.9008 | 230.9825 | 840.9008
6245 | 235.8839 | 822.3575 | 235.8839 | 822.3575
6246 | 239.9122 | 806.1823 | 239.9122 | 806.1823
6247 | 241.3174 | 791.0716 | 241.3174 | 791.0716
6248 | 241.1197 | 780.0748 | 241.1197 | 780.0748
6249 | 234.1229 | 770.7085 | 234.1229 | 770.7085
6250 | 223.9679 | 754.1957 | 223.9679 | 754.1957
6251 | 210.6288 | 739.8265 | 210.6288 | 739.8265
6252 | 198.2323 | 732.9022 | 198.2323 | 732.9022
6253 | 189.4151 | 731.6818 | 189.4151 | 731.6818
6254 | 185.0204 | 742.845 | 185.0204 | 742.845
6255 | 183.1948 | 773.7619 | 183.1948 | 773.7619
6256 | 183.907 | 803.5928 | 183.907 | 803.5928
6257 | 185.7055 | 848.7784 | 185.7055 | 848.7784
6258 | 190.5675 | 874.8123 | 190.5675 | 874.8123
6259 | 199.5618 | 886.6452 | 199.5618 | 886.6452
6260 | 216.6266 | 894.0058 | 216.6266 | 894.0058
6261 | 224.4677 | 897.2758 | 224.4677 | 897.2758
6262 | 232.6634 | 899.2142 | 232.6634 | 899.2142
6263 | 245.6717 | 906.9649 | 245.6717 | 906.9649
6264 | 241.2965 | 912.9606 | 241.2965 | 912.9606
6265 | 231.9497 | 912.1301 | 231.9497 | 912.1301
6266 | 231.333 | 889.1282 | 231.333 | 889.1282
6267 | 231.0295 | 833.1146 | 231.0295 | 833.1146
6268 | 232.4278 | 783.6786 | 232.4278 | 783.6786
6269 | 236.4285 | 776.7356 | 236.4285 | 776.7356
6270 | 238.4112 | 777.4073 | 238.4112 | 777.4073
6271 | 238.1526 | 777.0121 | 238.1526 | 777.0121
6272 | 237.0524 | 774.6231 | 237.0524 | 774.6231
6273 | 229.8841 | 768.6181 | 229.8841 | 768.6181
6274 | 220.5605 | 757.3929 | 220.5605 | 757.3929
6275 | 208.592 | 755.3617 | 208.592 | 755.3617
6276 | 195.9289 | 784.7137 | 195.9289 | 784.7137
6277 | 188.863 | 883.0582 | 188.863 | 883.0582
6278 | 183.9285 | 997.2703 | 183.9285 | 997.2703
6279 | 181.4749 | 1078.0312 | 181.4749 | 1078.0312
6280 | 180.5419 | 1147.3356 | 180.5419 | 1147.3356
6281 | 182.0769 | 1215.0247 | 182.0769 | 1215.0247
6282 | 186.7306 | 1243.8459 | 186.7306 | 1243.8459
6283 | 193.7353 | 1242.7669 | 193.7353 | 1242.7669
6284 | 208.0153 | 1214.1382 | 208.0153 | 1214.1382
6285 | 219.1098 | 1176.3772 | 219.1098 | 1176.3772
6286 | 227.7261 | 1140.5637 | 227.7261 | 1140.5637
6287 | 239.8231 | 1127.8194 | 239.8231 | 1127.8194
6288 | 237.2656 | 1130.29 | 237.2656 | 1130.29
6289 | 227.4511 | 1126.3442 | 227.4511 | 1126.3442
6290 | 225.5528 | 1106.7855 | 225.5528 | 1106.7855
6291 | 226.3771 | 1046.5089 | 226.3771 | 1046.5089
6292 | 228.1818 | 974.6104 | 228.1818 | 974.6104
6293 | 232.3194 | 917.0036 | 232.3194 | 917.0036
6294 | 234.0304 | 849.7137 | 234.0304 | 849.7137
6295 | 234.9775 | 804.1475 | 234.9775 | 804.1475
6296 | 234.2498 | 790.4862 | 234.2498 | 790.4862
6297 | 228.077 | 779.4394 | 228.077 | 779.4394
6298 | 218.5753 | 763.0905 | 218.5753 | 763.0905
6299 | 208.2027 | 749.3772 | 208.2027 | 749.3772
6300 | 196.675 | 743.1087 | 196.675 | 743.1087
6301 | 188.2583 | 741.8064 | 188.2583 | 741.8064
6302 | 184.3325 | 740.3856 | 184.3325 | 740.3856
6303 | 181.8063 | 747.7332 | 181.8063 | 747.7332
6304 | 180.7735 | 776.7443 | 180.7735 | 776.7443
6305 | 182.0375 | 826.3569 | 182.0375 | 826.3569
6306 | 183.8934 | 861.6545 | 183.8934 | 861.6545
6307 | 187.3313 | 888.6947 | 187.3313 | 888.6947
6308 | 198.8538 | 902.5727 | 198.8538 | 902.5727
6309 | 210.095 | 916.6231 | 210.095 | 916.6231
6310 | 220.4073 | 927.4564 | 220.4073 | 927.4564
6311 | 231.649 | 941.0686 | 231.649 | 941.0686
6312 | 230.5385 | 956.2871 | 230.5385 | 956.2871
6313 | 224.4608 | 972.9594 | 224.4608 | 972.9594
6314 | 220.833 | 985.7418 | 220.833 | 985.7418
6315 | 220.9767 | 985.6797 | 220.9767 | 985.6797
6316 | 222.6104 | 1001.6638 | 222.6104 | 1001.6638
6317 | 227.9867 | 1019.1099 | 227.9867 | 1019.1099
6318 | 228.5065 | 1019.6176 | 228.5065 | 1019.6176
6319 | 230.858 | 1005.8596 | 230.858 | 1005.8596
6320 | 233.8149 | 992.3623 | 233.8149 | 992.3623
6321 | 226.9747 | 984.6357 | 226.9747 | 984.6357
6322 | 217.4645 | 972.0579 | 217.4645 | 972.0579
6323 | 206.8375 | 971.4614 | 206.8375 | 971.4614
6324 | 196.1571 | 989.3771 | 196.1571 | 989.3771
6325 | 188.9649 | 1027.4662 | 188.9649 | 1027.4662
6326 | 185.6522 | 1071.4214 | 185.6522 | 1071.4214
6327 | 182.4316 | 1100.7397 | 182.4316 | 1100.7397
6328 | 181.6483 | 1142.7037 | 181.6483 | 1142.7037
6329 | 182.3061 | 1212.4423 | 182.3061 | 1212.4423
6330 | 185.5798 | 1265.8576 | 185.5798 | 1265.8576
6331 | 190.0962 | 1311.3023 | 190.0962 | 1311.3023
6332 | 202.2287 | 1355.6359 | 202.2287 | 1355.6359
6333 | 212.8383 | 1398.5843 | 212.8383 | 1398.5843
6334 | 219.8591 | 1439.2994 | 219.8591 | 1439.2994
6335 | 231.4364 | 1488.655 | 231.4364 | 1488.655
6336 | 230.2446 | 1542.814 | 230.2446 | 1542.814
6337 | 222.0948 | 1591.6225 | 222.0948 | 1591.6225
6338 | 220.4782 | 1622.6045 | 220.4782 | 1622.6045
6339 | 221.7768 | 1613.6885 | 221.7768 | 1613.6885
6340 | 222.4405 | 1583.3129 | 222.4405 | 1583.3129
6341 | 227.0741 | 1548.3736 | 227.0741 | 1548.3736
6342 | 229.8972 | 1490.6755 | 229.8972 | 1490.6755
6343 | 232.048 | 1438.8377 | 232.048 | 1438.8377
6344 | 234.7272 | 1403.6977 | 234.7272 | 1403.6977
6345 | 228.1404 | 1378.8782 | 228.1404 | 1378.8782
6346 | 216.3781 | 1353.2246 | 216.3781 | 1353.2246
6347 | 205.8973 | 1337.6257 | 205.8973 | 1337.6257
6348 | 194.5827 | 1341.6867 | 194.5827 | 1341.6867
6349 | 187.6992 | 1368.1756 | 187.6992 | 1368.1756
6350 | 183.2 | 1403.6459 | 183.2 | 1403.6459
6351 | 181.3941 | 1430.2589 | 181.3941 | 1430.2589
6352 | 180.3395 | 1462.3442 | 180.3395 | 1462.3442
6353 | 180.8677 | 1507.1199 | 180.8677 | 1507.1199
6354 | 184.6805 | 1526.4725 | 184.6805 | 1526.4725
6355 | 191.2832 | 1532.1568 | 191.2832 | 1532.1568
6356 | 206.1281 | 1525.4988 | 206.1281 | 1525.4988
6357 | 215.0234 | 1513.5205 | 215.0234 | 1513.5205
6358 | 222.7639 | 1500.3746 | 222.7639 | 1500.3746
6359 | 236.242 | 1491.2783 | 236.242 | 1491.2783
6360 | 233.9454 | 1480.2632 | 233.9454 | 1480.2632
6361 | 223.1098 | 1460.9052 | 223.1098 | 1460.9052
6362 | 222.9433 | 1434.4191 | 222.9433 | 1434.4191
6363 | 224.9251 | 1394.2277 | 224.9251 | 1394.2277
6364 | 225.3828 | 1350.9812 | 225.3828 | 1350.9812
6365 | 231.0141 | 1297.3914 | 231.0141 | 1297.3914
6366 | 232.4049 | 1215.3452 | 232.4049 | 1215.3452
6367 | 232.0986 | 1132.314 | 232.0986 | 1132.314
6368 | 232.1936 | 1068.5629 | 232.1936 | 1068.5629
6369 | 228.5304 | 1006.9753 | 228.5304 | 1006.9753
6370 | 218.0361 | 940.6595 | 218.0361 | 940.6595
6371 | 206.5507 | 889.6862 | 206.5507 | 889.6862
6372 | 194.8498 | 869.6451 | 194.8498 | 869.6451
6373 | 186.5911 | 891.3792 | 186.5911 | 891.3792
6374 | 182.6513 | 935.7852 | 182.6513 | 935.7852
6375 | 181.184 | 971.2931 | 181.184 | 971.2931
6376 | 180.6783 | 998.3776 | 180.6783 | 998.3776
6377 | 182.3869 | 1031.1023 | 182.3869 | 1031.1023
6378 | 187.5495 | 1038.4037 | 187.5495 | 1038.4037
6379 | 197.5879 | 1038.1855 | 197.5879 | 1038.1855
6380 | 212.4935 | 1038.7417 | 212.4935 | 1038.7417
6381 | 222.2926 | 1044.1432 | 222.2926 | 1044.1432
6382 | 231.7949 | 1054.8125 | 231.7949 | 1054.8125
6383 | 242.3323 | 1072.2368 | 242.3323 | 1072.2368
6384 | 240.4459 | 1091.6363 | 240.4459 | 1091.6363
6385 | 229.0707 | 1102.7749 | 229.0707 | 1102.7749
6386 | 228.0546 | 1083.7901 | 228.0546 | 1083.7901
6387 | 228.1454 | 1017.529 | 228.1454 | 1017.529
6388 | 230.7456 | 954.6892 | 230.7456 | 954.6892
6389 | 235.8545 | 898.927 | 235.8545 | 898.927
6390 | 236.2044 | 845.3688 | 236.2044 | 845.3688
6391 | 236.4623 | 819.4778 | 236.4623 | 819.4778
6392 | 239.3918 | 806.7183 | 239.3918 | 806.7183
6393 | 232.1145 | 793.663 | 232.1145 | 793.663
6394 | 218.8401 | 773.461 | 218.8401 | 773.461
6395 | 205.4363 | 757.6162 | 205.4363 | 757.6162
6396 | 194.2741 | 750.487 | 194.2741 | 750.487
6397 | 186.8391 | 753.8165 | 186.8391 | 753.8165
6398 | 182.9781 | 775.1042 | 182.9781 | 775.1042
6399 | 180.3853 | 794.175 | 180.3853 | 794.175
6400 | 180.8486 | 826.7112 | 180.8486 | 826.7112
6401 | 181.9962 | 884.1119 | 181.9962 | 884.1119
6402 | 186.7703 | 914.0808 | 186.7703 | 914.0808
6403 | 196.216 | 931.6523 | 196.216 | 931.6523
6404 | 211.7706 | 942.2921 | 211.7706 | 942.2921
6405 | 221.9514 | 951.0548 | 221.9514 | 951.0548
6406 | 230.4447 | 955.9854 | 230.4447 | 955.9854
6407 | 241.8522 | 963.1213 | 241.8522 | 963.1213
6408 | 238.8163 | 971.4535 | 238.8163 | 971.4535
6409 | 227.8702 | 978.698 | 227.8702 | 978.698
6410 | 226.8232 | 973.4038 | 226.8232 | 973.4038
6411 | 228.4738 | 969.3656 | 228.4738 | 969.3656
6412 | 230.7905 | 985.5547 | 230.7905 | 985.5547
6413 | 234.8538 | 1000.4594 | 234.8538 | 1000.4594
6414 | 234.7663 | 1003.5905 | 234.7663 | 1003.5905
6415 | 233.6464 | 1002.3345 | 233.6464 | 1002.3345
6416 | 234.9674 | 994.3299 | 234.9674 | 994.3299
6417 | 231.8259 | 986.6852 | 231.8259 | 986.6852
6418 | 219.8329 | 975.911 | 219.8329 | 975.911
6419 | 205.9508 | 970.1907 | 205.9508 | 970.1907
6420 | 194.5949 | 978.3098 | 194.5949 | 978.3098
6421 | 186.3902 | 1010.1274 | 186.3902 | 1010.1274
6422 | 182.5935 | 1074.2087 | 182.5935 | 1074.2087
6423 | 180.9159 | 1133.6547 | 180.9159 | 1133.6547
6424 | 180.3399 | 1202.8361 | 180.3399 | 1202.8361
6425 | 182.1795 | 1300.571 | 182.1795 | 1300.571
6426 | 186.1934 | 1371.1201 | 186.1934 | 1371.1201
6427 | 196.4392 | 1408.9817 | 196.4392 | 1408.9817
6428 | 213.5408 | 1415.5634 | 213.5408 | 1415.5634
6429 | 223.8173 | 1416.2101 | 223.8173 | 1416.2101
6430 | 231.4582 | 1423.5182 | 231.4582 | 1423.5182
6431 | 242.2509 | 1430.9819 | 242.2509 | 1430.9819
6432 | 238.6618 | 1439.2321 | 238.6618 | 1439.2321
6433 | 227.4145 | 1446.9685 | 227.4145 | 1446.9685
6434 | 223.6779 | 1433.3944 | 223.6779 | 1433.3944
6435 | 226.2469 | 1401.36 | 226.2469 | 1401.36
6436 | 227.6736 | 1368.9348 | 227.6736 | 1368.9348
6437 | 233.0732 | 1327.7241 | 233.0732 | 1327.7241
6438 | 231.2038 | 1254.4907 | 231.2038 | 1254.4907
6439 | 229.8494 | 1170.1068 | 229.8494 | 1170.1068
6440 | 232.1537 | 1108.1183 | 232.1537 | 1108.1183
6441 | 227.6575 | 1055.0157 | 227.6575 | 1055.0157
6442 | 218.4591 | 989.2737 | 218.4591 | 989.2737
6443 | 205.4748 | 938.8333 | 205.4748 | 938.8333
6444 | 194.1545 | 920.5548 | 194.1545 | 920.5548
6445 | 186.5699 | 941.3051 | 186.5699 | 941.3051
6446 | 182.2067 | 971.7745 | 182.2067 | 971.7745
6447 | 179.6863 | 977.3596 | 179.6863 | 977.3596
6448 | 179.1152 | 967.5121 | 179.1152 | 967.5121
6449 | 179.6586 | 968.5924 | 179.6586 | 968.5924
6450 | 182.1092 | 953.2263 | 182.1092 | 953.2263
6451 | 189.6404 | 944.6052 | 189.6404 | 944.6052
6452 | 202.8664 | 934.7089 | 202.8664 | 934.7089
6453 | 213.9595 | 919.6564 | 213.9595 | 919.6564
6454 | 223.4686 | 912.0031 | 223.4686 | 912.0031
6455 | 236.0987 | 922.992 | 236.0987 | 922.992
6456 | 234.7108 | 936.4069 | 234.7108 | 936.4069
6457 | 224.6379 | 954.1449 | 224.6379 | 954.1449
6458 | 221.6528 | 966.5175 | 221.6528 | 966.5175
6459 | 218.9029 | 962.1104 | 218.9029 | 962.1104
6460 | 221.0719 | 954.8122 | 221.0719 | 954.8122
6461 | 224.9632 | 941.6796 | 224.9632 | 941.6796
6462 | 226.9887 | 914.683 | 226.9887 | 914.683
6463 | 225.6084 | 890.3086 | 225.6084 | 890.3086
6464 | 229.151 | 871.4416 | 229.151 | 871.4416
6465 | 221.7653 | 854.8612 | 221.7653 | 854.8612
6466 | 212.2559 | 837.1186 | 212.2559 | 837.1186
6467 | 202.7607 | 829.0209 | 202.7607 | 829.0209
6468 | 193.2235 | 838.6156 | 193.2235 | 838.6156
6469 | 186.4487 | 886.0504 | 186.4487 | 886.0504
6470 | 181.71 | 974.1519 | 181.71 | 974.1519
6471 | 178.2942 | 1040.3613 | 178.2942 | 1040.3613
6472 | 177.9233 | 1083.719 | 177.9233 | 1083.719
6473 | 177.8498 | 1136.2418 | 177.8498 | 1136.2418
6474 | 177.7881 | 1174.2038 | 177.7881 | 1174.2038
6475 | 180.652 | 1208.1303 | 180.652 | 1208.1303
6476 | 189.9664 | 1223.484 | 189.9664 | 1223.484
6477 | 199.2003 | 1210.317 | 199.2003 | 1210.317
6478 | 207.2152 | 1189.8338 | 207.2152 | 1189.8338
6479 | 216.6198 | 1176.6795 | 216.6198 | 1176.6795
6480 | 216.6237 | 1173.3705 | 216.6237 | 1173.3705
6481 | 211.4342 | 1173.4008 | 211.4342 | 1173.4008
6482 | 208.7737 | 1165.5653 | 208.7737 | 1165.5653
6483 | 208.2985 | 1132.6291 | 208.2985 | 1132.6291
6484 | 210.659 | 1093.5226 | 210.659 | 1093.5226
6485 | 213.6872 | 1065.3877 | 213.6872 | 1065.3877
6486 | 214.4085 | 1025.0693 | 214.4085 | 1025.0693
6487 | 216.6584 | 974.8711 | 216.6584 | 974.8711
6488 | 222.3015 | 925.0976 | 222.3015 | 925.0976
6489 | 218.1375 | 890.8504 | 218.1375 | 890.8504
6490 | 211.4997 | 860.9338 | 211.4997 | 860.9338
6491 | 200.0688 | 840.3751 | 200.0688 | 840.3751
6492 | 189.3392 | 839.3124 | 189.3392 | 839.3124
6493 | 182.5515 | 868.2608 | 182.5515 | 868.2608
6494 | 178.7831 | 914.6753 | 178.7831 | 914.6753
6495 | 176.6438 | 946.1661 | 176.6438 | 946.1661
6496 | 175.8114 | 960.3799 | 175.8114 | 960.3799
6497 | 176.2661 | 983.7587 | 176.2661 | 983.7587
6498 | 176.6409 | 987.9449 | 176.6409 | 987.9449
6499 | 182.0158 | 1004.6556 | 182.0158 | 1004.6556
6500 | 192.8644 | 1021.239 | 192.8644 | 1021.239
6501 | 203.8743 | 1028.8129 | 203.8743 | 1028.8129
6502 | 212.8981 | 1028.2919 | 212.8981 | 1028.2919
6503 | 226.7968 | 1028.5004 | 226.7968 | 1028.5004
6504 | 225.6618 | 1032.0368 | 225.6618 | 1032.0368
6505 | 218.2246 | 1046.5775 | 218.2246 | 1046.5775
6506 | 214.0175 | 1055.9988 | 214.0175 | 1055.9988
6507 | 214.9588 | 1046.0171 | 214.9588 | 1046.0171
6508 | 214.335 | 1031.2586 | 214.335 | 1031.2586
6509 | 220.651 | 1010.5429 | 220.651 | 1010.5429
6510 | 221.2191 | 974.4875 | 221.2191 | 974.4875
6511 | 221.8552 | 933.7171 | 221.8552 | 933.7171
6512 | 226.1722 | 905.0535 | 226.1722 | 905.0535
6513 | 221.1614 | 884.6609 | 221.1614 | 884.6609
6514 | 210.3916 | 861.7536 | 210.3916 | 861.7536
6515 | 198.7265 | 847.1795 | 198.7265 | 847.1795
6516 | 188.0712 | 853.454 | 188.0712 | 853.454
6517 | 180.6224 | 898.5114 | 180.6224 | 898.5114
6518 | 176.8536 | 968.3723 | 176.8536 | 968.3723
6519 | 175.0591 | 1024.1293 | 175.0591 | 1024.1293
6520 | 174.3434 | 1083.9239 | 174.3434 | 1083.9239
6521 | 174.5911 | 1159.0732 | 174.5911 | 1159.0732
6522 | 176.3983 | 1172.2363 | 176.3983 | 1172.2363
6523 | 183.536 | 1140.0048 | 183.536 | 1140.0048
6524 | 198.9859 | 1108.0559 | 198.9859 | 1108.0559
6525 | 210.653 | 1096.5695 | 210.653 | 1096.5695
6526 | 218.7617 | 1081.62 | 218.7617 | 1081.62
6527 | 230.8098 | 1048.0937 | 230.8098 | 1048.0937
6528 | 228.9736 | 1018.4281 | 228.9736 | 1018.4281
6529 | 221.0483 | 986.773 | 221.0483 | 986.773
6530 | 217.8349 | 957.6226 | 217.8349 | 957.6226
6531 | 220.9025 | 922.0221 | 220.9025 | 922.0221
6532 | 224.0564 | 894.8847 | 224.0564 | 894.8847
6533 | 227.8865 | 866.1349 | 227.8865 | 866.1349
6534 | 226.8881 | 826.1444 | 226.8881 | 826.1444
6535 | 225.2814 | 794.1869 | 225.2814 | 794.1869
6536 | 230.642 | 775.5249 | 230.642 | 775.5249
6537 | 226.2655 | 764.724 | 226.2655 | 764.724
6538 | 215.9126 | 749.4408 | 215.9126 | 749.4408
6539 | 202.8487 | 736.2604 | 202.8487 | 736.2604
6540 | 190.4032 | 413.7119 | 190.4032 | 413.7119
6541 | 182.4685 | 411.9594 | 182.4685 | 411.9594
6542 | 177.1928 | 413.2631 | 177.1928 | 413.2631
6543 | 174.852 | 414.9806 | 174.852 | 414.9806
6544 | 173.6942 | 441.6736 | 173.6942 | 441.6736
6545 | 174.6699 | 503.824 | 174.6699 | 503.824
6546 | 177.0006 | 529.6998 | 177.0006 | 529.6998
6547 | 187.2022 | 550.252 | 187.2022 | 550.252
6548 | 201.0042 | 561.9108 | 201.0042 | 561.9108
6549 | 212.1843 | 577.696 | 212.1843 | 577.696
6550 | 222.9153 | 594.0919 | 222.9153 | 594.0919
6551 | 237.9772 | 615.2626 | 237.9772 | 615.2626
6552 | 235.4205 | 629.9641 | 235.4205 | 629.9641
6553 | 223.9351 | 642.6108 | 223.9351 | 642.6108
6554 | 222.9351 | 656.1562 | 222.9351 | 656.1562
6555 | 225.9052 | 651.9768 | 225.9052 | 651.9768
6556 | 225.958 | 659.4749 | 225.958 | 659.4749
6557 | 231.6241 | 663.9188 | 231.6241 | 663.9188
6558 | 229.8759 | 655.7158 | 229.8759 | 655.7158
6559 | 228.6499 | 650.0415 | 228.6499 | 650.0415
6560 | 235.3352 | 642.6836 | 235.3352 | 642.6836
6561 | 228.2004 | 635.0497 | 228.2004 | 635.0497
6562 | 217.7964 | 621.0328 | 217.7964 | 621.0328
6563 | 205.344 | 613.5374 | 205.344 | 613.5374
6564 | 193.3455 | 618.2716 | 193.3455 | 618.2716
6565 | 185.2673 | 638.0005 | 185.2673 | 638.0005
6566 | 180.4176 | 679.2347 | 180.4176 | 679.2347
6567 | 177.5885 | 708.9845 | 177.5885 | 708.9845
6568 | 176.5576 | 723.8951 | 176.5576 | 723.8951
6569 | 177.9973 | 758.8928 | 177.9973 | 758.8928
6570 | 179.284 | 765.1159 | 179.284 | 765.1159
6571 | 190.1634 | 773.9552 | 190.1634 | 773.9552
6572 | 208.5073 | 775.9612 | 208.5073 | 775.9612
6573 | 218.1516 | 782.14 | 218.1516 | 782.14
6574 | 227.635 | 789.4387 | 227.635 | 789.4387
6575 | 240.1287 | 803.3872 | 240.1287 | 803.3872
6576 | 237.2436 | 814.4776 | 237.2436 | 814.4776
6577 | 225.7573 | 823.7446 | 225.7573 | 823.7446
6578 | 222.9998 | 829.5123 | 222.9998 | 829.5123
6579 | 225.8818 | 814.1291 | 225.8818 | 814.1291
6580 | 226.5084 | 799.9144 | 226.5084 | 799.9144
6581 | 230.4405 | 780.6546 | 230.4405 | 780.6546
6582 | 229.9581 | 760.0905 | 229.9581 | 760.0905
6583 | 227.805 | 747.2635 | 227.805 | 747.2635
6584 | 229.6353 | 733.5167 | 229.6353 | 733.5167
6585 | 226.0868 | 721.9939 | 226.0868 | 721.9939
6586 | 215.1431 | 709.9677 | 215.1431 | 709.9677
6587 | 201.1931 | 706.6158 | 201.1931 | 706.6158
6588 | 189.8612 | 716.9982 | 189.8612 | 716.9982
6589 | 181.3814 | 737.0975 | 181.3814 | 737.0975
6590 | 177.1085 | 768.7252 | 177.1085 | 768.7252
6591 | 173.2571 | 803.151 | 173.2571 | 803.151
6592 | 172.0955 | 847.4828 | 172.0955 | 847.4828
6593 | 172.5852 | 913.7767 | 172.5852 | 913.7767
6594 | 173.5269 | 940.0229 | 173.5269 | 940.0229
6595 | 183.9612 | 960.3899 | 183.9612 | 960.3899
6596 | 200.3936 | 969.132 | 200.3936 | 969.132
6597 | 209.1655 | 976.0516 | 209.1655 | 976.0516
6598 | 219.4217 | 977.2854 | 219.4217 | 977.2854
6599 | 233.8431 | 977.8775 | 233.8431 | 977.8775
6600 | 234.7314 | 969.13 | 234.7314 | 969.13
6601 | 223.8319 | 958.7674 | 223.8319 | 958.7674
6602 | 221.1072 | 940.137 | 221.1072 | 940.137
6603 | 220.9066 | 911.4437 | 220.9066 | 911.4437
6604 | 222.5869 | 894.266 | 222.5869 | 894.266
6605 | 226.4369 | 882.622 | 226.4369 | 882.622
6606 | 224.5202 | 876.5486 | 224.5202 | 876.5486
6607 | 221.2456 | 872.2169 | 221.2456 | 872.2169
6608 | 223.4165 | 863.9562 | 223.4165 | 863.9562
6609 | 221.4979 | 855.9982 | 221.4979 | 855.9982
6610 | 213.6196 | 843.3239 | 213.6196 | 843.3239
6611 | 199.6862 | 837.5414 | 199.6862 | 837.5414
6612 | 189.8043 | 844.3127 | 189.8043 | 844.3127
6613 | 181.7475 | 859.5509 | 181.7475 | 859.5509
6614 | 177.0655 | 888.7943 | 177.0655 | 888.7943
6615 | 174.9435 | 930.8821 | 174.9435 | 930.8821
6616 | 174.2234 | 987.7371 | 174.2234 | 987.7371
6617 | 174.2235 | 1064.1236 | 174.2235 | 1064.1236
6618 | 175.0478 | 1100.4391 | 175.0478 | 1100.4391
6619 | 184.6808 | 1133.3062 | 184.6808 | 1133.3062
6620 | 200.7987 | 1154.4788 | 200.7987 | 1154.4788
6621 | 213.3896 | 1175.3566 | 213.3896 | 1175.3566
6622 | 221.6332 | 1189.3914 | 221.6332 | 1189.3914
6623 | 234.9316 | 1200.2843 | 234.9316 | 1200.2843
6624 | 231.9816 | 1200.4257 | 231.9816 | 1200.4257
6625 | 222.1727 | 1189.1372 | 222.1727 | 1189.1372
6626 | 221.8357 | 1154.0716 | 221.8357 | 1154.0716
6627 | 222.0153 | 1098.1331 | 222.0153 | 1098.1331
6628 | 223.8524 | 1050.0526 | 223.8524 | 1050.0526
6629 | 226.6528 | 989.1726 | 226.6528 | 989.1726
6630 | 225.2402 | 930.229 | 225.2402 | 930.229
6631 | 224.2489 | 892.7261 | 224.2489 | 892.7261
6632 | 229.2835 | 865.2525 | 229.2835 | 865.2525
6633 | 227.0675 | 839.8408 | 227.0675 | 839.8408
6634 | 218.2159 | 807.5369 | 218.2159 | 807.5369
6635 | 204.9279 | 782.1712 | 204.9279 | 782.1712
6636 | 193.4414 | 770.8175 | 193.4414 | 770.8175
6637 | 184.9404 | 773.3474 | 184.9404 | 773.3474
6638 | 179.8676 | 796.5723 | 179.8676 | 796.5723
6639 | 177.3225 | 826.2527 | 177.3225 | 826.2527
6640 | 176.7153 | 863.5244 | 176.7153 | 863.5244
6641 | 176.8116 | 919.4943 | 176.8116 | 919.4943
6642 | 176.4933 | 936.3423 | 176.4933 | 936.3423
6643 | 183.3794 | 948.7696 | 183.3794 | 948.7696
6644 | 195.7871 | 948.7154 | 195.7871 | 948.7154
6645 | 205.0399 | 945.4035 | 205.0399 | 945.4035
6646 | 212.7687 | 937.8411 | 212.7687 | 937.8411
6647 | 225.7323 | 935.4239 | 225.7323 | 935.4239
6648 | 224.2215 | 932.2782 | 224.2215 | 932.2782
6649 | 214.1625 | 930.0638 | 214.1625 | 930.0638
6650 | 213.016 | 912.3593 | 213.016 | 912.3593
6651 | 214.6588 | 865.6337 | 214.6588 | 865.6337
6652 | 214.2847 | 842.4605 | 214.2847 | 842.4605
6653 | 215.9241 | 800.2147 | 215.9241 | 800.2147
6654 | 218.2032 | 778.7479 | 218.2032 | 778.7479
6655 | 216.5608 | 765.2959 | 216.5608 | 765.2959
6656 | 222.3618 | 748.8639 | 222.3618 | 748.8639
6657 | 222.5591 | 729.9568 | 222.5591 | 729.9568
6658 | 213.359 | 705.1761 | 213.359 | 705.1761
6659 | 202.6113 | 685.6437 | 202.6113 | 685.6437
6660 | 193.719 | 679.3825 | 193.719 | 679.3825
6661 | 185.6153 | 686.8661 | 185.6153 | 686.8661
6662 | 181.2864 | 715.2531 | 181.2864 | 715.2531
6663 | 178.6638 | 753.3594 | 178.6638 | 753.3594
6664 | 177.329 | 800.0061 | 177.329 | 800.0061
6665 | 176.6363 | 862.5268 | 176.6363 | 862.5268
6666 | 174.6206 | 882.1989 | 174.6206 | 882.1989
6667 | 181.0694 | 894.6493 | 181.0694 | 894.6493
6668 | 190.1288 | 893.0442 | 190.1288 | 893.0442
6669 | 201.3359 | 887.186 | 201.3359 | 887.186
6670 | 210.946 | 874.2533 | 210.946 | 874.2533
6671 | 223.0216 | 868.8963 | 223.0216 | 868.8963
6672 | 220.5385 | 865.195 | 220.5385 | 865.195
6673 | 212.7536 | 855.1797 | 212.7536 | 855.1797
6674 | 212.0466 | 837.2669 | 212.0466 | 837.2669
6675 | 213.1578 | 802.3236 | 213.1578 | 802.3236
6676 | 215.5352 | 786.5348 | 215.5352 | 786.5348
6677 | 217.7765 | 769.4972 | 217.7765 | 769.4972
6678 | 217.4052 | 736.9424 | 217.4052 | 736.9424
6679 | 215.2031 | 701.1062 | 215.2031 | 701.1062
6680 | 223.7405 | 665.253 | 223.7405 | 665.253
6681 | 220.3093 | 639.9339 | 220.3093 | 639.9339
6682 | 212.9443 | 619.0189 | 212.9443 | 619.0189
6683 | 201.0859 | 611.4309 | 201.0859 | 611.4309
6684 | 190.5554 | 616.304 | 190.5554 | 616.304
6685 | 182.5624 | 626.4496 | 182.5624 | 626.4496
6686 | 178.0939 | 639.2579 | 178.0939 | 639.2579
6687 | 175.9452 | 648.9615 | 175.9452 | 648.9615
6688 | 175.0972 | 671.2101 | 175.0972 | 671.2101
6689 | 174.6195 | 717.1105 | 174.6195 | 717.1105
6690 | 172.3331 | 726.7132 | 172.3331 | 726.7132
6691 | 182.2213 | 734.4645 | 182.2213 | 734.4645
6692 | 196.8993 | 731.1233 | 196.8993 | 731.1233
6693 | 206.95 | 727.4642 | 206.95 | 727.4642
6694 | 217.0545 | 722.4249 | 217.0545 | 722.4249
6695 | 230.9821 | 722.2994 | 230.9821 | 722.2994
6696 | 231.2539 | 718.2509 | 231.2539 | 718.2509
6697 | 219.7355 | 708.9301 | 219.7355 | 708.9301
6698 | 217.4021 | 701.5033 | 217.4021 | 701.5033
6699 | 218.9295 | 684.7082 | 218.9295 | 684.7082
6700 | 219.7052 | 680.0767 | 219.7052 | 680.0767
6701 | 224.9049 | 661.766 | 224.9049 | 661.766
6702 | 225.8084 | 626.6881 | 225.8084 | 626.6881
6703 | 219.764 | 595.0417 | 219.764 | 595.0417
6704 | 225.5892 | 564.5356 | 225.5892 | 564.5356
6705 | 224.225 | 535.4203 | 224.225 | 535.4203
6706 | 214.4637 | 505.7553 | 214.4637 | 505.7553
6707 | 201.0963 | 483.584 | 201.0963 | 483.584
6708 | 188.4522 | 473.8043 | 188.4522 | 473.8043
6709 | 181.6105 | 479.4824 | 181.6105 | 479.4824
6710 | 177.9965 | 508.9341 | 177.9965 | 508.9341
6711 | 175.2376 | 540.3507 | 175.2376 | 540.3507
6712 | 174.5527 | 573.2011 | 174.5527 | 573.2011
6713 | 174.9468 | 621.8561 | 174.9468 | 621.8561
6714 | 174.6639 | 629.3755 | 174.6639 | 629.3755
6715 | 186.6356 | 635.9926 | 186.6356 | 635.9926
6716 | 206.7004 | 635.6143 | 206.7004 | 635.6143
6717 | 219.2257 | 639.4089 | 219.2257 | 639.4089
6718 | 226.9848 | 641.314 | 226.9848 | 641.314
6719 | 241.116 | 645.5635 | 241.116 | 645.5635
6720 | 237.4913 | 645.4965 | 237.4913 | 645.4965
6721 | 224.5579 | 640.4812 | 224.5579 | 640.4812
6722 | 223.5071 | 626.0174 | 223.5071 | 626.0174
6723 | 224.5583 | 598.4584 | 224.5583 | 598.4584
6724 | 226.3642 | 582.2991 | 226.3642 | 582.2991
6725 | 232.7171 | 552.97 | 232.7171 | 552.97
6726 | 234.4496 | 508.3319 | 234.4496 | 508.3319
6727 | 223.9512 | 489.0929 | 223.9512 | 489.0929
6728 | 230.8554 | 474.8599 | 230.8554 | 474.8599
6729 | 228.7614 | 460.9529 | 228.7614 | 460.9529
6730 | 217.3068 | 441.774 | 217.3068 | 441.774
6731 | 203.024 | 428.0749 | 203.024 | 428.0749
6732 | 190.5196 | 423.0406 | 190.5196 | 423.0406
6733 | 181.3831 | 422.0057 | 181.3831 | 422.0057
6734 | 177.3882 | 424.6751 | 177.3882 | 424.6751
6735 | 175.3122 | 445.6287 | 175.3122 | 445.6287
6736 | 174.821 | 488.8957 | 174.821 | 488.8957
6737 | 174.1428 | 545.3285 | 174.1428 | 545.3285
6738 | 175.4591 | 558.1951 | 175.4591 | 558.1951
6739 | 187.1023 | 564.9511 | 187.1023 | 564.9511
6740 | 205.9275 | 564.2024 | 205.9275 | 564.2024
6741 | 220.7052 | 567.534 | 220.7052 | 567.534
6742 | 227.3933 | 570.6429 | 227.3933 | 570.6429
6743 | 241.9836 | 578.1794 | 241.9836 | 578.1794
6744 | 236.6328 | 580.1031 | 236.6328 | 580.1031
6745 | 223.1091 | 573.9536 | 223.1091 | 573.9536
6746 | 222.0139 | 557.6379 | 222.0139 | 557.6379
6747 | 222.6813 | 533.6669 | 222.6813 | 533.6669
6748 | 223.0216 | 526.8826 | 223.0216 | 526.8826
6749 | 226.7363 | 516.7432 | 226.7363 | 516.7432
6750 | 226.244 | 502.3828 | 226.244 | 502.3828
6751 | 219.6164 | 491.4771 | 219.6164 | 491.4771
6752 | 225.1923 | 478.1238 | 225.1923 | 478.1238
6753 | 223.9651 | 461.9251 | 223.9651 | 461.9251
6754 | 213.879 | 439.6443 | 213.879 | 439.6443
6755 | 199.7404 | 421.7554 | 199.7404 | 421.7554
6756 | 186.6372 | 413.2026 | 186.6372 | 413.2026
6757 | 178.7409 | 408.1863 | 178.7409 | 408.1863
6758 | 174.4121 | 405.2307 | 174.4121 | 405.2307
6759 | 172.734 | 416.7862 | 172.734 | 416.7862
6760 | 171.9751 | 447.0208 | 171.9751 | 447.0208
6761 | 171.0469 | 502.6203 | 171.0469 | 502.6203
6762 | 171.4221 | 524.3989 | 171.4221 | 524.3989
6763 | 183.9094 | 546.3863 | 183.9094 | 546.3863
6764 | 201.5128 | 560.9386 | 201.5128 | 560.9386
6765 | 213.8016 | 569.409 | 213.8016 | 569.409
6766 | 222.7045 | 572.9346 | 222.7045 | 572.9346
6767 | 235.5293 | 577.9248 | 235.5293 | 577.9248
6768 | 233.3828 | 579.3855 | 233.3828 | 579.3855
6769 | 220.6463 | 577.3563 | 220.6463 | 577.3563
6770 | 217.7073 | 561.9435 | 217.7073 | 561.9435
6771 | 217.6774 | 532.278 | 217.6774 | 532.278
6772 | 220.2352 | 523.2484 | 220.2352 | 523.2484
6773 | 224.7472 | 508.4562 | 224.7472 | 508.4562
6774 | 223.0988 | 498.0078 | 223.0988 | 498.0078
6775 | 217.2535 | 492.0558 | 217.2535 | 492.0558
6776 | 221.8216 | 483.5173 | 221.8216 | 483.5173
6777 | 222.6253 | 470.8834 | 222.6253 | 470.8834
6778 | 214.5172 | 452.7693 | 214.5172 | 452.7693
6779 | 200.886 | 440.0193 | 200.886 | 440.0193
6780 | 187.7026 | 435.448 | 187.7026 | 435.448
6781 | 179.7422 | 434.4825 | 179.7422 | 434.4825
6782 | 175.0621 | 439.3741 | 175.0621 | 439.3741
6783 | 172.9614 | 457.2027 | 172.9614 | 457.2027
6784 | 171.8336 | 486.0485 | 171.8336 | 486.0485
6785 | 170.2237 | 536.023 | 170.2237 | 536.023
6786 | 169.7276 | 549.3988 | 169.7276 | 549.3988
6787 | 180.4984 | 562.6363 | 180.4984 | 562.6363
6788 | 195.8255 | 566.9339 | 195.8255 | 566.9339
6789 | 207.2354 | 568.5063 | 207.2354 | 568.5063
6790 | 215.939 | 563.7448 | 215.939 | 563.7448
6791 | 228.1867 | 561.8137 | 228.1867 | 561.8137
6792 | 229.4982 | 559.3856 | 229.4982 | 559.3856
6793 | 216.8217 | 553.6295 | 216.8217 | 553.6295
6794 | 214.5729 | 536.3648 | 214.5729 | 536.3648
6795 | 217.1701 | 510.7271 | 217.1701 | 510.7271
6796 | 217.9829 | 503.5725 | 217.9829 | 503.5725
6797 | 221.4291 | 497.3683 | 221.4291 | 497.3683
6798 | 219.7278 | 486.8042 | 219.7278 | 486.8042
6799 | 215.3865 | 479.579 | 215.3865 | 479.579
6800 | 218.1177 | 470.1146 | 218.1177 | 470.1146
6801 | 220.0972 | 459.7723 | 220.0972 | 459.7723
6802 | 213.5433 | 444.0888 | 213.5433 | 444.0888
6803 | 201.6281 | 432.0332 | 201.6281 | 432.0332
6804 | 189.0008 | 427.9017 | 189.0008 | 427.9017
6805 | 181.3818 | 428.0936 | 181.3818 | 428.0936
6806 | 176.2843 | 434.3973 | 176.2843 | 434.3973
6807 | 173.5547 | 464.2629 | 173.5547 | 464.2629
6808 | 172.8538 | 504.4281 | 172.8538 | 504.4281
6809 | 171.3825 | 561.7868 | 171.3825 | 561.7868
6810 | 168.3906 | 577.2228 | 168.3906 | 577.2228
6811 | 176.5011 | 585.5529 | 176.5011 | 585.5529
6812 | 190.6735 | 580.1052 | 190.6735 | 580.1052
6813 | 202.3332 | 571.747 | 202.3332 | 571.747
6814 | 209.4375 | 559.8327 | 209.4375 | 559.8327
6815 | 221.4076 | 552.6933 | 221.4076 | 552.6933
6816 | 219.7675 | 542.3486 | 219.7675 | 542.3486
6817 | 211.8336 | 530.3426 | 211.8336 | 530.3426
6818 | 211.0909 | 514.4899 | 211.0909 | 514.4899
6819 | 212.3775 | 490.866 | 212.3775 | 490.866
6820 | 212.4281 | 487.3457 | 212.4281 | 487.3457
6821 | 215.6415 | 489.3822 | 215.6415 | 489.3822
6822 | 215.311 | 481.9199 | 215.311 | 481.9199
6823 | 210.627 | 475.0883 | 210.627 | 475.0883
6824 | 215.3114 | 464.3507 | 215.3114 | 464.3507
6825 | 216.5733 | 451.3001 | 216.5733 | 451.3001
6826 | 209.6936 | 433.5332 | 209.6936 | 433.5332
6827 | 198.2033 | 420.6675 | 198.2033 | 420.6675
6828 | 186.1566 | 416.4897 | 186.1566 | 416.4897
6829 | 177.9268 | 416.5427 | 177.9268 | 416.5427
6830 | 173.659 | 418.5871 | 173.659 | 418.5871
6831 | 169.9716 | 419.7028 | 169.9716 | 419.7028
6832 | 169.9714 | 437.3912 | 169.9714 | 437.3912
6833 | 166.5994 | 480.8379 | 166.5994 | 480.8379
6834 | 164.3763 | 489.8851 | 164.3763 | 489.8851
6835 | 172.0265 | 500.7614 | 172.0265 | 500.7614
6836 | 186.2435 | 502.6054 | 186.2435 | 502.6054
6837 | 195.4922 | 503.8073 | 195.4922 | 503.8073
6838 | 203.0069 | 498.1894 | 203.0069 | 498.1894
6839 | 218.5552 | 504.0592 | 218.5552 | 504.0592
6840 | 217.0937 | 507.7885 | 217.0937 | 507.7885
6841 | 209.3419 | 505.1806 | 209.3419 | 505.1806
6842 | 208.5912 | 493.9344 | 208.5912 | 493.9344
6843 | 207.8985 | 471.7226 | 207.8985 | 471.7226
6844 | 210.7445 | 477.1374 | 210.7445 | 477.1374
6845 | 212.9106 | 482.322 | 212.9106 | 482.322
6846 | 211.3361 | 477.1514 | 211.3361 | 477.1514
6847 | 206.9003 | 473.0512 | 206.9003 | 473.0512
6848 | 211.692 | 465.5544 | 211.692 | 465.5544
6849 | 212.1032 | 455.0038 | 212.1032 | 455.0038
6850 | 204.1139 | 438.0008 | 204.1139 | 438.0008
6851 | 191.7939 | 424.6952 | 191.7939 | 424.6952
6852 | 180.349 | 419.3369 | 180.349 | 419.3369
6853 | 173.106 | 418.1399 | 173.106 | 418.1399
6854 | 168.4547 | 418.726 | 168.4547 | 418.726
6855 | 167.2952 | 419.5176 | 167.2952 | 419.5176
6856 | 167.5443 | 436.8125 | 167.5443 | 436.8125
6857 | 164.9634 | 483.2453 | 164.9634 | 483.2453
6858 | 163.6277 | 496.1351 | 163.6277 | 496.1351
6859 | 172.2945 | 509.9049 | 172.2945 | 509.9049
6860 | 187.3753 | 512.0729 | 187.3753 | 512.0729
6861 | 198.9158 | 511.3536 | 198.9158 | 511.3536
6862 | 207.3006 | 506.3838 | 207.3006 | 506.3838
6863 | 221.6842 | 506.8601 | 221.6842 | 506.8601
6864 | 219.3624 | 505.844 | 219.3624 | 505.844
6865 | 210.0647 | 503.0973 | 210.0647 | 503.0973
6866 | 208.9247 | 501.8973 | 208.9247 | 501.8973
6867 | 208.9947 | 492.1623 | 208.9947 | 492.1623
6868 | 213.895 | 499.2669 | 213.895 | 499.2669
6869 | 215.6216 | 503.7571 | 215.6216 | 503.7571
6870 | 214.3013 | 496.7115 | 214.3013 | 496.7115
6871 | 209.9676 | 489.6716 | 209.9676 | 489.6716
6872 | 216.6392 | 480.3229 | 216.6392 | 480.3229
6873 | 218.4435 | 470.8371 | 218.4435 | 470.8371
6874 | 211.6071 | 456.1721 | 211.6071 | 456.1721
6875 | 196.0487 | 444.973 | 196.0487 | 444.973
6876 | 183.5128 | 443.8507 | 183.5128 | 443.8507
6877 | 175.3495 | 454.0426 | 175.3495 | 454.0426
6878 | 171.4919 | 468.7491 | 171.4919 | 468.7491
6879 | 169.8004 | 485.3045 | 169.8004 | 485.3045
6880 | 169.058 | 517.6919 | 169.058 | 517.6919
6881 | 166.437 | 576.509 | 166.437 | 576.509
6882 | 167.2993 | 599.6996 | 167.2993 | 599.6996
6883 | 180.2501 | 622.3583 | 180.2501 | 622.3583
6884 | 199.1676 | 634.6189 | 199.1676 | 634.6189
6885 | 210.8874 | 645.8672 | 210.8874 | 645.8672
6886 | 218.4602 | 652.726 | 218.4602 | 652.726
6887 | 235.1884 | 663.2486 | 235.1884 | 663.2486
6888 | 232.4768 | 669.9872 | 232.4768 | 669.9872
6889 | 219.7478 | 670.5737 | 219.7478 | 670.5737
6890 | 218.0432 | 670.2765 | 218.0432 | 670.2765
6891 | 219.9599 | 661.3286 | 219.9599 | 661.3286
6892 | 220.587 | 667.5304 | 220.587 | 667.5304
6893 | 226.4995 | 669.1271 | 226.4995 | 669.1271
6894 | 225.3915 | 656.1556 | 225.3915 | 656.1556
6895 | 217.5269 | 645.5045 | 217.5269 | 645.5045
6896 | 220.5513 | 631.6651 | 220.5513 | 631.6651
6897 | 222.2139 | 619.5636 | 222.2139 | 619.5636
6898 | 212.1631 | 603.8337 | 212.1631 | 603.8337
6899 | 198.5633 | 597.0328 | 198.5633 | 597.0328
6900 | 186.4237 | 597.855 | 186.4237 | 597.855
6901 | 177.4604 | 603.5099 | 177.4604 | 603.5099
6902 | 172.3998 | 617.7533 | 172.3998 | 617.7533
6903 | 170.3228 | 639.8412 | 170.3228 | 639.8412
6904 | 169.6375 | 669.474 | 169.6375 | 669.474
6905 | 167.4248 | 718.592 | 167.4248 | 718.592
6906 | 168.0116 | 729.8845 | 168.0116 | 729.8845
6907 | 180.9117 | 735.7608 | 180.9117 | 735.7608
6908 | 199.6815 | 733.6465 | 199.6815 | 733.6465
6909 | 211.3162 | 734.3855 | 211.3162 | 734.3855
6910 | 219.0158 | 734.2536 | 219.0158 | 734.2536
6911 | 232.9895 | 739.1512 | 232.9895 | 739.1512
6912 | 232.3552 | 741.5611 | 232.3552 | 741.5611
6913 | 220.1299 | 741.1059 | 220.1299 | 741.1059
6914 | 219.1128 | 729.2347 | 219.1128 | 729.2347
6915 | 219.0326 | 703.0646 | 219.0326 | 703.0646
6916 | 221.5269 | 698.3405 | 221.5269 | 698.3405
6917 | 225.9842 | 689.8446 | 225.9842 | 689.8446
6918 | 226.2725 | 670.2065 | 226.2725 | 670.2065
6919 | 215.6346 | 652.3564 | 215.6346 | 652.3564
6920 | 217.255 | 632.8225 | 217.255 | 632.8225
6921 | 221.0455 | 611.6006 | 221.0455 | 611.6006
6922 | 213.1256 | 584.4125 | 213.1256 | 584.4125
6923 | 199.8245 | 563.2829 | 199.8245 | 563.2829
6924 | 187.7096 | 554.2903 | 187.7096 | 554.2903
6925 | 178.4807 | 555.1998 | 178.4807 | 555.1998
6926 | 174.064 | 567.1747 | 174.064 | 567.1747
6927 | 171.8901 | 588.4061 | 171.8901 | 588.4061
6928 | 171.1341 | 619.8445 | 171.1341 | 619.8445
6929 | 168.4546 | 669.9347 | 168.4546 | 669.9347
6930 | 169.097 | 682.0605 | 169.097 | 682.0605
6931 | 181.7748 | 693.4461 | 181.7748 | 693.4461
6932 | 200.8738 | 697.9753 | 200.8738 | 697.9753
6933 | 211.9239 | 706.0059 | 211.9239 | 706.0059
6934 | 220.0157 | 710.7351 | 220.0157 | 710.7351
6935 | 235.135 | 718.7577 | 235.135 | 718.7577
6936 | 233.267 | 723.8991 | 233.267 | 723.8991
6937 | 219.7726 | 716.9856 | 219.7726 | 716.9856
6938 | 216.8085 | 692.1515 | 216.8085 | 692.1515
6939 | 220.7686 | 654.4073 | 220.7686 | 654.4073
6940 | 221.2129 | 632.5768 | 221.2129 | 632.5768
6941 | 224.8434 | 613.4791 | 224.8434 | 613.4791
6942 | 225.5384 | 578.8641 | 225.5384 | 578.8641
6943 | 215.3321 | 547.2409 | 215.3321 | 547.2409
6944 | 220.0975 | 525.2302 | 220.0975 | 525.2302
6945 | 221.5683 | 506.9018 | 221.5683 | 506.9018
6946 | 213.7364 | 486.2183 | 213.7364 | 486.2183
6947 | 201.7292 | 471.5933 | 201.7292 | 471.5933
6948 | 188.7867 | 469.7303 | 188.7867 | 469.7303
6949 | 180.0459 | 473.7648 | 180.0459 | 473.7648
6950 | 175.1959 | 483.6101 | 175.1959 | 483.6101
6951 | 172.2501 | 499.8415 | 172.2501 | 499.8415
6952 | 171.5402 | 530.9095 | 171.5402 | 530.9095
6953 | 166.4413 | 585.259 | 166.4413 | 585.259
6954 | 166.7537 | 604.0052 | 166.7537 | 604.0052
6955 | 175.2032 | 621.2935 | 175.2032 | 621.2935
6956 | 188.8749 | 626.6791 | 188.8749 | 626.6791
6957 | 199.345 | 629.4089 | 199.345 | 629.4089
6958 | 205.8622 | 626.4761 | 205.8622 | 626.4761
6959 | 220.1724 | 622.8783 | 220.1724 | 622.8783
6960 | 221.1209 | 612.2558 | 221.1209 | 612.2558
6961 | 210.6045 | 592.5878 | 210.6045 | 592.5878
6962 | 208.2292 | 575.2999 | 208.2292 | 575.2999
6963 | 209.2097 | 553.4122 | 209.2097 | 553.4122
6964 | 210.3731 | 539.5909 | 210.3731 | 539.5909
6965 | 216.4257 | 521.8358 | 216.4257 | 521.8358
6966 | 212.9905 | 495.2764 | 212.9905 | 495.2764
6967 | 208.2821 | 478.9309 | 208.2821 | 478.9309
6968 | 210.2271 | 465.6007 | 210.2271 | 465.6007
6969 | 214.1788 | 453.4066 | 214.1788 | 453.4066
6970 | 207.8553 | 437.0749 | 207.8553 | 437.0749
6971 | 195.3443 | 424.2091 | 195.3443 | 424.2091
6972 | 184.5802 | 418.6887 | 184.5802 | 418.6887
6973 | 176.7945 | 417.3066 | 176.7945 | 417.3066
6974 | 172.6144 | 417.9853 | 172.6144 | 417.9853
6975 | 170.1078 | 419.7028 | 170.1078 | 419.7028
6976 | 169.8156 | 444.2199 | 169.8156 | 444.2199
6977 | 164.6161 | 499.9814 | 164.6161 | 499.9814
6978 | 164.8007 | 512.2693 | 164.8007 | 512.2693
6979 | 173.5352 | 527.6595 | 173.5352 | 527.6595
6980 | 185.904 | 535.1979 | 185.904 | 535.1979
6981 | 197.0091 | 537.3489 | 197.0091 | 537.3489
6982 | 205.1684 | 531.7772 | 205.1684 | 531.7772
6983 | 221.6461 | 533.2721 | 221.6461 | 533.2721
6984 | 222.0801 | 536.8162 | 222.0801 | 536.8162
6985 | 212.6936 | 538.8842 | 212.6936 | 538.8842
6986 | 208.3521 | 528.3093 | 208.3521 | 528.3093
6987 | 210.1789 | 506.9771 | 210.1789 | 506.9771
6988 | 212.4825 | 509.1975 | 212.4825 | 509.1975
6989 | 215.8623 | 510.4469 | 215.8623 | 510.4469
6990 | 212.2267 | 503.4013 | 212.2267 | 503.4013
6991 | 207.4752 | 498.3521 | 207.4752 | 498.3521
6992 | 211.3019 | 491.0173 | 211.3019 | 491.0173
6993 | 214.8324 | 482.2954 | 214.8324 | 482.2954
6994 | 208.5836 | 467.7461 | 208.5836 | 467.7461
6995 | 197.9035 | 458.0053 | 197.9035 | 458.0053
6996 | 186.7548 | 457.9248 | 186.7548 | 457.9248
6997 | 178.2579 | 465.8713 | 178.2579 | 465.8713
6998 | 173.4935 | 485.1148 | 173.4935 | 485.1148
6999 | 171.755 | 506.948 | 171.755 | 506.948
7000 | 170.1 | 543.1548 | 170.1 | 543.1548
7001 | 165.2321 | 600.6525 | 165.2321 | 600.6525
7002 | 165.6613 | 621.3894 | 165.6613 | 621.3894
7003 | 174.2202 | 641.3398 | 174.2202 | 641.3398
7004 | 187.799 | 653.5078 | 187.799 | 653.5078
7005 | 197.9725 | 667.5801 | 197.9725 | 667.5801
7006 | 206.8263 | 680.3648 | 206.8263 | 680.3648
7007 | 218.6611 | 697.2995 | 218.6611 | 697.2995
7008 | 217.5591 | 708.4824 | 217.5591 | 708.4824
7009 | 213.0531 | 703.1662 | 213.0531 | 703.1662
7010 | 208.7616 | 693.1931 | 208.7616 | 693.1931
7011 | 210.024 | 671.6758 | 210.024 | 671.6758
7012 | 212.4486 | 662.7619 | 212.4486 | 662.7619
7013 | 215.8181 | 640.5392 | 215.8181 | 640.5392
7014 | 214.5359 | 616.4566 | 214.5359 | 616.4566
7015 | 207.5764 | 598.0046 | 207.5764 | 598.0046
7016 | 211.0983 | 578.7254 | 211.0983 | 578.7254
7017 | 214.094 | 557.2489 | 214.094 | 557.2489
7018 | 208.1259 | 531.1256 | 208.1259 | 531.1256
7019 | 195.3715 | 512.7043 | 195.3715 | 512.7043
7020 | 184.9742 | 506.7672 | 184.9742 | 506.7672
7021 | 175.9027 | 512.1906 | 175.9027 | 512.1906
7022 | 171.822 | 538.8646 | 171.822 | 538.8646
7023 | 169.9526 | 574.8413 | 169.9526 | 574.8413
7024 | 168.8057 | 621.2102 | 168.8057 | 621.2102
7025 | 164.7131 | 687.1337 | 164.7131 | 687.1337
7026 | 165.0058 | 713.2873 | 165.0058 | 713.2873
7027 | 174.4108 | 727.6821 | 174.4108 | 727.6821
7028 | 189.4897 | 725.0354 | 189.4897 | 725.0354
7029 | 198.5722 | 718.5985 | 198.5722 | 718.5985
7030 | 208.2826 | 710.6657 | 208.2826 | 710.6657
7031 | 221.546 | 713.6189 | 221.546 | 713.6189
7032 | 219.2343 | 718.5287 | 219.2343 | 718.5287
7033 | 211.7936 | 698.6986 | 211.7936 | 698.6986
7034 | 208.2155 | 646.6655 | 208.2155 | 646.6655
7035 | 208.5563 | 593.1112 | 208.5563 | 593.1112
7036 | 210.5023 | 566.1649 | 210.5023 | 566.1649
7037 | 215.3604 | 542.9932 | 215.3604 | 542.9932
7038 | 213.8159 | 515.1143 | 213.8159 | 515.1143
7039 | 207.1104 | 498.4678 | 207.1104 | 498.4678
7040 | 208.581 | 482.0127 | 208.581 | 482.0127
7041 | 215.7344 | 464.6797 | 215.7344 | 464.6797
7042 | 208.5752 | 443.2323 | 208.5752 | 443.2323
7043 | 194.5982 | 427.0332 | 194.5982 | 427.0332
7044 | 182.6047 | 420.7258 | 182.6047 | 420.7258
7045 | 175.0838 | 419.8761 | 175.0838 | 419.8761
7046 | 170.9394 | 422.9621 | 170.9394 | 422.9621
7047 | 169.2616 | 433.8463 | 169.2616 | 433.8463
7048 | 167.7153 | 471.9282 | 167.7153 | 471.9282
7049 | 164.9256 | 531.648 | 164.9256 | 531.648
7050 | 165.8648 | 550.6488 | 165.8648 | 550.6488
7051 | 179.5156 | 569.0251 | 179.5156 | 569.0251
7052 | 196.6821 | 579.7348 | 196.6821 | 579.7348
7053 | 211.9539 | 588.3442 | 211.9539 | 588.3442
7054 | 219.3045 | 596.916 | 219.3045 | 596.916
7055 | 236.2138 | 607.5775 | 236.2138 | 607.5775
7056 | 233.0196 | 607.4179 | 233.0196 | 607.4179
7057 | 219.886 | 591.06 | 219.886 | 591.06
7058 | 217.1977 | 568.1703 | 217.1977 | 568.1703
7059 | 218.2224 | 529.0373 | 218.2224 | 529.0373
7060 | 220.4261 | 500.8873 | 220.4261 | 500.8873
7061 | 225.3058 | 486.6738 | 225.3058 | 486.6738
7062 | 225.4892 | 473.7718 | 225.4892 | 473.7718
7063 | 215.7898 | 466.7087 | 215.7898 | 466.7087
7064 | 214.4131 | 457.8229 | 214.4131 | 457.8229
7065 | 217.3313 | 446.7631 | 217.3313 | 446.7631
7066 | 212.0576 | 430.524 | 212.0576 | 430.524
7067 | 193.72 | 419.0702 | 193.72 | 419.0702
7068 | 182.2008 | 416.7906 | 182.2008 | 416.7906
7069 | 172.2885 | 417.8622 | 172.2885 | 417.8622
7070 | 167.5006 | 419.6751 | 167.5006 | 419.6751
7071 | 165.4007 | 420.3278 | 165.4007 | 420.3278
7072 | 164.5471 | 438.6875 | 164.5471 | 438.6875
7073 | 160.1916 | 484.2407 | 160.1916 | 484.2407
7074 | 162.2154 | 494.3295 | 162.2154 | 494.3295
7075 | 175.1602 | 503.7475 | 175.1602 | 503.7475
7076 | 195.6778 | 506.4711 | 195.6778 | 506.4711
7077 | 206.6636 | 508.8768 | 206.6636 | 508.8768
7078 | 214.3286 | 506.9162 | 214.3286 | 506.9162
7079 | 229.0324 | 509.0823 | 229.0324 | 509.0823
7080 | 227.3834 | 507.7422 | 227.3834 | 507.7422
7081 | 213.7614 | 503.9769 | 213.7614 | 503.9769
7082 | 211.5519 | 502.5455 | 211.5519 | 502.5455
7083 | 213.5207 | 487.9262 | 213.5207 | 487.9262
7084 | 215.8374 | 486.6744 | 215.8374 | 486.6744
7085 | 220.1624 | 487.16 | 220.1624 | 487.16
7086 | 218.5491 | 479.6051 | 218.5491 | 479.6051
7087 | 210.3378 | 473.0975 | 210.3378 | 473.0975
7088 | 210.9742 | 463.7488 | 210.9742 | 463.7488
7089 | 216.4325 | 451.7399 | 216.4325 | 451.7399
7090 | 209.8041 | 433.1166 | 209.8041 | 433.1166
7091 | 194.8259 | 418.7925 | 194.8259 | 418.7925
7092 | 181.6895 | 412.2999 | 181.6895 | 412.2999
7093 | 171.1783 | 410.4548 | 171.1783 | 410.4548
7094 | 166.5784 | 410.5085 | 166.5784 | 410.5085
7095 | 165.0617 | 411.9482 | 165.0617 | 411.9482
7096 | 164.1452 | 451.7199 | 164.1452 | 451.7199
7097 | 160.6932 | 534.2637 | 160.6932 | 534.2637
7098 | 163.9762 | 570.6256 | 163.9762 | 570.6256
7099 | 177.9193 | 592.7519 | 177.9193 | 592.7519
7100 | 195.8837 | 592.1422 | 195.8837 | 592.1422
7101 | 206.5802 | 584.1544 | 206.5802 | 584.1544
7102 | 216.892 | 576.6614 | 216.892 | 576.6614
7103 | 230.5671 | 579.9618 | 230.5671 | 579.9618
7104 | 228.566 | 580.4966 | 228.566 | 580.4966
7105 | 214.0344 | 568.7452 | 214.0344 | 568.7452
7106 | 212.6071 | 560.0222 | 212.6071 | 560.0222
7107 | 213.2085 | 548.9446 | 213.2085 | 548.9446
7108 | 211.6534 | 555.1233 | 211.6534 | 555.1233
7109 | 217.6167 | 558.5255 | 217.6167 | 558.5255
7110 | 214.7944 | 550.9938 | 214.7944 | 550.9938
7111 | 205.8882 | 547.8427 | 205.8882 | 547.8427
7112 | 205.2047 | 543.1699 | 205.2047 | 543.1699
7113 | 211.7131 | 538.661 | 211.7131 | 538.661
7114 | 205.8446 | 526.1256 | 205.8446 | 526.1256
7115 | 191.1675 | 519.7644 | 191.1675 | 519.7644
7116 | 179.5465 | 523.7579 | 179.5465 | 523.7579
7117 | 171.2454 | 535.7323 | 171.2454 | 535.7323
7118 | 166.8851 | 554.0961 | 166.8851 | 554.0961
7119 | 165.1163 | 580.3969 | 165.1163 | 580.3969
7120 | 162.7934 | 625.7704 | 162.7934 | 625.7704
7121 | 157.9758 | 690.305 | 157.9758 | 690.305
7122 | 160.8037 | 713.7734 | 160.8037 | 713.7734
7123 | 172.0522 | 728.9321 | 172.0522 | 728.9321
7124 | 187.4541 | 727.1882 | 187.4541 | 727.1882
7125 | 197.2669 | 717.58 | 197.2669 | 717.58
7126 | 207.0042 | 707.4018 | 207.0042 | 707.4018
7127 | 221.2522 | 708.5957 | 221.2522 | 708.5957
7128 | 221.5248 | 705.9362 | 221.5248 | 705.9362
7129 | 211.9623 | 685.9209 | 211.9623 | 685.9209
7130 | 207.3016 | 645.2534 | 207.3016 | 645.2534
7131 | 207.6382 | 606.1898 | 207.6382 | 606.1898
7132 | 208.211 | 603.4796 | 208.211 | 603.4796
7133 | 212.5871 | 608.9189 | 212.5871 | 608.9189
7134 | 211.7459 | 603.6789 | 211.7459 | 603.6789
7135 | 203.872 | 599.9028 | 203.872 | 599.9028
7136 | 204.2113 | 592.2207 | 204.2113 | 592.2207
7137 | 209.4635 | 580.6516 | 209.4635 | 580.6516
7138 | 202.3903 | 560.4079 | 202.3903 | 560.4079
7139 | 189.7735 | 545.5283 | 189.7735 | 545.5283
7140 | 178.5257 | 541.0727 | 178.5257 | 541.0727
7141 | 169.5622 | 543.0471 | 169.5622 | 543.0471
7142 | 165.4349 | 551.6192 | 165.4349 | 551.6192
7143 | 163.4106 | 570.4663 | 163.4106 | 570.4663
7144 | 161.0969 | 610.5389 | 161.0969 | 610.5389
7145 | 156.2922 | 674.1708 | 156.2922 | 674.1708
7146 | 158.3176 | 702.917 | 158.3176 | 702.917
7147 | 166.5026 | 727.821 | 166.5026 | 727.821
7148 | 179.8568 | 740.0816 | 179.8568 | 740.0816
7149 | 188.9935 | 745.1956 | 188.9935 | 745.1956
7150 | 196.6076 | 741.5221 | 196.6076 | 741.5221
7151 | 213.0485 | 739.0123 | 213.0485 | 739.0123
7152 | 212.8313 | 730.3805 | 212.8313 | 730.3805
7153 | 205.0917 | 706.3144 | 205.0917 | 706.3144
7154 | 202.1975 | 667.7765 | 202.1975 | 667.7765
7155 | 201.9206 | 640.2175 | 201.9206 | 640.2175
7156 | 203.3838 | 650.4471 | 203.3838 | 650.4471
7157 | 205.7865 | 658.3169 | 205.7865 | 658.3169
7158 | 202.87 | 654.8362 | 202.87 | 654.8362
7159 | 196.9616 | 647.0786 | 196.9616 | 647.0786
7160 | 197.8316 | 638.0077 | 197.8316 | 638.0077
7161 | 203.6289 | 625.5821 | 203.6289 | 625.5821
7162 | 200.4722 | 605.9402 | 200.4722 | 605.9402
7163 | 188.3231 | 591.4541 | 188.3231 | 591.4541
7164 | 176.9798 | 581.3967 | 176.9798 | 581.3967
7165 | 168.6413 | 578.1859 | 168.6413 | 578.1859
7166 | 164.0066 | 586.2951 | 164.0066 | 586.2951
7167 | 161.0903 | 607.6422 | 161.0903 | 607.6422
7168 | 159.8638 | 639.0342 | 159.8638 | 639.0342
7169 | 155.1149 | 684.7726 | 155.1149 | 684.7726
7170 | 156.0686 | 694.2827 | 156.0686 | 694.2827
7171 | 165.325 | 702.1498 | 165.325 | 702.1498
7172 | 179.0551 | 697.9984 | 179.0551 | 697.9984
7173 | 190.0909 | 701.955 | 190.0909 | 701.955
7174 | 197.2337 | 710.2722 | 197.2337 | 710.2722
7175 | 211.1975 | 722.6235 | 211.1975 | 722.6235
7176 | 211.6302 | 727.487 | 211.6302 | 727.487
7177 | 202.9825 | 719.0227 | 202.9825 | 719.0227
7178 | 201.9469 | 693.332 | 201.9469 | 693.332
7179 | 201.6451 | 634.5 | 201.6451 | 634.5
7180 | 202.3429 | 625.4472 | 202.3429 | 625.4472
7181 | 205.4161 | 627.6226 | 205.4161 | 627.6226
7182 | 204.5703 | 618.0307 | 204.5703 | 618.0307
7183 | 196.3543 | 607.4954 | 196.3543 | 607.4954
7184 | 196.945 | 597.1513 | 196.945 | 597.1513
7185 | 203.8995 | 582.4109 | 203.8995 | 582.4109
7186 | 199.3289 | 553.6255 | 199.3289 | 553.6255
7187 | 186.2034 | 530.0422 | 186.2034 | 530.0422
7188 | 174.367 | 519.4755 | 174.367 | 519.4755
7189 | 167.273 | 517.098 | 167.273 | 517.098
7190 | 162.4455 | 529.9295 | 162.4455 | 529.9295
7191 | 160.8918 | 562.5034 | 160.8918 | 562.5034
7192 | 158.8697 | 621.5574 | 158.8697 | 621.5574
7193 | 154.4501 | 702.5967 | 154.4501 | 702.5967
7194 | 156.6778 | 740.8104 | 156.6778 | 740.8104
7195 | 168.0332 | 773.0756 | 168.0332 | 773.0756
7196 | 182.276 | 790.3362 | 182.276 | 790.3362
7197 | 193.7401 | 798.4594 | 193.7401 | 798.4594
7198 | 201.9162 | 796.2673 | 201.9162 | 796.2673
7199 | 218.3158 | 795.9566 | 218.3158 | 795.9566
7200 | 216.1561 | 789.7091 | 216.1561 | 789.7091
7201 | 205.7203 | 762.7031 | 205.7203 | 762.7031
7202 | 203.7884 | 714.0959 | 203.7884 | 714.0959
7203 | 204.6742 | 662.1851 | 204.6742 | 662.1851
7204 | 203.7749 | 642.6231 | 203.7749 | 642.6231
7205 | 207.7966 | 629.7291 | 207.7966 | 629.7291
7206 | 206.4431 | 607.1974 | 206.4431 | 607.1974
7207 | 200.4999 | 585.9908 | 200.4999 | 585.9908
7208 | 198.6371 | 558.2856 | 198.6371 | 558.2856
7209 | 204.4628 | 530.8138 | 204.4628 | 530.8138
7210 | 201.8854 | 499.1812 | 201.8854 | 499.1812
7211 | 186.1095 | 474.7183 | 186.1095 | 474.7183
7212 | 173.601 | 465.0081 | 173.601 | 465.0081
7213 | 165.2505 | 467.5843 | 165.2505 | 467.5843
7214 | 161.3472 | 483.5175 | 161.3472 | 483.5175
7215 | 159.2495 | 512.897 | 159.2495 | 512.897
7216 | 157.7447 | 565.4233 | 157.7447 | 565.4233
7217 | 154.1276 | 643.3144 | 154.1276 | 643.3144
7218 | 157.1952 | 689.5374 | 157.1952 | 689.5374
7219 | 171.8553 | 724.0479 | 171.8553 | 724.0479
7220 | 191.505 | 722.1882 | 191.505 | 722.1882
7221 | 204.219 | 705.9596 | 204.219 | 705.9596
7222 | 212.1482 | 688.212 | 212.1482 | 688.212
7223 | 229.1084 | 677.1838 | 229.1084 | 677.1838
7224 | 226.1701 | 662.927 | 226.1701 | 662.927
7225 | 214.9944 | 643.3284 | 214.9944 | 643.3284
7226 | 212.6631 | 637.2905 | 212.6631 | 637.2905
7227 | 212.3051 | 635.8657 | 212.3051 | 635.8657
7228 | 213.9104 | 657.2758 | 213.9104 | 657.2758
7229 | 217.4484 | 678.6641 | 217.4484 | 678.6641
7230 | 214.9133 | 685.924 | 214.9133 | 685.924
7231 | 202.7573 | 687.8424 | 202.7573 | 687.8424
7232 | 200.5803 | 681.1789 | 200.5803 | 681.1789
7233 | 206.4138 | 671.4848 | 206.4138 | 671.4848
7234 | 201.6128 | 656.4262 | 201.6128 | 656.4262
7235 | 186.8689 | 647.0789 | 186.8689 | 647.0789
7236 | 173.4606 | 649.3132 | 173.4606 | 649.3132
7237 | 164.2742 | 659.7366 | 164.2742 | 659.7366
7238 | 160.3404 | 674.9754 | 160.3404 | 674.9754
7239 | 158.5128 | 693.3596 | 158.5128 | 693.3596
7240 | 156.3191 | 735.0757 | 156.3191 | 735.0757
7241 | 152.3568 | 800.5594 | 152.3568 | 800.5594
7242 | 156.5545 | 825.6713 | 156.5545 | 825.6713
7243 | 167.4258 | 844.9272 | 167.4258 | 844.9272
7244 | 186.6926 | 849.3638 | 186.6926 | 849.3638
7245 | 198.0399 | 855.45 | 198.0399 | 855.45
7246 | 208.4835 | 858.8366 | 208.4835 | 858.8366
7247 | 222.8671 | 863.7574 | 222.8671 | 863.7574
7248 | 223.8577 | 861.4913 | 223.8577 | 861.4913
7249 | 209.5824 | 844.2538 | 209.5824 | 844.2538
7250 | 206.8365 | 824.4197 | 206.8365 | 824.4197
7251 | 207.4365 | 798.8283 | 207.4365 | 798.8283
7252 | 208.4111 | 792.4607 | 208.4111 | 792.4607
7253 | 212.8167 | 784.5666 | 212.8167 | 784.5666
7254 | 210.8013 | 765.5766 | 210.8013 | 765.5766
7255 | 203.6956 | 747.5645 | 203.6956 | 747.5645
7256 | 199.5397 | 725.5075 | 199.5397 | 725.5075
7257 | 205.1294 | 701.2532 | 205.1294 | 701.2532
7258 | 202.2242 | 673.8567 | 202.2242 | 673.8567
7259 | 188.0413 | 654.2549 | 188.0413 | 654.2549
7260 | 173.6532 | 263.2243 | 173.6532 | 263.2243
7261 | 164.8517 | 262.9094 | 164.8517 | 262.9094
7262 | 160.4462 | 265.3562 | 160.4462 | 265.3562
7263 | 159.3684 | 271.1264 | 159.3684 | 271.1264
7264 | 156.6358 | 291.1548 | 156.6358 | 291.1548
7265 | 151.4351 | 335.1347 | 151.4351 | 335.1347
7266 | 156.6681 | 343.6339 | 156.6681 | 343.6339
7267 | 170.1175 | 351.7693 | 170.1175 | 351.7693
7268 | 188.7201 | 349.3566 | 188.7201 | 349.3566
7269 | 200.7182 | 348.2339 | 200.7182 | 348.2339
7270 | 209.9399 | 343.7838 | 209.9399 | 343.7838
7271 | 226.9033 | 344.0991 | 226.9033 | 344.0991
7272 | 226.4308 | 340.1416 | 226.4308 | 340.1416
7273 | 213.3422 | 327.1039 | 213.3422 | 327.1039
7274 | 210.9528 | 322.9442 | 210.9528 | 322.9442
7275 | 210.7316 | 313.4753 | 210.7316 | 313.4753
7276 | 209.945 | 320.4761 | 209.945 | 320.4761
7277 | 211.4356 | 326.1817 | 211.4356 | 326.1817
7278 | 210.2818 | 320.2685 | 210.2818 | 320.2685
7279 | 201.2503 | 312.5174 | 201.2503 | 312.5174
7280 | 196.8021 | 301.0036 | 196.8021 | 301.0036
7281 | 201.554 | 288.9367 | 201.554 | 288.9367
7282 | 199.0264 | 270.2557 | 199.0264 | 270.2557
7283 | 188.6918 | 254.9964 | 188.6918 | 254.9964
7284 | 176.243 | 250.7694 | 176.243 | 250.7694
7285 | 166.9872 | 250.0492 | 166.9872 | 250.0492
7286 | 161.2439 | 252.4868 | 161.2439 | 252.4868
7287 | 158.7789 | 258.5333 | 158.7789 | 258.5333
7288 | 155.9618 | 280.6897 | 155.9618 | 280.6897
7289 | 152.5497 | 327.4425 | 152.5497 | 327.4425
7290 | 155.6507 | 339.82 | 155.6507 | 339.82
7291 | 166.7467 | 352.7919 | 166.7467 | 352.7919
7292 | 182.1541 | 354.4049 | 182.1541 | 354.4049
7293 | 194.2579 | 354.9128 | 194.2579 | 354.9128
7294 | 201.7898 | 349.7257 | 201.7898 | 349.7257
7295 | 216.1466 | 347.5076 | 216.1466 | 347.5076
7296 | 216.8023 | 344.1858 | 216.8023 | 344.1858
7297 | 206.8314 | 337.4584 | 206.8314 | 337.4584
7298 | 203.4253 | 336.2559 | 203.4253 | 336.2559
7299 | 202.6145 | 320.8266 | 202.6145 | 320.8266
7300 | 201.7755 | 317.5005 | 201.7755 | 317.5005
7301 | 205.2331 | 309.6734 | 205.2331 | 309.6734
7302 | 202.5386 | 291.7382 | 202.5386 | 291.7382
7303 | 195.3678 | 282.4026 | 195.3678 | 282.4026
7304 | 192.4712 | 273.026 | 192.4712 | 273.026
7305 | 198.357 | 264.4506 | 198.357 | 264.4506
7306 | 196.0798 | 249.74 | 196.0798 | 249.74
7307 | 186.3522 | 237.834 | 186.3522 | 237.834
7308 | 174.8041 | 236.4075 | 174.8041 | 236.4075
7309 | 165.3079 | 237.9443 | 165.3079 | 237.9443
7310 | 161.2845 | 242.1138 | 161.2845 | 242.1138
7311 | 158.3907 | 249.5606 | 158.3907 | 249.5606
7312 | 154.773 | 272.5829 | 154.773 | 272.5829
7313 | 150.9236 | 318.4421 | 150.9236 | 318.4421
7314 | 152.2632 | 329.1983 | 152.2632 | 329.1983
7315 | 160.4415 | 339.7381 | 160.4415 | 339.7381
7316 | 173.1923 | 339.7298 | 173.1923 | 339.7298
7317 | 183.2757 | 340.2929 | 183.2757 | 340.2929
7318 | 192.4013 | 336.6351 | 192.4013 | 336.6351
7319 | 206.37 | 337.9637 | 206.37 | 337.9637
7320 | 207.7872 | 337.4701 | 207.7872 | 337.4701
7321 | 199.9502 | 330.4387 | 199.9502 | 330.4387
7322 | 196.3766 | 326.0672 | 196.3766 | 326.0672
7323 | 194.0517 | 308.8231 | 194.0517 | 308.8231
7324 | 195.468 | 304.1888 | 195.468 | 304.1888
7325 | 198.8586 | 302.709 | 198.8586 | 302.709
7326 | 197.0423 | 292.4936 | 197.0423 | 292.4936
7327 | 191.5978 | 282.679 | 191.5978 | 282.679
7328 | 189.9625 | 271.0362 | 189.9625 | 271.0362
7329 | 196.4112 | 259.5312 | 196.4112 | 259.5312
7330 | 193.8095 | 241.8083 | 193.8095 | 241.8083
7331 | 182.9528 | 228.2348 | 182.9528 | 228.2348
7332 | 172.9638 | 224.837 | 172.9638 | 224.837
7333 | 164.9389 | 224.0707 | 164.9389 | 224.0707
7334 | 160.0328 | 226.4806 | 160.0328 | 226.4806
7335 | 158.0634 | 236.9306 | 158.0634 | 236.9306
7336 | 155.0696 | 268.5019 | 155.0696 | 268.5019
7337 | 150.6427 | 322.1731 | 150.6427 | 322.1731
7338 | 152.1367 | 336.4483 | 152.1367 | 336.4483
7339 | 160.851 | 347.937 | 160.851 | 347.937
7340 | 174.6489 | 347.9287 | 174.6489 | 347.9287
7341 | 185.1236 | 348.63 | 185.1236 | 348.63
7342 | 194.1201 | 344.9998 | 194.1201 | 344.9998
7343 | 209.2298 | 345.4809 | 209.2298 | 345.4809
7344 | 208.3938 | 340.7312 | 208.3938 | 340.7312
7345 | 199.2742 | 328.283 | 199.2742 | 328.283
7346 | 197.5027 | 322.7508 | 197.5027 | 322.7508
7347 | 196.5012 | 303.0655 | 196.5012 | 303.0655
7348 | 199.2985 | 297.6297 | 199.2985 | 297.6297
7349 | 202.5359 | 292.9716 | 202.5359 | 292.9716
7350 | 197.5128 | 280.2413 | 197.5128 | 280.2413
7351 | 191.4294 | 269.9569 | 191.4294 | 269.9569
7352 | 189.1636 | 258.1299 | 189.1636 | 258.1299
7353 | 195.5685 | 246.2103 | 195.5685 | 246.2103
7354 | 194.5232 | 227.2806 | 194.5232 | 227.2806
7355 | 182.8088 | 212.0673 | 182.8088 | 212.0673
7356 | 171.9842 | 207.9786 | 171.9842 | 207.9786
7357 | 163.3448 | 207.7005 | 163.3448 | 207.7005
7358 | 158.8047 | 212.5978 | 158.8047 | 212.5978
7359 | 156.3296 | 225.7101 | 156.3296 | 225.7101
7360 | 153.2517 | 253.5505 | 153.2517 | 253.5505
7361 | 149.3692 | 303.3157 | 149.3692 | 303.3157
7362 | 152.9348 | 316.9184 | 152.9348 | 316.9184
7363 | 164.0192 | 328.315 | 164.0192 | 328.315
7364 | 181.9093 | 327.5696 | 181.9093 | 327.5696
7365 | 191.3876 | 327.0642 | 191.3876 | 327.0642
7366 | 202.7019 | 321.7297 | 202.7019 | 321.7297
7367 | 220.2683 | 323.436 | 220.2683 | 323.436
7368 | 218.3325 | 319.3496 | 218.3325 | 319.3496
7369 | 206.4839 | 303.8614 | 206.4839 | 303.8614
7370 | 204.1215 | 290.683 | 204.1215 | 290.683
7371 | 203.7514 | 264.3465 | 203.7514 | 264.3465
7372 | 206.4372 | 255.9259 | 206.4372 | 255.9259
7373 | 208.3681 | 253.8565 | 208.3681 | 253.8565
7374 | 206.0579 | 244.719 | 206.0579 | 244.719
7375 | 198.3314 | 237.6957 | 198.3314 | 237.6957
7376 | 195.389 | 228.4388 | 195.389 | 228.4388
7377 | 201.236 | 217.8919 | 201.236 | 217.8919
7378 | 199.1746 | 200.1598 | 199.1746 | 200.1598
7379 | 184.4644 | 184.8176 | 184.4644 | 184.8176
7380 | 174.1429 | 180.1945 | 174.1429 | 180.1945
7381 | 164.5329 | 178.8847 | 164.5329 | 178.8847
7382 | 159.7821 | 185.8823 | 159.7821 | 185.8823
7383 | 157.9924 | 206.2723 | 157.9924 | 206.2723
7384 | 154.9417 | 244.7436 | 154.9417 | 244.7436
7385 | 150.7723 | 303.1314 | 150.7723 | 303.1314
7386 | 155.715 | 319.4886 | 155.715 | 319.4886
7387 | 168.1988 | 332.3223 | 168.1988 | 332.3223
7388 | 189.2992 | 332.1021 | 189.2992 | 332.1021
7389 | 202.3754 | 329.7541 | 202.3754 | 329.7541
7390 | 208.6549 | 320.0899 | 208.6549 | 320.0899
7391 | 225.5472 | 313.7448 | 225.5472 | 313.7448
7392 | 222.218 | 303.1545 | 222.218 | 303.1545
7393 | 210.1894 | 282.1021 | 210.1894 | 282.1021
7394 | 207.6572 | 268.7579 | 207.6572 | 268.7579
7395 | 208.9892 | 246.7603 | 208.9892 | 246.7603
7396 | 209.9153 | 238.4135 | 209.9153 | 238.4135
7397 | 214.563 | 236.0308 | 214.563 | 236.0308
7398 | 210.9377 | 226.1563 | 210.9377 | 226.1563
7399 | 200.2685 | 217.6498 | 200.2685 | 217.6498
7400 | 198.0578 | 206.265 | 198.0578 | 206.265
7401 | 202.0937 | 194.2626 | 202.0937 | 194.2626
7402 | 198.7196 | 175.3052 | 198.7196 | 175.3052
7403 | 184.5771 | 160.009 | 184.5771 | 160.009
7404 | 174.3136 | 156.7217 | 174.3136 | 156.7217
7405 | 166.8813 | 158.9678 | 166.8813 | 158.9678
7406 | 162.2158 | 167.4302 | 162.2158 | 167.4302
7407 | 158.6153 | 184.4209 | 158.6153 | 184.4209
7408 | 155.3156 | 216.1396 | 155.3156 | 216.1396
7409 | 151.4477 | 266.5681 | 151.4477 | 266.5681
7410 | 157.0581 | 280.1892 | 157.0581 | 280.1892
7411 | 169.371 | 292.1017 | 169.371 | 292.1017
7412 | 190.1688 | 291.4393 | 190.1688 | 291.4393
7413 | 203.5104 | 290.8417 | 203.5104 | 290.8417
7414 | 213.2597 | 285.5533 | 213.2597 | 285.5533
7415 | 228.4581 | 282.4047 | 228.4581 | 282.4047
7416 | 226.6011 | 267.365 | 226.6011 | 267.365
7417 | 212.1077 | 239.56 | 212.1077 | 239.56
7418 | 210.7323 | 222.5033 | 210.7323 | 222.5033
7419 | 209.5367 | 202.4863 | 209.5367 | 202.4863
7420 | 209.5767 | 199.7682 | 209.5767 | 199.7682
7421 | 213.2833 | 197.4316 | 213.2833 | 197.4316
7422 | 211.0048 | 185.1435 | 211.0048 | 185.1435
7423 | 200.5582 | 173.3206 | 200.5582 | 173.3206
7424 | 196.6207 | 160.1762 | 196.6207 | 160.1762
7425 | 200.9838 | 148.2843 | 200.9838 | 148.2843
7426 | 198.9739 | 130.8193 | 198.9739 | 130.8193
7427 | 186.2655 | 118.0934 | 186.2655 | 118.0934
7428 | 173.0552 | 119.449 | 173.0552 | 119.449
7429 | 165.1762 | 128.8807 | 165.1762 | 128.8807
7430 | 161.7636 | 140.3647 | 161.7636 | 140.3647
7431 | 158.8657 | 151.9201 | 158.8657 | 151.9201
7432 | 155.5542 | 177.6048 | 155.5542 | 177.6048
7433 | 152.6396 | 225.3894 | 152.6396 | 225.3894
7434 | 157.907 | 239.6462 | 157.907 | 239.6462
7435 | 169.8602 | 251.9179 | 169.8602 | 251.9179
7436 | 189.7372 | 250.9791 | 189.7372 | 250.9791
7437 | 203.2236 | 249.534 | 203.2236 | 249.534
7438 | 213.1199 | 242.9191 | 213.1199 | 242.9191
7439 | 225.9436 | 239.9179 | 225.9436 | 239.9179
7440 | 222.0218 | 227.9735 | 222.0218 | 227.9735
7441 | 207.8681 | 206.6816 | 207.8681 | 206.6816
7442 | 206.9024 | 193.1807 | 206.9024 | 193.1807
7443 | 208.9227 | 172.9887 | 208.9227 | 172.9887
7444 | 209.3663 | 166.4199 | 209.3663 | 166.4199
7445 | 209.8827 | 163.6227 | 209.8827 | 163.6227
7446 | 210.5355 | 149.6856 | 210.5355 | 149.6856
7447 | 199.5717 | 135.7162 | 199.5717 | 135.7162
7448 | 195.6739 | 120.5544 | 195.6739 | 120.5544
7449 | 199.5613 | 105.6962 | 199.5613 | 105.6962
7450 | 197.5163 | 85.707 | 197.5163 | 85.707
7451 | 186.5821 | 74.9985 | 186.5821 | 74.9985
7452 | 174.8282 | 87.2615 | 174.8282 | 87.2615
7453 | 166.6586 | 102.6535 | 166.6586 | 102.6535
7454 | 162.1924 | 111.7331 | 162.1924 | 111.7331
7455 | 159.2821 | 119.7695 | 159.2821 | 119.7695
7456 | 154.8491 | 141.3547 | 154.8491 | 141.3547
7457 | 152.2073 | 185.049 | 152.2073 | 185.049
7458 | 154.7276 | 197.012 | 154.7276 | 197.012
7459 | 165.08 | 207.4597 | 165.08 | 207.4597
7460 | 181.188 | 206.3643 | 181.188 | 206.3643
7461 | 194.1892 | 204.3388 | 194.1892 | 204.3388
7462 | 204.5505 | 200.3678 | 204.5505 | 200.3678
7463 | 219.0671 | 202.0833 | 219.0671 | 202.0833
7464 | 217.095 | 193.446 | 217.095 | 193.446
7465 | 205.4943 | 183.78 | 205.4943 | 183.78
7466 | 203.8513 | 185.4793 | 203.8513 | 185.4793
7467 | 204.3413 | 173.3112 | 204.3413 | 173.3112
7468 | 205.0107 | 174.2503 | 205.0107 | 174.2503
7469 | 207.1045 | 171.9321 | 207.1045 | 171.9321
7470 | 203.9381 | 149.271 | 203.9381 | 149.271
7471 | 195.8936 | 127.2871 | 195.8936 | 127.2871
7472 | 191.0433 | 109.4444 | 191.0433 | 109.4444
7473 | 195.1647 | 98.4554 | 195.1647 | 98.4554
7474 | 197.3536 | 87.2086 | 197.3536 | 87.2086
7475 | 187.9396 | 85.307 | 187.9396 | 85.307
7476 | 176.7927 | 99.4769 | 176.7927 | 99.4769
7477 | 167.3282 | 117.043 | 167.3282 | 117.043
7478 | 162.4899 | 134.3951 | 162.4899 | 134.3951
7479 | 159.0104 | 146.6139 | 159.0104 | 146.6139
7480 | 154.0311 | 167.2134 | 154.0311 | 167.2134
7481 | 150.4088 | 212.4738 | 150.4088 | 212.4738
7482 | 152.9866 | 223.5064 | 152.9866 | 223.5064
7483 | 161.2882 | 233.5487 | 161.2882 | 233.5487
7484 | 174.3808 | 231.3755 | 174.3808 | 231.3755
7485 | 185.6072 | 229.9949 | 185.6072 | 229.9949
7486 | 194.8925 | 224.5407 | 194.8925 | 224.5407
7487 | 208.7955 | 222.7095 | 208.7955 | 222.7095
7488 | 208.6823 | 216.3476 | 208.6823 | 216.3476
7489 | 201.2516 | 204.6457 | 201.2516 | 204.6457
7490 | 199.4506 | 198.4686 | 199.4506 | 198.4686
7491 | 199.712 | 183.1222 | 199.712 | 183.1222
7492 | 201.3455 | 184.9641 | 201.3455 | 184.9641
7493 | 203.4454 | 185.7136 | 203.4454 | 185.7136
7494 | 201.1892 | 172.8267 | 201.1892 | 172.8267
7495 | 194.6255 | 160.4603 | 194.6255 | 160.4603
7496 | 191.8501 | 147.4633 | 191.8501 | 147.4633
7497 | 195.0862 | 136.161 | 195.0862 | 136.161
7498 | 196.5655 | 120.2621 | 196.5655 | 120.2621
7499 | 187.5981 | 109.655 | 187.5981 | 109.655
7500 | 175.987 | 112.8439 | 175.987 | 112.8439
7501 | 167.8009 | 120.9674 | 167.8009 | 120.9674
7502 | 163.5073 | 134.4044 | 163.5073 | 134.4044
7503 | 161.6763 | 155.0247 | 161.6763 | 155.0247
7504 | 154.6807 | 187.4988 | 154.6807 | 187.4988
7505 | 151.6893 | 237.6324 | 151.6893 | 237.6324
7506 | 154.5749 | 249.3283 | 154.5749 | 249.3283
7507 | 162.3401 | 257.6203 | 162.3401 | 257.6203
7508 | 175.8139 | 252.4715 | 175.8139 | 252.4715
7509 | 186.2445 | 247.0191 | 186.2445 | 247.0191
7510 | 195.7172 | 237.2904 | 195.7172 | 237.2904
7511 | 210.6794 | 232.281 | 210.6794 | 232.281
7512 | 210.5283 | 224.4636 | 210.5283 | 224.4636
7513 | 201.5983 | 213.4249 | 201.5983 | 213.4249
7514 | 199.4701 | 207.1004 | 199.4701 | 207.1004
7515 | 197.1743 | 190.3446 | 197.1743 | 190.3446
7516 | 197.8575 | 190.0401 | 197.8575 | 190.0401
7517 | 200.8464 | 188.5786 | 200.8464 | 188.5786
7518 | 196.8333 | 174.0704 | 196.8333 | 174.0704
7519 | 188.194 | 161.1881 | 188.194 | 161.1881
7520 | 186.6052 | 150.4481 | 186.6052 | 150.4481
7521 | 190.7054 | 147.6579 | 190.7054 | 147.6579
7522 | 192.9835 | 140.7409 | 192.9835 | 140.7409
7523 | 184.8944 | 136.8955 | 184.8944 | 136.8955
7524 | 173.3488 | 141.8071 | 173.3488 | 141.8071
7525 | 165.2189 | 148.0145 | 165.2189 | 148.0145
7526 | 160.5149 | 153.9711 | 160.5149 | 153.9711
7527 | 156.6863 | 159.815 | 156.6863 | 159.815
7528 | 151.5227 | 178.7748 | 151.5227 | 178.7748
7529 | 148.5073 | 221.1057 | 148.5073 | 221.1057
7530 | 152.7168 | 227.744 | 152.7168 | 227.744
7531 | 163.8926 | 233.4935 | 163.8926 | 233.4935
7532 | 178.7331 | 227.9394 | 178.7331 | 227.9394
7533 | 190.2677 | 222.6527 | 190.2677 | 222.6527
7534 | 199.7061 | 212.8411 | 199.7061 | 212.8411
7535 | 214.2707 | 207.3527 | 214.2707 | 207.3527
7536 | 211.3451 | 200.1341 | 211.3451 | 200.1341
7537 | 200.097 | 190.422 | 200.097 | 190.422
7538 | 201.2019 | 189.0076 | 201.2019 | 189.0076
7539 | 201.603 | 180.4783 | 201.603 | 180.4783
7540 | 200.3722 | 189.0728 | 200.3722 | 189.0728
7541 | 203.3024 | 195.4509 | 203.3024 | 195.4509
7542 | 200.8745 | 187.6676 | 200.8745 | 187.6676
7543 | 191.6685 | 179.1335 | 191.6685 | 179.1335
7544 | 188.7959 | 168.3935 | 188.7959 | 168.3935
7545 | 191.3461 | 158.731 | 191.3461 | 158.731
7546 | 193.6403 | 142.3899 | 193.6403 | 142.3899
7547 | 183.9037 | 129.3139 | 183.9037 | 129.3139
7548 | 171.4361 | 127.1136 | 171.4361 | 127.1136
7549 | 162.9651 | 128.6135 | 162.9651 | 128.6135
7550 | 158.1028 | 134.8005 | 158.1028 | 134.8005
7551 | 156.1532 | 148.53 | 156.1532 | 148.53
7552 | 149.5458 | 180.9949 | 149.5458 | 180.9949
7553 | 148.3401 | 232.317 | 148.3401 | 232.317
7554 | 152.4207 | 245.7908 | 152.4207 | 245.7908
7555 | 166.1744 | 257.4729 | 166.1744 | 257.4729
7556 | 185.6798 | 254.7746 | 185.6798 | 254.7746
7557 | 199.8295 | 253.0623 | 199.8295 | 253.0623
7558 | 210.4274 | 247.8292 | 210.4274 | 247.8292
7559 | 225.5108 | 243.2159 | 225.5108 | 243.2159
7560 | 221.6538 | 227.4484 | 221.6538 | 227.4484
7561 | 208.3886 | 211.1311 | 208.3886 | 211.1311
7562 | 206.2607 | 200.9006 | 206.2607 | 200.9006
7563 | 208.1467 | 186.6965 | 208.1467 | 186.6965
7564 | 208.6428 | 191.0166 | 208.6428 | 191.0166
7565 | 212.1153 | 195.0456 | 212.1153 | 195.0456
7566 | 207.971 | 185.3185 | 207.971 | 185.3185
7567 | 196.907 | 176.4343 | 196.907 | 176.4343
7568 | 192.7425 | 164.6625 | 192.7425 | 164.6625
7569 | 196.3935 | 154.7605 | 196.3935 | 154.7605
7570 | 196.2074 | 139.0459 | 196.2074 | 139.0459
7571 | 185.5483 | 126.9187 | 185.5483 | 126.9187
7572 | 172.1427 | 127.0399 | 172.1427 | 127.0399
7573 | 163.734 | 132.7222 | 163.734 | 132.7222
7574 | 160.1544 | 142.4466 | 160.1544 | 142.4466
7575 | 156.2463 | 157.7423 | 156.2463 | 157.7423
7576 | 151.0841 | 193.5051 | 151.0841 | 193.5051
7577 | 148.1932 | 248.6595 | 148.1932 | 248.6595
7578 | 154.1243 | 261.7279 | 154.1243 | 261.7279
7579 | 166.6152 | 270.2871 | 166.6152 | 270.2871
7580 | 185.7947 | 265.0094 | 185.7947 | 265.0094
7581 | 199.1936 | 260.773 | 199.1936 | 260.773
7582 | 208.9613 | 250.5099 | 208.9613 | 250.5099
7583 | 222.7527 | 244.1371 | 222.7527 | 244.1371
7584 | 221.1934 | 233.6666 | 221.1934 | 233.6666
7585 | 206.1305 | 224.4704 | 206.1305 | 224.4704
7586 | 205.5082 | 223.8022 | 205.5082 | 223.8022
7587 | 206.5987 | 214.1306 | 206.5987 | 214.1306
7588 | 207.4166 | 219.3073 | 207.4166 | 219.3073
7589 | 211.5318 | 221.2268 | 211.5318 | 221.2268
7590 | 209.6051 | 210.5877 | 209.6051 | 210.5877
7591 | 198.7931 | 200.5151 | 198.7931 | 200.5151
7592 | 193.7513 | 189.2224 | 193.7513 | 189.2224
7593 | 197.2173 | 178.482 | 197.2173 | 178.482
7594 | 197.4886 | 161.7172 | 197.4886 | 161.7172
7595 | 186.2606 | 148.7885 | 186.2606 | 148.7885
7596 | 175.5124 | 147.3529 | 175.5124 | 147.3529
7597 | 165.1908 | 150.2715 | 165.1908 | 150.2715
7598 | 161.9319 | 156.6335 | 161.9319 | 156.6335
7599 | 158.5067 | 168.8154 | 158.5067 | 168.8154
7600 | 153.115 | 202.5792 | 153.115 | 202.5792
7601 | 150.2513 | 252.4826 | 150.2513 | 252.4826
7602 | 155.3619 | 263.3401 | 155.3619 | 263.3401
7603 | 167.6665 | 272.6639 | 167.6665 | 272.6639
7604 | 185.3159 | 269.9748 | 185.3159 | 269.9748
7605 | 200.7543 | 267.0465 | 200.7543 | 267.0465
7606 | 210.3228 | 260.0907 | 210.3228 | 260.0907
7607 | 224.5224 | 254.1693 | 224.5224 | 254.1693
7608 | 221.1654 | 242.6393 | 221.1654 | 242.6393
7609 | 207.984 | 230.6242 | 207.984 | 230.6242
7610 | 204.1212 | 225.5341 | 204.1212 | 225.5341
7611 | 205.9102 | 213.7621 | 205.9102 | 213.7621
7612 | 205.9929 | 218.3124 | 205.9929 | 218.3124
7613 | 207.0997 | 220.978 | 207.0997 | 220.978
7614 | 204.6188 | 210.6706 | 204.6188 | 210.6706
7615 | 195.3664 | 201.2797 | 195.3664 | 201.2797
7616 | 189.4795 | 188.6604 | 189.4795 | 188.6604
7617 | 191.3428 | 175.0274 | 191.3428 | 175.0274
7618 | 193.7659 | 156.3833 | 193.7659 | 156.3833
7619 | 184.6804 | 142.6071 | 184.6804 | 142.6071
7620 | 174.1977 | 140.9043 | 174.1977 | 140.9043
7621 | 165.4996 | 143.3439 | 165.4996 | 143.3439
7622 | 159.3786 | 149.1071 | 159.3786 | 149.1071
7623 | 157.8404 | 161.9983 | 157.8404 | 161.9983
7624 | 151.2562 | 199.1799 | 151.2562 | 199.1799
7625 | 149.3395 | 251.5245 | 149.3395 | 251.5245
7626 | 153.6815 | 263.2664 | 153.6815 | 263.2664
7627 | 163.6377 | 272.194 | 163.6377 | 272.194
7628 | 178.6938 | 268.8693 | 178.6938 | 268.8693
7629 | 191.0972 | 265.204 | 191.0972 | 265.204
7630 | 200.7617 | 256.3413 | 200.7617 | 256.3413
7631 | 213.4116 | 246.4402 | 213.4116 | 246.4402
7632 | 213.3511 | 231.4373 | 213.3511 | 231.4373
7633 | 202.7895 | 211.951 | 202.7895 | 211.951
7634 | 198.9287 | 201.048 | 198.9287 | 201.048
7635 | 198.5597 | 184.4211 | 198.5597 | 184.4211
7636 | 199.1757 | 185.3142 | 199.1757 | 185.3142
7637 | 200.0397 | 184.8569 | 200.0397 | 184.8569
7638 | 196.8705 | 171.9239 | 196.8705 | 171.9239
7639 | 189.4302 | 158.71 | 189.4302 | 158.71
7640 | 184.8476 | 143.7968 | 184.8476 | 143.7968
7641 | 188.5359 | 130.56 | 188.5359 | 130.56
7642 | 190.3513 | 112.3857 | 190.3513 | 112.3857
7643 | 181.2954 | 99.4847 | 181.2954 | 99.4847
7644 | 171.1591 | 99.2927 | 171.1591 | 99.2927
7645 | 161.6392 | 103.851 | 161.6392 | 103.851
7646 | 156.457 | 113.465 | 156.457 | 113.465
7647 | 153.5282 | 131.6809 | 153.5282 | 131.6809
7648 | 147.5077 | 169.0559 | 147.5077 | 169.0559
7649 | 145.0818 | 218.7381 | 145.0818 | 218.7381
7650 | 147.7658 | 229.4943 | 147.7658 | 229.4943
7651 | 156.0642 | 239.1129 | 156.0642 | 239.1129
7652 | 167.8199 | 235.5026 | 167.8199 | 235.5026
7653 | 179.1373 | 231.0543 | 179.1373 | 231.0543
7654 | 188.9626 | 221.2979 | 188.9626 | 221.2979
7655 | 202.2803 | 213.3683 | 202.2803 | 213.3683
7656 | 202.9042 | 200.3828 | 202.9042 | 200.3828
7657 | 194.2396 | 182.9232 | 194.2396 | 182.9232
7658 | 193.2885 | 168.2893 | 193.2885 | 168.2893
7659 | 192.3544 | 140.0274 | 192.3544 | 140.0274
7660 | 194.1933 | 130.8607 | 194.1933 | 130.8607
7661 | 194.2857 | 126.2763 | 194.2857 | 126.2763
7662 | 190.6582 | 112.7077 | 190.6582 | 112.7077
7663 | 186.0715 | 101.0506 | 186.0715 | 101.0506
7664 | 182.995 | 88.1365 | 182.995 | 88.1365
7665 | 184.3095 | 76.6408 | 184.3095 | 76.6408
7666 | 186.9683 | 59.4245 | 186.9683 | 59.4245
7667 | 179.9564 | 46.7078 | 179.9564 | 46.7078
7668 | 170.9492 | 46.4237 | 170.9492 | 46.4237
7669 | 162.8881 | 51.8111 | 162.8881 | 51.8111
7670 | 157.113 | 63.9308 | 157.113 | 63.9308
7671 | 154.3571 | 85.8408 | 154.3571 | 85.8408
7672 | 148.2126 | 124.9017 | 148.2126 | 124.9017
7673 | 144.9 | 179.2085 | 144.9 | 179.2085
7674 | 147.3859 | 193.3916 | 147.3859 | 193.3916
7675 | 152.9236 | 205.9581 | 152.9236 | 205.9581
7676 | 163.2216 | 206.1801 | 163.2216 | 206.1801
7677 | 174.1357 | 204.6336 | 174.1357 | 204.6336
7678 | 185.8667 | 196.0933 | 185.8667 | 196.0933
7679 | 199.0615 | 186.9568 | 199.0615 | 186.9568
7680 | 200.2152 | 174.3306 | 200.2152 | 174.3306
7681 | 194.1565 | 158.1331 | 194.1565 | 158.1331
7682 | 192.1375 | 144.8718 | 192.1375 | 144.8718
7683 | 190.1644 | 121.3173 | 190.1644 | 121.3173
7684 | 191.1546 | 113.6707 | 191.1546 | 113.6707
7685 | 194.7628 | 105.2448 | 194.7628 | 105.2448
7686 | 190.5789 | 86.5726 | 190.5789 | 86.5726
7687 | 184.8668 | 71.4149 | 184.8668 | 71.4149
7688 | 181.8315 | 57.6256 | 181.8315 | 57.6256
7689 | 185.198 | 45.7337 | 185.198 | 45.7337
7690 | 187.6982 | 28.2964 | 187.6982 | 28.2964
7691 | 180.108 | 16.6391 | 180.108 | 16.6391
7692 | 168.9552 | 17.7091 | 168.9552 | 17.7091
7693 | 160.6689 | 24.9943 | 160.6689 | 24.9943
7694 | 156.046 | 39.4815 | 156.046 | 39.4815
7695 | 152.0911 | 58.5726 | 152.0911 | 58.5726
7696 | 146.2722 | 89.7109 | 146.2722 | 89.7109
7697 | 144.9191 | 138.7944 | 144.9191 | 138.7944
7698 | 147.7435 | 151.264 | 147.7435 | 151.264
7699 | 155.7131 | 163.4344 | 155.7131 | 163.4344
7700 | 169.6672 | 163.8038 | 169.6672 | 163.8038
7701 | 179.0793 | 169.1665 | 179.0793 | 169.1665
7702 | 190.4861 | 169.2304 | 190.4861 | 169.2304
7703 | 205.0088 | 165.2988 | 205.0088 | 165.2988
7704 | 204.924 | 148.2232 | 204.924 | 148.2232
7705 | 195.4114 | 129.2067 | 195.4114 | 129.2067
7706 | 192.136 | 118.1379 | 192.136 | 118.1379
7707 | 195.7648 | 95.1454 | 195.7648 | 95.1454
7708 | 196.2717 | 88.9634 | 196.2717 | 88.9634
7709 | 198.4748 | 84.8305 | 198.4748 | 84.8305
7710 | 194.5028 | 65.5226 | 194.5028 | 65.5226
7711 | 187.7712 | 56.0028 | 187.7712 | 56.0028
7712 | 184.6783 | 48.4594 | 184.6783 | 48.4594
7713 | 185.8447 | 40.4828 | 185.8447 | 40.4828
7714 | 189.7684 | 25.155 | 189.7684 | 25.155
7715 | 181.1063 | 12.0421 | 181.1063 | 12.0421
7716 | 169.8576 | 8.7456 | 169.8576 | 8.7456
7717 | 160.6183 | 15.7453 | 160.6183 | 15.7453
7718 | 156.2676 | 33.1804 | 156.2676 | 33.1804
7719 | 151.518 | 55.597 | 151.518 | 55.597
7720 | 145.9959 | 91.9956 | 145.9959 | 91.9956
7721 | 144.6402 | 146.0721 | 144.6402 | 146.0721
7722 | 147.5834 | 159.6103 | 147.5834 | 159.6103
7723 | 159.2615 | 168.7683 | 159.2615 | 168.7683
7724 | 177.2862 | 163.9143 | 177.2862 | 163.9143
7725 | 188.9023 | 157.7341 | 188.9023 | 157.7341
7726 | 200.2074 | 149.6821 | 200.2074 | 149.6821
7727 | 216.4934 | 147.0034 | 216.4934 | 147.0034
7728 | 214.7417 | 143.4328 | 214.7417 | 143.4328
7729 | 202.7273 | 122.6844 | 202.7273 | 122.6844
7730 | 200.2483 | 111.5788 | 200.2483 | 111.5788
7731 | 201.5966 | 89.3325 | 201.5966 | 89.3325
7732 | 203.3767 | 77.4297 | 203.3767 | 77.4297
7733 | 205.0399 | 64.2319 | 205.0399 | 64.2319
7734 | 202.8944 | 60.4559 | 202.8944 | 60.4559
7735 | 192.7241 | 56.0028 | 192.7241 | 56.0028
7736 | 189.6899 | 48.4594 | 189.6899 | 48.4594
7737 | 190.6967 | 40.4828 | 190.6967 | 40.4828
7738 | 191.5218 | 25.155 | 191.5218 | 25.155
7739 | 181.0882 | 12.0421 | 181.0882 | 12.0421
7740 | 169.5405 | 8.7456 | 169.5405 | 8.7456
7741 | 159.977 | 7.5556 | 159.977 | 7.5556
7742 | 155.8219 | 16.5891 | 155.8219 | 16.5891
7743 | 152.0579 | 38.9966 | 152.0579 | 38.9966
7744 | 146.8671 | 75.7544 | 146.8671 | 75.7544
7745 | 144.617 | 134.2712 | 144.617 | 134.2712
7746 | 149.3987 | 157.7126 | 149.3987 | 157.7126
7747 | 161.5585 | 178.6438 | 161.5585 | 178.6438
7748 | 183.125 | 185.5078 | 183.125 | 185.5078
7749 | 197.0366 | 191.8286 | 197.0366 | 191.8286
7750 | 207.7379 | 191.1002 | 207.7379 | 191.1002
7751 | 224.5163 | 191.4432 | 224.5163 | 191.4432
7752 | 221.9574 | 187.7621 | 221.9574 | 187.7621
7753 | 208.3229 | 178.529 | 208.3229 | 178.529
7754 | 203.6475 | 171.707 | 203.6475 | 171.707
7755 | 204.3254 | 154.9604 | 204.3254 | 154.9604
7756 | 206.0243 | 153.1359 | 206.0243 | 153.1359
7757 | 206.719 | 149.0858 | 206.719 | 149.0858
7758 | 203.2737 | 132.8456 | 203.2737 | 132.8456
7759 | 192.8489 | 117.4945 | 192.8489 | 117.4945
7760 | 186.2632 | 101.5588 | 186.2632 | 101.5588
7761 | 188.983 | 88.9391 | 188.983 | 88.9391
7762 | 190.8095 | 72.1558 | 190.8095 | 72.1558
7763 | 180.7373 | 60.6367 | 180.7373 | 60.6367
7764 | 168.6447 | 61.7713 | 168.6447 | 61.7713
7765 | 159.6256 | 67.7852 | 159.6256 | 67.7852
7766 | 155.2056 | 78.265 | 155.2056 | 78.265
7767 | 151.4821 | 95.9374 | 151.4821 | 95.9374
7768 | 146.3016 | 134.5192 | 146.3016 | 134.5192
7769 | 144.3864 | 190.9817 | 144.3864 | 190.9817
7770 | 148.2907 | 207.6153 | 148.2907 | 207.6153
7771 | 160.358 | 223.4429 | 160.358 | 223.4429
7772 | 180.2687 | 227.6261 | 180.2687 | 227.6261
7773 | 196.639 | 231.9755 | 196.639 | 231.9755
7774 | 207.5425 | 230.3075 | 207.5425 | 230.3075
7775 | 222.3501 | 223.3175 | 222.3501 | 223.3175
7776 | 220.8678 | 214.1275 | 220.8678 | 214.1275
7777 | 207.4696 | 198.2984 | 207.4696 | 198.2984
7778 | 205.7311 | 188.7497 | 205.7311 | 188.7497
7779 | 204.8265 | 170.6857 | 204.8265 | 170.6857
7780 | 202.9604 | 168.594 | 202.9604 | 168.594
7781 | 205.323 | 164.9492 | 205.323 | 164.9492
7782 | 203.537 | 148.663 | 203.537 | 148.663
7783 | 192.1367 | 132.8697 | 192.1367 | 132.8697
7784 | 185.3176 | 116.0957 | 185.3176 | 116.0957
7785 | 185.2235 | 101.2835 | 185.2235 | 101.2835
7786 | 186.9008 | 82.4183 | 186.9008 | 82.4183
7787 | 179.7789 | 69.1856 | 179.7789 | 69.1856
7788 | 168.7153 | 69.1042 | 168.7153 | 69.1042
7789 | 159.3184 | 74.4456 | 159.3184 | 74.4456
7790 | 154.7244 | 84.1608 | 154.7244 | 84.1608
7791 | 150.7119 | 100.6909 | 150.7119 | 100.6909
7792 | 144.5302 | 132.3636 | 144.5302 | 132.3636
7793 | 142.7417 | 181.2444 | 142.7417 | 181.2444
7794 | 146.3452 | 192.8481 | 146.3452 | 192.8481
7795 | 155.9515 | 203.7472 | 155.9515 | 203.7472
7796 | 173.1771 | 205.6734 | 173.1771 | 205.6734
7797 | 186.0861 | 212.2429 | 186.0861 | 212.2429
7798 | 197.6522 | 212.3713 | 197.6522 | 212.3713
7799 | 212.0766 | 206.7447 | 212.0766 | 206.7447
7800 | 211.2724 | 193.9619 | 211.2724 | 193.9619
7801 | 202.4626 | 175.9588 | 202.4626 | 175.9588
7802 | 200.0615 | 160.3852 | 200.0615 | 160.3852
7803 | 199.7755 | 136.103 | 199.7755 | 136.103
7804 | 200.3382 | 131.1002 | 200.3382 | 131.1002
7805 | 201.4151 | 130.4863 | 201.4151 | 130.4863
7806 | 197.8678 | 119.5524 | 197.8678 | 119.5524
7807 | 189.634 | 109.6088 | 189.634 | 109.6088
7808 | 184.1777 | 98.1687 | 184.1777 | 98.1687
7809 | 184.3785 | 88.4232 | 184.3785 | 88.4232
7810 | 186.584 | 72.9757 | 186.584 | 72.9757
7811 | 179.5806 | 61.8987 | 179.5806 | 61.8987
7812 | 169.7059 | 63.1255 | 169.7059 | 63.1255
7813 | 161.2395 | 68.9367 | 161.2395 | 68.9367
7814 | 155.7889 | 79.3336 | 155.7889 | 79.3336
7815 | 151.3003 | 96.4164 | 151.3003 | 96.4164
7816 | 145.4999 | 135.5602 | 145.4999 | 135.5602
7817 | 143.4548 | 192.3175 | 143.4548 | 192.3175
7818 | 145.6642 | 206.7309 | 145.6642 | 206.7309
7819 | 153.1521 | 220.9648 | 153.1521 | 220.9648
7820 | 166.0442 | 223.8952 | 166.0442 | 223.8952
7821 | 179.0874 | 226.5679 | 179.0874 | 226.5679
7822 | 190.431 | 223.9603 | 190.431 | 223.9603
7823 | 204.4082 | 215.4042 | 204.4082 | 215.4042
7824 | 205.729 | 197.5547 | 205.729 | 197.5547
7825 | 196.6056 | 179.0633 | 196.6056 | 179.0633
7826 | 195.8094 | 168.6486 | 195.8094 | 168.6486
7827 | 195.4088 | 151.4321 | 195.4088 | 151.4321
7828 | 196.9081 | 153.8176 | 196.9081 | 153.8176
7829 | 197.2303 | 155.2211 | 197.2303 | 155.2211
7830 | 193.5612 | 144.9966 | 193.5612 | 144.9966
7831 | 185.2955 | 134.5187 | 185.2955 | 134.5187
7832 | 182.1828 | 122.8114 | 182.1828 | 122.8114
7833 | 183.2735 | 112.8449 | 183.2735 | 112.8449
7834 | 185.6546 | 99.5899 | 185.6546 | 99.5899
7835 | 178.6113 | 89.4525 | 178.6113 | 89.4525
7836 | 168.2828 | 87.3536 | 168.2828 | 87.3536
7837 | 159.6117 | 85.7029 | 159.6117 | 85.7029
7838 | 154.4464 | 89.4855 | 154.4464 | 89.4855
7839 | 150.0199 | 102.8742 | 150.0199 | 102.8742
7840 | 145.3294 | 137.9277 | 145.3294 | 137.9277
7841 | 143.1708 | 192.0687 | 143.1708 | 192.0687
7842 | 145.7512 | 207.081 | 145.7512 | 207.081
7843 | 153.7193 | 221.0109 | 153.7193 | 221.0109
7844 | 167.393 | 222.6976 | 167.393 | 222.6976
7845 | 178.78 | 224.9466 | 178.78 | 224.9466
7846 | 189.2426 | 222.5416 | 189.2426 | 222.5416
7847 | 203.9528 | 213.8934 | 203.9528 | 213.8934
7848 | 204.0204 | 192.8196 | 204.0204 | 192.8196
7849 | 195.9009 | 176.5668 | 195.9009 | 176.5668
7850 | 193.1347 | 161.4907 | 193.1347 | 161.4907
7851 | 193.6057 | 141.3171 | 193.6057 | 141.3171
7852 | 196.3903 | 137.7791 | 196.3903 | 137.7791
7853 | 198.1015 | 134.3186 | 198.1015 | 134.3186
7854 | 194.1827 | 119.4971 | 194.1827 | 119.4971
7855 | 189.0512 | 105.0395 | 189.0512 | 105.0395
7856 | 183.7212 | 88.6985 | 183.7212 | 88.6985
7857 | 184.0996 | 73.6284 | 184.0996 | 73.6284
7858 | 187.2099 | 53.3905 | 187.2099 | 53.3905
7859 | 179.0792 | 37.4771 | 179.0792 | 37.4771
7860 | 168.5174 | 33.545 | 168.5174 | 33.545
7861 | 159.2987 | 34.3171 | 159.2987 | 34.3171
7862 | 154.5729 | 41.4806 | 154.5729 | 41.4806
7863 | 150.2551 | 61.4929 | 150.2551 | 61.4929
7864 | 145.3538 | 98.1493 | 145.3538 | 98.1493
7865 | 145.2519 | 152.7509 | 145.2519 | 152.7509
7866 | 148.0788 | 167.6065 | 148.0788 | 167.6065
7867 | 158.133 | 182.08 | 158.133 | 182.08
7868 | 175.4696 | 185.3881 | 175.4696 | 185.3881
7869 | 187.0326 | 187.1672 | 187.0326 | 187.1672
7870 | 198.3489 | 183.666 | 198.3489 | 183.666
7871 | 214.2715 | 177.7998 | 214.2715 | 177.7998
7872 | 211.912 | 163.0733 | 211.912 | 163.0733
7873 | 200.3317 | 142.2052 | 200.3317 | 142.2052
7874 | 196.6925 | 131.0442 | 196.6925 | 131.0442
7875 | 198.7305 | 115.0899 | 198.7305 | 115.0899
7876 | 199.8071 | 118.2768 | 199.8071 | 118.2768
7877 | 203.6578 | 117.4878 | 203.6578 | 117.4878
7878 | 198.7702 | 100.6581 | 198.7702 | 100.6581
7879 | 190.1918 | 86.1452 | 190.1918 | 86.1452
7880 | 184.4401 | 71.8309 | 184.4401 | 71.8309
7881 | 186.3385 | 58.5295 | 186.3385 | 58.5295
7882 | 189.3783 | 39.7196 | 189.3783 | 39.7196
7883 | 181.651 | 27.62 | 181.651 | 27.62
7884 | 168.5569 | 29.4363 | 168.5569 | 29.4363
7885 | 159.4265 | 37.1545 | 159.4265 | 37.1545
7886 | 154.3369 | 49.4307 | 154.3369 | 49.4307
7887 | 149.8716 | 68.4481 | 149.8716 | 68.4481
7888 | 144.4607 | 108.7158 | 144.4607 | 108.7158
7889 | 144.3192 | 167.1404 | 144.3192 | 167.1404
7890 | 147.7438 | 179.7575 | 147.7438 | 179.7575
7891 | 160.4248 | 191.587 | 160.4248 | 191.587
7892 | 180.1828 | 194.6187 | 180.1828 | 194.6187
7893 | 193.8456 | 196.5913 | 193.8456 | 196.5913
7894 | 204.9262 | 192.3715 | 204.9262 | 192.3715
7895 | 221.2882 | 182.4797 | 221.2882 | 182.4797
7896 | 217.5741 | 164.7683 | 217.5741 | 164.7683
7897 | 203.95 | 148.8564 | 203.95 | 148.8564
7898 | 201.0884 | 138.2482 | 201.0884 | 138.2482
7899 | 202.985 | 120.7738 | 202.985 | 120.7738
7900 | 203.5429 | 123.3619 | 203.5429 | 123.3619
7901 | 206.4686 | 131.7115 | 206.4686 | 131.7115
7902 | 201.5392 | 128.912 | 201.5392 | 128.912
7903 | 191.0281 | 123.4363 | 191.0281 | 123.4363
7904 | 185.2799 | 115.0639 | 185.2799 | 115.0639
7905 | 186.4156 | 106.4147 | 186.4156 | 106.4147
7906 | 188.2528 | 91.1054 | 188.2528 | 91.1054
7907 | 180.5311 | 79.8073 | 180.5311 | 79.8073
7908 | 167.6578 | 79.9838 | 167.6578 | 79.9838
7909 | 158.2603 | 79.4294 | 158.2603 | 79.4294
7910 | 153.8275 | 80.1351 | 153.8275 | 80.1351
7911 | 148.8932 | 86.7344 | 148.8932 | 86.7344
7912 | 144.3742 | 113.8378 | 144.3742 | 113.8378
7913 | 142.9831 | 166.5048 | 142.9831 | 166.5048
7914 | 147.0939 | 174.6447 | 147.0939 | 174.6447
7915 | 159.7892 | 182.559 | 159.7892 | 182.559
7916 | 180.614 | 181.4084 | 180.614 | 181.4084
7917 | 195.3124 | 178.2406 | 195.3124 | 178.2406
7918 | 206.7086 | 172.3994 | 206.7086 | 172.3994
7919 | 223.3799 | 162.9497 | 223.3799 | 162.9497
7920 | 218.6393 | 147.8455 | 218.6393 | 147.8455
7921 | 205.1875 | 125.9179 | 205.1875 | 125.9179
7922 | 205.1647 | 107.9584 | 205.1647 | 107.9584
7923 | 205.7961 | 86.5596 | 205.7961 | 86.5596
7924 | 206.1787 | 85.7576 | 206.1787 | 85.7576
7925 | 208.8529 | 84.5909 | 208.8529 | 84.5909
7926 | 204.9904 | 72.9385 | 204.9904 | 72.9385
7927 | 194.7011 | 64.4781 | 194.7011 | 64.4781
7928 | 188.6733 | 58.5929 | 188.6733 | 58.5929
7929 | 189.181 | 57.6175 | 189.181 | 57.6175
7930 | 191.8598 | 52.3403 | 191.8598 | 52.3403
7931 | 181.8076 | 46.459 | 181.8076 | 46.459
7932 | 170.2509 | 48.7175 | 170.2509 | 48.7175
7933 | 160.827 | 52.4836 | 160.827 | 52.4836
7934 | 155.0301 | 56.3031 | 155.0301 | 56.3031
7935 | 151.0071 | 64.1828 | 151.0071 | 64.1828
7936 | 145.335 | 91.1112 | 145.335 | 91.1112
7937 | 144.8779 | 140.1578 | 144.8779 | 140.1578
7938 | 148.976 | 150.8034 | 148.976 | 150.8034
7939 | 160.7341 | 161.113 | 160.7341 | 161.113
7940 | 181.3676 | 161.3073 | 181.3676 | 161.3073
7941 | 195.686 | 162.4139 | 195.686 | 162.4139
7942 | 204.434 | 158.6456 | 204.434 | 158.6456
7943 | 221.2767 | 158.9056 | 221.2767 | 158.9056
7944 | 218.8413 | 159.6463 | 218.8413 | 159.6463
7945 | 204.9013 | 158.6674 | 204.9013 | 158.6674
7946 | 202.2243 | 164.4109 | 202.2243 | 164.4109
7947 | 203.2443 | 159.8337 | 203.2443 | 159.8337
7948 | 202.4744 | 170.7404 | 202.4744 | 170.7404
7949 | 204.6998 | 180.4166 | 204.6998 | 180.4166
7950 | 200.5679 | 176.6406 | 200.5679 | 176.6406
7951 | 190.9838 | 172.1598 | 190.9838 | 172.1598
7952 | 184.8089 | 166.6063 | 184.8089 | 166.6063
7953 | 186.3478 | 161.3196 | 186.3478 | 161.3196
7954 | 188.3718 | 149.2254 | 188.3718 | 149.2254
7955 | 181.9074 | 138.4616 | 181.9074 | 138.4616
7956 | 170.1105 | 137.2655 | 170.1105 | 137.2655
7957 | 160.4798 | 138.4522 | 160.4798 | 138.4522
7958 | 154.4872 | 142.1242 | 154.4872 | 142.1242
7959 | 149.5453 | 147.5167 | 149.5453 | 147.5167
7960 | 143.5898 | 168.2268 | 143.5898 | 168.2268
7961 | 142.3748 | 214.6571 | 142.3748 | 214.6571
7962 | 145.4854 | 225.2751 | 145.4854 | 225.2751
7963 | 154.8629 | 236.4137 | 154.8629 | 236.4137
7964 | 172.2874 | 237.2529 | 172.2874 | 237.2529
7965 | 186.5671 | 237.7424 | 186.5671 | 237.7424
7966 | 198.0326 | 234.4899 | 198.0326 | 234.4899
7967 | 213.625 | 223.4188 | 213.625 | 223.4188
7968 | 209.6823 | 210.157 | 209.6823 | 210.157
7969 | 199.4997 | 198.6854 | 199.4997 | 198.6854
7970 | 197.6452 | 193.1715 | 197.6452 | 193.1715
7971 | 198.4463 | 177.6962 | 198.4463 | 177.6962
7972 | 198.693 | 178.8288 | 198.693 | 178.8288
7973 | 200.7051 | 178.9242 | 200.7051 | 178.9242
7974 | 197.5019 | 166.9585 | 197.5019 | 166.9585
7975 | 189.9525 | 154.5645 | 189.9525 | 154.5645
7976 | 184.165 | 140.2317 | 184.165 | 140.2317
7977 | 181.7142 | 128.3767 | 181.7142 | 128.3767
7978 | 184.3405 | 110.1932 | 184.3405 | 110.1932
7979 | 179.2652 | 95.68 | 179.2652 | 95.68
7980 | 168.4964 | 93.6272 | 168.4964 | 93.6272
7981 | 159.2558 | 96.8037 | 159.2558 | 96.8037
7982 | 153.7708 | 103.3315 | 153.7708 | 103.3315
7983 | 149.0784 | 112.2523 | 149.0784 | 112.2523
7984 | 142.7954 | 140.802 | 142.7954 | 140.802
7985 | 141.5788 | 194.6205 | 141.5788 | 194.6205
7986 | 144.0596 | 205.8373 | 144.0596 | 205.8373
7987 | 150.7429 | 215.3085 | 150.7429 | 215.3085
7988 | 163.8943 | 213.0063 | 163.8943 | 213.0063
7989 | 176.0082 | 212.031 | 176.0082 | 212.031
7990 | 187.6294 | 205.7293 | 187.6294 | 205.7293
7991 | 204.1809 | 195.7821 | 204.1809 | 195.7821
7992 | 204.5897 | 181.5346 | 204.5897 | 181.5346
7993 | 196.5919 | 164.1855 | 196.5919 | 164.1855
7994 | 194.5118 | 155.2263 | 194.5118 | 155.2263
7995 | 194.1213 | 138.5903 | 194.1213 | 138.5903
7996 | 195.6956 | 138.2213 | 195.6956 | 138.2213
7997 | 196.9924 | 137.4599 | 196.9924 | 137.4599
7998 | 191.5881 | 125.9917 | 191.5881 | 125.9917
7999 | 185.4149 | 115.3112 | 185.4149 | 115.3112
8000 | 181.2218 | 102.3326 | 181.2218 | 102.3326
8001 | 181.1266 | 90.6987 | 181.1266 | 90.6987
8002 | 183.1457 | 74.7537 | 183.1457 | 74.7537
8003 | 177.4128 | 63.2161 | 177.4128 | 63.2161
8004 | 168.0544 | 24.1755 | 168.0544 | 24.1755
8005 | 157.4498 | 19.8902 | 157.4498 | 19.8902
8006 | 152.1536 | 24.3726 | 152.1536 | 24.3726
8007 | 147.5912 | 30.0254 | 147.5912 | 30.0254
8008 | 141.5705 | 43.9031 | 141.5705 | 43.9031
8009 | 140.0013 | 87.0955 | 140.0013 | 87.0955
8010 | 142.105 | 96.4378 | 142.105 | 96.4378
8011 | 149.4658 | 99.3295 | 149.4658 | 99.3295
8012 | 162.6418 | 95.4148 | 162.6418 | 95.4148
8013 | 175.0237 | 90.8792 | 175.0237 | 90.8792
8014 | 185.9929 | 84.8031 | 185.9929 | 84.8031
8015 | 200.9599 | 80.9398 | 200.9599 | 80.9398
8016 | 200.911 | 75.5292 | 200.911 | 75.5292
8017 | 193.277 | 69.2659 | 193.277 | 69.2659
8018 | 192.0696 | 67.6299 | 192.0696 | 67.6299
8019 | 191.1859 | 60.5097 | 191.1859 | 60.5097
8020 | 193.1351 | 70.6773 | 193.1351 | 70.6773
8021 | 194.8472 | 76.8349 | 194.8472 | 76.8349
8022 | 190.3923 | 70.5521 | 190.3923 | 70.5521
8023 | 183.8056 | 65.3564 | 183.8056 | 65.3564
8024 | 178.6331 | 58.5054 | 178.6331 | 58.5054
8025 | 179.3096 | 51.3775 | 179.3096 | 51.3775
8026 | 181.3652 | 35.8393 | 181.3652 | 35.8393
8027 | 177.073 | 26.0601 | 177.073 | 26.0601
8028 | 166.4501 | 25.4093 | 166.4501 | 25.4093
8029 | 158.1537 | 21.4115 | 158.1537 | 21.4115
8030 | 152.8249 | 25.7654 | 152.8249 | 25.7654
8031 | 148.0484 | 30.481 | 148.0484 | 30.481
8032 | 141.8374 | 43.2254 | 141.8374 | 43.2254
8033 | 140.6717 | 86.3548 | 140.6717 | 86.3548
8034 | 143.8239 | 95.3816 | 143.8239 | 95.3816
8035 | 152.0177 | 97.5278 | 152.0177 | 97.5278
8036 | 168.9408 | 92.5452 | 168.9408 | 92.5452
8037 | 180.1609 | 86.8506 | 180.1609 | 86.8506
8038 | 191.9251 | 80.2674 | 191.9251 | 80.2674
8039 | 207.5685 | 76.6916 | 207.5685 | 76.6916
8040 | 208.0983 | 72.2063 | 208.0983 | 72.2063
8041 | 196.9036 | 67.7143 | 196.9036 | 67.7143
8042 | 193.0924 | 68.7936 | 193.0924 | 68.7936
8043 | 193.8912 | 64.3397 | 193.8912 | 64.3397
8044 | 193.5433 | 76.2786 | 193.5433 | 76.2786
8045 | 195.6291 | 83.0834 | 195.6291 | 83.0834
8046 | 191.9134 | 77.6396 | 191.9134 | 77.6396
8047 | 182.9933 | 73.4417 | 182.9933 | 73.4417
8048 | 179.2445 | 67.1328 | 179.2445 | 67.1328
8049 | 179.6241 | 60.0025 | 179.6241 | 60.0025
8050 | 182.4204 | 44.9854 | 182.4204 | 44.9854
8051 | 177.9481 | 35.4119 | 177.9481 | 35.4119
8052 | 166.331 | 34.892 | 166.331 | 34.892
8053 | 156.488 | 30.6768 | 156.488 | 30.6768
8054 | 150.5455 | 34.568 | 150.5455 | 34.568
8055 | 145.1687 | 38.6154 | 145.1687 | 38.6154
8056 | 139.8522 | 50.7288 | 139.8522 | 50.7288
8057 | 140.1147 | 93.5076 | 140.1147 | 93.5076
8058 | 143.1304 | 101.6792 | 143.1304 | 101.6792
8059 | 154.6325 | 103.1735 | 154.6325 | 103.1735
8060 | 174.9674 | 98.1348 | 174.9674 | 98.1348
8061 | 191.4777 | 93.0431 | 191.4777 | 93.0431
8062 | 201.0634 | 86.8712 | 201.0634 | 86.8712
8063 | 217.306 | 82.9635 | 217.306 | 82.9635
8064 | 216.1473 | 78.1277 | 216.1473 | 78.1277
8065 | 201.1432 | 73.7128 | 201.1432 | 73.7128
8066 | 198.1236 | 74.8996 | 198.1236 | 74.8996
8067 | 201.0786 | 70.5205 | 201.0786 | 70.5205
8068 | 200.5498 | 82.7047 | 200.5498 | 82.7047
8069 | 203.2488 | 89.9582 | 203.2488 | 89.9582
8070 | 200.0734 | 84.5144 | 200.0734 | 84.5144
8071 | 190.2085 | 80.3749 | 190.2085 | 80.3749
8072 | 185.8289 | 73.8137 | 185.8289 | 73.8137
8073 | 184.421 | 65.8842 | 184.421 | 65.8842
8074 | 185.21 | 49.6893 | 185.21 | 49.6893
8075 | 176.4811 | 39.2162 | 176.4811 | 39.2162
8076 | 164.318 | 37.9041 | 164.318 | 37.9041
8077 | 155.3509 | 33.0696 | 155.3509 | 33.0696
8078 | 150.5075 | 36.4561 | 150.5075 | 36.4561
8079 | 146.0131 | 40.4381 | 146.0131 | 40.4381
8080 | 141.0081 | 52.5281 | 141.0081 | 52.5281
8081 | 141.0887 | 94.5919 | 141.0887 | 94.5919
8082 | 144.0027 | 102.927 | 144.0027 | 102.927
8083 | 156.0848 | 105.1294 | 156.0848 | 105.1294
8084 | 177.7782 | 100.6912 | 177.7782 | 100.6912
8085 | 192.9484 | 95.7561 | 192.9484 | 95.7561
8086 | 203.6902 | 89.8926 | 203.6902 | 89.8926
8087 | 221.5844 | 86.3518 | 221.5844 | 86.3518
8088 | 218.023 | 81.7544 | 218.023 | 81.7544
8089 | 205.6269 | 77.045 | 205.6269 | 77.045
8090 | 203.2699 | 77.3205 | 203.2699 | 77.3205
8091 | 204.9006 | 71.0159 | 204.9006 | 71.0159
8092 | 206.0406 | 81.055 | 206.0406 | 81.055
8093 | 208.003 | 86.7919 | 208.003 | 86.7919
8094 | 204.2533 | 79.3758 | 204.2533 | 79.3758
8095 | 192.937 | 73.652 | 192.937 | 73.652
8096 | 186.3832 | 65.92 | 186.3832 | 65.92
8097 | 185.0031 | 57.8246 | 185.0031 | 57.8246
8098 | 186.173 | 41.5947 | 186.173 | 41.5947
8099 | 178.2576 | 31.1403 | 178.2576 | 31.1403
8100 | 166.7653 | 30.16 | 166.7653 | 30.16
8101 | 157.4907 | 25.7368 | 157.4907 | 25.7368
8102 | 151.8024 | 29.4458 | 151.8024 | 29.4458
8103 | 146.0701 | 33.1052 | 146.0701 | 33.1052
8104 | 141.2514 | 44.5363 | 141.2514 | 44.5363
8105 | 141.6249 | 86.3618 | 141.6249 | 86.3618
8106 | 146.0489 | 94.4936 | 146.0489 | 94.4936
8107 | 157.8097 | 96.8619 | 157.8097 | 96.8619
8108 | 178.5923 | 93.4636 | 178.5923 | 93.4636
8109 | 192.304 | 90.1992 | 192.304 | 90.1992
8110 | 203.4354 | 84.7914 | 203.4354 | 84.7914
8111 | 218.5577 | 81.6619 | 218.5577 | 81.6619
8112 | 216.4527 | 77.5832 | 216.4527 | 77.5832
8113 | 204.073 | 73.3459 | 204.073 | 73.3459
8114 | 200.1964 | 74.5421 | 200.1964 | 74.5421
8115 | 202.519 | 69.6699 | 202.519 | 69.6699
8116 | 203.1133 | 80.5292 | 203.1133 | 80.5292
8117 | 204.3597 | 85.8876 | 204.3597 | 85.8876
8118 | 201.2525 | 79.023 | 201.2525 | 79.023
8119 | 190.6451 | 74.311 | 190.6451 | 74.311
8120 | 183.7909 | 67.5838 | 183.7909 | 67.5838
8121 | 183.1629 | 59.7712 | 183.1629 | 59.7712
8122 | 186.5428 | 43.9245 | 186.5428 | 43.9245
8123 | 179.7098 | 33.6313 | 179.7098 | 33.6313
8124 | 168.5544 | 32.5412 | 168.5544 | 32.5412
8125 | 159.119 | 28.1881 | 159.119 | 28.1881
8126 | 152.2127 | 32.0092 | 152.2127 | 32.0092
8127 | 146.5748 | 36.2529 | 146.5748 | 36.2529
8128 | 140.8133 | 49.537 | 140.8133 | 49.537
8129 | 140.9804 | 93.3511 | 140.9804 | 93.3511
8130 | 144.2941 | 102.7541 | 144.2941 | 102.7541
8131 | 153.4495 | 106.5525 | 153.4495 | 106.5525
8132 | 168.9952 | 103.1892 | 168.9952 | 103.1892
8133 | 185.2686 | 99.6445 | 185.2686 | 99.6445
8134 | 195.9745 | 94.232 | 195.9745 | 94.232
8135 | 210.7491 | 89.4317 | 210.7491 | 89.4317
8136 | 208.8883 | 84.1472 | 208.8883 | 84.1472
8137 | 198.9993 | 78.6083 | 198.9993 | 78.6083
8138 | 196.6438 | 78.6969 | 196.6438 | 78.6969
8139 | 196.3947 | 73.4251 | 196.3947 | 73.4251
8140 | 195.9953 | 85.2471 | 195.9953 | 85.2471
8141 | 196.5281 | 92.4586 | 196.5281 | 92.4586
8142 | 192.5944 | 87.3793 | 192.5944 | 87.3793
8143 | 184.6135 | 83.186 | 184.6135 | 83.186
8144 | 179.9164 | 76.1878 | 179.9164 | 76.1878
8145 | 177.7485 | 67.6181 | 177.7485 | 67.6181
8146 | 180.6652 | 50.582 | 180.6652 | 50.582
8147 | 176.6005 | 39.34 | 176.6005 | 39.34
8148 | 167.7211 | 37.5022 | 167.7211 | 37.5022
8149 | 157.584 | 32.385 | 157.584 | 32.385
8150 | 150.9417 | 35.7013 | 150.9417 | 35.7013
8151 | 143.7572 | 39.8328 | 143.7572 | 39.8328
8152 | 139.4072 | 53.61 | 139.4072 | 53.61
8153 | 138.9875 | 97.8611 | 138.9875 | 97.8611
8154 | 140.8575 | 106.8364 | 140.8575 | 106.8364
8155 | 147.3781 | 109.2842 | 147.3781 | 109.2842
8156 | 160.2256 | 105.2503 | 160.2256 | 105.2503
8157 | 173.3765 | 101.0302 | 173.3765 | 101.0302
8158 | 186.0664 | 95.3677 | 186.0664 | 95.3677
8159 | 199.7176 | 90.4973 | 199.7176 | 90.4973
8160 | 201.3985 | 85.145 | 201.3985 | 85.145
8161 | 192.1272 | 79.9473 | 192.1272 | 79.9473
8162 | 190.8393 | 79.7601 | 190.8393 | 79.7601
8163 | 190.6701 | 73.5116 | 190.6701 | 73.5116
8164 | 190.6961 | 84.1208 | 190.6961 | 84.1208
8165 | 190.1013 | 90.0283 | 190.1013 | 90.0283
8166 | 186.0115 | 83.0516 | 186.0115 | 83.0516
8167 | 180.0171 | 77.1665 | 180.0171 | 77.1665
8168 | 174.8206 | 69.0069 | 174.8206 | 69.0069
8169 | 173.2933 | 59.8203 | 173.2933 | 59.8203
8170 | 176.4272 | 42.9828 | 176.4272 | 42.9828
8171 | 173.9711 | 32.2409 | 173.9711 | 32.2409
8172 | 165.2057 | 30.9498 | 165.2057 | 30.9498
8173 | 156.0141 | 26.4869 | 156.0141 | 26.4869
8174 | 150.1376 | 30.3711 | 150.1376 | 30.3711
8175 | 144.2426 | 35.2504 | 144.2426 | 35.2504
8176 | 139.6208 | 49.5277 | 139.6208 | 49.5277
8177 | 139.1382 | 93.7343 | 139.1382 | 93.7343
8178 | 141.2538 | 102.6933 | 141.2538 | 102.6933
8179 | 148.5445 | 105.9776 | 148.5445 | 105.9776
8180 | 161.4527 | 102.1494 | 161.4527 | 102.1494
8181 | 173.1429 | 98.1209 | 173.1429 | 98.1209
8182 | 182.3136 | 92.7412 | 182.3136 | 92.7412
8183 | 198.1702 | 87.7843 | 198.1702 | 87.7843
8184 | 199.8199 | 80.2261 | 199.8199 | 80.2261
8185 | 191.0523 | 73.0491 | 191.0523 | 73.0491
8186 | 185.6279 | 72.4297 | 185.6279 | 72.4297
8187 | 184.4145 | 67.0948 | 184.4145 | 67.0948
8188 | 183.5396 | 79.4099 | 183.5396 | 79.4099
8189 | 183.6022 | 87.1284 | 183.6022 | 87.1284
8190 | 179.2795 | 82.0094 | 179.2795 | 82.0094
8191 | 174.3604 | 77.8325 | 174.3604 | 77.8325
8192 | 172.1645 | 70.6637 | 172.1645 | 70.6637
8193 | 173.1474 | 62.1921 | 173.1474 | 62.1921
8194 | 174.8663 | 45.5486 | 174.8663 | 45.5486
8195 | 169.6015 | 34.7646 | 169.6015 | 34.7646
8196 | 160.3468 | 33.4315 | 160.3468 | 33.4315
8197 | 151.2514 | 28.7746 | 151.2514 | 28.7746
8198 | 145.6518 | 32.4859 | 145.6518 | 32.4859
8199 | 139.7351 | 36.7179 | 139.7351 | 36.7179
8200 | 135.01 | 49.315 | 135.01 | 49.315
8201 | 135.003 | 91.484 | 135.003 | 91.484
8202 | 138.4898 | 99.8986 | 138.4898 | 99.8986
8203 | 147.6756 | 102.1383 | 147.6756 | 102.1383
8204 | 163.9862 | 97.8754 | 163.9862 | 97.8754
8205 | 177.1463 | 93.3118 | 177.1463 | 93.3118
8206 | 187.0491 | 87.5558 | 187.0491 | 87.5558
8207 | 204.4508 | 84.2464 | 204.4508 | 84.2464
8208 | 203.324 | 77.7912 | 203.324 | 77.7912
8209 | 191.589 | 71.4297 | 191.589 | 71.4297
8210 | 187.4589 | 70.7822 | 187.4589 | 70.7822
8211 | 189.6759 | 65.3165 | 189.6759 | 65.3165
8212 | 190.4194 | 76.9563 | 190.4194 | 76.9563
8213 | 194.7866 | 83.899 | 194.7866 | 83.899
8214 | 190.5681 | 78.3967 | 190.5681 | 78.3967
8215 | 181.9267 | 74.0656 | 181.9267 | 74.0656
8216 | 177.1271 | 67.2684 | 177.1271 | 67.2684
8217 | 175.2038 | 59.1823 | 175.2038 | 59.1823
8218 | 177.7986 | 42.8075 | 177.7986 | 42.8075
8219 | 173.0355 | 32.1825 | 173.0355 | 32.1825
8220 | 161.9949 | 31.2022 | 161.9949 | 31.2022
8221 | 151.9274 | 26.7954 | 151.9274 | 26.7954
8222 | 145.1019 | 31.0745 | 145.1019 | 31.0745
8223 | 139.6057 | 36.4328 | 139.6057 | 36.4328
8224 | 134.2877 | 52.1192 | 134.2877 | 52.1192
8225 | 135.6713 | 97.9709 | 135.6713 | 97.9709
8226 | 139.635 | 107.5679 | 139.635 | 107.5679
8227 | 151.1723 | 109.7469 | 151.1723 | 109.7469
8228 | 170.9403 | 104.7268 | 170.9403 | 104.7268
8229 | 187.0636 | 98.8289 | 187.0636 | 98.8289
8230 | 196.2112 | 91.8532 | 196.2112 | 91.8532
8231 | 211.2086 | 87.7469 | 211.2086 | 87.7469
8232 | 210.8497 | 79.6045 | 210.8497 | 79.6045
8233 | 198.5041 | 71.4297 | 198.5041 | 71.4297
8234 | 195.6715 | 69.2727 | 195.6715 | 69.2727
8235 | 196.0995 | 62.1665 | 196.0995 | 62.1665
8236 | 195.5013 | 72.2173 | 195.5013 | 72.2173
8237 | 197.1239 | 77.384 | 197.1239 | 77.384
8238 | 192.9791 | 70.5311 | 192.9791 | 70.5311
8239 | 181.8941 | 65.0246 | 181.8941 | 65.0246
8240 | 174.8311 | 57.2249 | 174.8311 | 57.2249
8241 | 172.9745 | 48.5593 | 172.9745 | 48.5593
8242 | 175.9054 | 31.8784 | 175.9054 | 31.8784
8243 | 171.4264 | 21.3492 | 171.4264 | 21.3492
8244 | 162.5446 | 19.7403 | 162.5446 | 19.7403
8245 | 153.0944 | 14.8615 | 153.0944 | 14.8615
8246 | 146.6881 | 18.8906 | 146.6881 | 18.8906
8247 | 140.1745 | 24.6414 | 140.1745 | 24.6414
8248 | 134.8619 | 39.2435 | 134.8619 | 39.2435
8249 | 136.0727 | 83.345 | 136.0727 | 83.345
8250 | 141.0063 | 93.0611 | 141.0063 | 93.0611
8251 | 152.822 | 96.5581 | 152.822 | 96.5581
8252 | 173.6833 | 93.113 | 173.6833 | 93.113
8253 | 187.4256 | 89.0752 | 187.4256 | 89.0752
8254 | 198.3235 | 83.1674 | 198.3235 | 83.1674
8255 | 213.7995 | 76.8131 | 213.7995 | 76.8131
8256 | 213.9098 | 67.507 | 213.9098 | 67.507
8257 | 199.2167 | 60.2599 | 199.2167 | 60.2599
8258 | 197.5204 | 56.2965 | 197.5204 | 56.2965
8259 | 199.0517 | 47.2906 | 199.0517 | 47.2906
8260 | 197.8658 | 56.895 | 197.8658 | 56.895
8261 | 199.7224 | 62.3772 | 199.7224 | 62.3772
8262 | 196.35 | 56.9708 | 196.35 | 56.9708
8263 | 185.3575 | 53.2636 | 185.3575 | 53.2636
8264 | 179.741 | 46.9454 | 179.741 | 46.9454
8265 | 179.0724 | 39.1117 | 179.0724 | 39.1117
8266 | 181.0653 | 22.9449 | 181.0653 | 22.9449
8267 | 174.6518 | 12.161 | 174.6518 | 12.161
8268 | 163.5362 | 10.3698 | 163.5362 | 10.3698
8269 | 153.6076 | 4.9699 | 153.6076 | 4.9699
8270 | 146.9071 | 7.6997 | 146.9071 | 7.6997
8271 | 141.0001 | 11.2961 | 141.0001 | 11.2961
8272 | 136.6124 | 27.5713 | 136.6124 | 27.5713
8273 | 137.2401 | 73.0094 | 137.2401 | 73.0094
8274 | 140.6721 | 82.8938 | 140.6721 | 82.8938
8275 | 151.6573 | 86.0262 | 151.6573 | 86.0262
8276 | 171.9506 | 82.9294 | 171.9506 | 82.9294
8277 | 188.238 | 79.7912 | 188.238 | 79.7912
8278 | 197.2575 | 74.5377 | 197.2575 | 74.5377
8279 | 214.3778 | 68.9428 | 214.3778 | 68.9428
8280 | 216.044 | 60.5341 | 216.044 | 60.5341
8281 | 201.6576 | 53.6819 | 201.6576 | 53.6819
8282 | 198.7455 | 51.158 | 198.7455 | 51.158
8283 | 198.0476 | 41.4907 | 198.0476 | 41.4907
8284 | 199.58 | 53.9297 | 199.58 | 53.9297
8285 | 201.5503 | 61.751 | 201.5503 | 61.751
8286 | 195.8818 | 56.9708 | 195.8818 | 56.9708
8287 | 185.4352 | 53.2636 | 185.4352 | 53.2636
8288 | 178.6866 | 46.9454 | 178.6866 | 46.9454
8289 | 176.3457 | 39.1117 | 176.3457 | 39.1117
8290 | 179.9235 | 22.9449 | 179.9235 | 22.9449
8291 | 176.192 | 12.161 | 176.192 | 12.161
8292 | 165.4383 | 10.3698 | 165.4383 | 10.3698
8293 | 155.5148 | 4.9699 | 155.5148 | 4.9699
8294 | 148.192 | 7.6997 | 148.192 | 7.6997
8295 | 142.3789 | 13.1281 | 142.3789 | 13.1281
8296 | 137.8287 | 26.8376 | 137.8287 | 26.8376
8297 | 137.6624 | 70.3128 | 137.6624 | 70.3128
8298 | 141.3501 | 79.6107 | 141.3501 | 79.6107
8299 | 149.6792 | 82.4533 | 149.6792 | 82.4533
8300 | 166.3847 | 78.4638 | 166.3847 | 78.4638
8301 | 181.2531 | 74.2227 | 181.2531 | 74.2227
8302 | 192.573 | 69.0369 | 192.573 | 69.0369
8303 | 206.6362 | 64.7834 | 206.6362 | 64.7834
8304 | 205.8171 | 57.1411 | 205.8171 | 57.1411
8305 | 196.7391 | 50.7095 | 196.7391 | 50.7095
8306 | 195.0036 | 48.7932 | 195.0036 | 48.7932
8307 | 195.8909 | 42.5703 | 195.8909 | 42.5703
8308 | 194.0327 | 53.9297 | 194.0327 | 53.9297
8309 | 196.518 | 61.751 | 196.518 | 61.751
8310 | 192.9535 | 56.9708 | 192.9535 | 56.9708
8311 | 183.3548 | 53.2636 | 183.3548 | 53.2636
8312 | 178.0926 | 47.1136 | 178.0926 | 47.1136
8313 | 176.9261 | 39.9833 | 176.9261 | 39.9833
8314 | 179.169 | 24.5316 | 179.169 | 24.5316
8315 | 174.839 | 14.4253 | 174.839 | 14.4253
8316 | 165.8513 | 13.195 | 165.8513 | 13.195
8317 | 156.2767 | 8.4891 | 156.2767 | 8.4891
8318 | 149.3005 | 12.3289 | 149.3005 | 12.3289
8319 | 142.716 | 17.089 | 142.716 | 17.089
8320 | 138.5231 | 30.4222 | 138.5231 | 30.4222
8321 | 137.8259 | 74.0797 | 137.8259 | 74.0797
8322 | 140.651 | 83.6907 | 140.651 | 83.6907
8323 | 147.5793 | 87.8559 | 147.5793 | 87.8559
8324 | 159.1467 | 85.2451 | 159.1467 | 85.2451
8325 | 169.761 | 81.7097 | 169.761 | 81.7097
8326 | 181.6536 | 76.7997 | 181.6536 | 76.7997
8327 | 197.0636 | 73.4808 | 197.0636 | 73.4808
8328 | 198.5168 | 67.8202 | 198.5168 | 67.8202
8329 | 191.1204 | 60.8675 | 191.1204 | 60.8675
8330 | 189.4277 | 58.8109 | 189.4277 | 58.8109
8331 | 189.0743 | 51.6861 | 189.0743 | 51.6861
8332 | 191.6252 | 61.7882 | 191.6252 | 61.7882
8333 | 190.8802 | 67.3476 | 190.8802 | 67.3476
8334 | 185.9429 | 60.7517 | 185.9429 | 60.7517
8335 | 179.5445 | 55.6518 | 179.5445 | 55.6518
8336 | 174.6119 | 48.3124 | 174.6119 | 48.3124
8337 | 173.9525 | 39.9156 | 173.9525 | 39.9156
8338 | 175.1141 | 23.5221 | 175.1141 | 23.5221
8339 | 172.969 | 12.7802 | 172.969 | 12.7802
8340 | 164.8213 | 11.4307 | 164.8213 | 11.4307
8341 | 154.4008 | 6.879 | 154.4008 | 6.879
8342 | 148.7091 | 10.9292 | 148.7091 | 10.9292
8343 | 142.5566 | 16.2407 | 142.5566 | 16.2407
8344 | 137.2895 | 30.4339 | 137.2895 | 30.4339
8345 | 137.3348 | 75.0401 | 137.3348 | 75.0401
8346 | 139.0418 | 86.5415 | 139.0418 | 86.5415
8347 | 145.932 | 91.3774 | 145.932 | 91.3774
8348 | 159.8257 | 88.9489 | 159.8257 | 88.9489
8349 | 171.2879 | 85.4602 | 171.2879 | 85.4602
8350 | 182.6317 | 79.5711 | 182.6317 | 79.5711
8351 | 197.4337 | 73.1981 | 197.4337 | 73.1981
8352 | 199.0103 | 64.8104 | 199.0103 | 64.8104
8353 | 190.6723 | 57.2899 | 190.6723 | 57.2899
8354 | 188.9192 | 53.2424 | 188.9192 | 53.2424
8355 | 188.5717 | 44.9234 | 188.5717 | 44.9234
8356 | 190.5153 | 54.2568 | 190.5153 | 54.2568
8357 | 190.4295 | 61.751 | 190.4295 | 61.751
8358 | 186.926 | 56.9708 | 186.926 | 56.9708
8359 | 179.2028 | 53.2636 | 179.2028 | 53.2636
8360 | 175.3818 | 46.9454 | 175.3818 | 46.9454
8361 | 174.8009 | 39.1117 | 174.8009 | 39.1117
8362 | 175.2581 | 22.9449 | 175.2581 | 22.9449
8363 | 172.1771 | 12.161 | 172.1771 | 12.161
8364 | 165.4878 | 10.3698 | 165.4878 | 10.3698
8365 | 154.9463 | 4.9699 | 154.9463 | 4.9699
8366 | 148.9634 | 7.6997 | 148.9634 | 7.6997
8367 | 144.2165 | 10.6722 | 144.2165 | 10.6722
8368 | 137.4187 | 21.5191 | 137.4187 | 21.5191
8369 | 137.2965 | 64.1811 | 137.2965 | 64.1811
8370 | 141.3741 | 75.5844 | 141.3741 | 75.5844
8371 | 148.9282 | 79.8268 | 148.9282 | 79.8268
8372 | 165.7301 | 76.9145 | 165.7301 | 76.9145
8373 | 178.1556 | 73.6525 | 178.1556 | 73.6525
8374 | 188.7834 | 68.9738 | 188.7834 | 68.9738
8375 | 202.2952 | 64.8862 | 202.2952 | 64.8862
8376 | 205.3003 | 57.9683 | 205.3003 | 57.9683
8377 | 194.5489 | 51.24 | 194.5489 | 51.24
8378 | 192.6676 | 50.0129 | 192.6676 | 50.0129
8379 | 193.9004 | 45.9937 | 193.9004 | 45.9937
8380 | 194.4971 | 59.386 | 194.4971 | 59.386
8381 | 198.0759 | 66.7517 | 198.0759 | 66.7517
8382 | 193.0288 | 60.6652 | 193.0288 | 60.6652
8383 | 184.8983 | 55.5677 | 184.8983 | 55.5677
8384 | 180.3814 | 47.782 | 180.3814 | 47.782
8385 | 177.6498 | 39.1117 | 177.6498 | 39.1117
8386 | 178.3772 | 22.9449 | 178.3772 | 22.9449
8387 | 175.3542 | 12.161 | 175.3542 | 12.161
8388 | 165.7642 | 10.3698 | 165.7642 | 10.3698
8389 | 154.3585 | 4.9699 | 154.3585 | 4.9699
8390 | 148.1263 | 7.6997 | 148.1263 | 7.6997
8391 | 142.4613 | 11.7191 | 142.4613 | 11.7191
8392 | 137.5284 | 26.2043 | 137.5284 | 26.2043
8393 | 138.4265 | 69.8104 | 138.4265 | 69.8104
8394 | 142.6764 | 78.7367 | 142.6764 | 78.7367
8395 | 153.4802 | 81.3667 | 153.4802 | 81.3667
8396 | 173.4553 | 77.1295 | 173.4553 | 77.1295
8397 | 186.5394 | 72.3953 | 186.5394 | 72.3953
8398 | 196.3411 | 66.2444 | 196.3411 | 66.2444
8399 | 211.3429 | 61.9769 | 211.3429 | 61.9769
8400 | 211.2913 | 54.7038 | 211.2913 | 54.7038
8401 | 198.8388 | 47.0782 | 198.8388 | 47.0782
8402 | 196.1615 | 45.2296 | 196.1615 | 45.2296
8403 | 198.4654 | 41.1986 | 198.4654 | 41.1986
8404 | 198.4825 | 53.9297 | 198.4825 | 53.9297
8405 | 199.7547 | 61.751 | 199.7547 | 61.751
8406 | 196.0562 | 56.9708 | 196.0562 | 56.9708
8407 | 186.9008 | 53.2636 | 186.9008 | 53.2636
8408 | 178.8987 | 46.9454 | 178.8987 | 46.9454
8409 | 177.4825 | 39.1117 | 177.4825 | 39.1117
8410 | 178.3336 | 22.9449 | 178.3336 | 22.9449
8411 | 172.511 | 12.161 | 172.511 | 12.161
8412 | 163.9882 | 10.3698 | 163.9882 | 10.3698
8413 | 152.623 | 4.9699 | 152.623 | 4.9699
8414 | 147.2738 | 7.6997 | 147.2738 | 7.6997
8415 | 141.5446 | 10.6722 | 141.5446 | 10.6722
8416 | 137.0237 | 23.0847 | 137.0237 | 23.0847
8417 | 138.3633 | 67.0039 | 138.3633 | 67.0039
8418 | 142.9804 | 76.7481 | 142.9804 | 76.7481
8419 | 154.2536 | 80.418 | 154.2536 | 80.418
8420 | 172.449 | 76.5733 | 172.449 | 76.5733
8421 | 187.1292 | 71.5213 | 187.1292 | 71.5213
8422 | 196.4435 | 65.8098 | 196.4435 | 65.8098
8423 | 209.6654 | 63.5542 | 209.6654 | 63.5542
8424 | 209.6729 | 60.6906 | 209.6729 | 60.6906
8425 | 199.148 | 57.6871 | 199.148 | 57.6871
8426 | 196.2338 | 59.7994 | 196.2338 | 59.7994
8427 | 197.1825 | 55.8689 | 197.1825 | 55.8689
8428 | 199.4885 | 68.4597 | 199.4885 | 68.4597
8429 | 200.2623 | 76.232 | 200.2623 | 76.232
8430 | 195.5889 | 71.3817 | 195.5889 | 71.3817
8431 | 184.6957 | 67.8054 | 184.6957 | 67.8054
8432 | 180.2822 | 61.5316 | 180.2822 | 61.5316
8433 | 179.3364 | 53.7586 | 179.3364 | 53.7586
8434 | 180.7719 | 38.2274 | 180.7719 | 38.2274
8435 | 173.3938 | 28.0628 | 173.3938 | 28.0628
8436 | 163.8934 | 27.0124 | 163.8934 | 27.0124
8437 | 153.6565 | 22.6079 | 153.6565 | 22.6079
8438 | 147.892 | 26.6089 | 147.892 | 26.6089
8439 | 141.9994 | 31.2288 | 141.9994 | 31.2288
8440 | 137.2692 | 43.9919 | 137.2692 | 43.9919
8441 | 138.6166 | 86.745 | 138.6166 | 86.745
8442 | 143.2181 | 95.5101 | 143.2181 | 95.5101
8443 | 153.1851 | 97.9204 | 153.1851 | 97.9204
8444 | 171.811 | 93.3537 | 171.811 | 93.3537
8445 | 186.2386 | 88.0377 | 186.2386 | 88.0377
8446 | 195.2364 | 81.6718 | 195.2364 | 81.6718
8447 | 208.6701 | 77.9161 | 208.6701 | 77.9161
8448 | 208.3745 | 72.6993 | 208.3745 | 72.6993
8449 | 196.9699 | 66.8099 | 196.9699 | 66.8099
8450 | 194.8096 | 65.7091 | 194.8096 | 65.7091
8451 | 197.1419 | 58.2477 | 197.1419 | 58.2477
8452 | 196.575 | 66.9408 | 196.575 | 66.9408
8453 | 196.5286 | 70.7289 | 196.5286 | 70.7289
8454 | 193.0998 | 62.0907 | 193.0998 | 62.0907
8455 | 183.2334 | 55.6331 | 183.2334 | 55.6331
8456 | 177.2077 | 47.324 | 177.2077 | 47.324
8457 | 177.3387 | 39.1117 | 177.3387 | 39.1117
8458 | 179.5345 | 22.9449 | 179.5345 | 22.9449
8459 | 173.9291 | 12.161 | 173.9291 | 12.161
8460 | 163.7967 | 10.5638 | 163.7967 | 10.5638
8461 | 152.1801 | 7.094 | 152.1801 | 7.094
8462 | 146.0523 | 11.5741 | 146.0523 | 11.5741
8463 | 141.3153 | 17.3343 | 141.3153 | 17.3343
8464 | 137.2004 | 31.2167 | 137.2004 | 31.2167
8465 | 137.2036 | 74.6826 | 137.2036 | 74.6826
8466 | 140.9576 | 84.2959 | 140.9576 | 84.2959
8467 | 148.4941 | 87.3161 | 148.4941 | 87.3161
8468 | 165.3372 | 83.6491 | 165.3372 | 83.6491
8469 | 179.294 | 79.7117 | 179.294 | 79.7117
8470 | 190.1779 | 74.7316 | 190.1779 | 74.7316
8471 | 204.9397 | 72.226 | 204.9397 | 72.226
8472 | 205.3945 | 68.5095 | 205.3945 | 68.5095
8473 | 196.304 | 64.3633 | 196.304 | 64.3633
8474 | 195.3044 | 65.2674 | 195.3044 | 65.2674
8475 | 196.3978 | 60.248 | 196.3978 | 60.248
8476 | 194.6931 | 70.897 | 194.6931 | 70.897
8477 | 194.0388 | 75.7997 | 194.0388 | 75.7997
8478 | 192.5933 | 67.8625 | 192.5933 | 67.8625
8479 | 185.2475 | 61.2063 | 185.2475 | 61.2063
8480 | 178.0305 | 52.7313 | 178.0305 | 52.7313
8481 | 175.9465 | 43.7199 | 175.9465 | 43.7199
8482 | 177.4435 | 27.3334 | 177.4435 | 27.3334
8483 | 172.8601 | 16.907 | 172.8601 | 16.907
8484 | 165.1932 | 16.3333 | 165.1932 | 16.3333
8485 | 153.9331 | 12.4499 | 153.9331 | 12.4499
8486 | 147.3402 | 17.2104 | 147.3402 | 17.2104
8487 | 140.5283 | 22.321 | 140.5283 | 22.321
8488 | 136.1656 | 35.6262 | 136.1656 | 35.6262
8489 | 135.6705 | 78.8514 | 135.6705 | 78.8514
8490 | 138.6405 | 87.9179 | 138.6405 | 87.9179
8491 | 145.3391 | 90.4825 | 145.3391 | 90.4825
8492 | 157.8038 | 86.5701 | 157.8038 | 86.5701
8493 | 169.1557 | 82.2729 | 169.1557 | 82.2729
8494 | 180.0193 | 76.9492 | 180.0193 | 76.9492
8495 | 195.0181 | 73.9786 | 195.0181 | 73.9786
8496 | 196.8333 | 69.6171 | 196.8333 | 69.6171
8497 | 186.7501 | 64.5947 | 186.7501 | 64.5947
8498 | 182.9724 | 64.3397 | 182.9724 | 64.3397
8499 | 183.2022 | 58.3459 | 183.2022 | 58.3459
8500 | 184.592 | 68.8546 | 184.592 | 68.8546
8501 | 186.3136 | 73.7784 | 186.3136 | 73.7784
8502 | 182.3328 | 67.1638 | 182.3328 | 67.1638
8503 | 175.1043 | 62.4728 | 175.1043 | 62.4728
8504 | 168.8063 | 56.0471 | 168.8063 | 56.0471
8505 | 168.3027 | 48.3654 | 168.3027 | 48.3654
8506 | 171.4333 | 32.0841 | 171.4333 | 32.0841
8507 | 169.3581 | 21.7114 | 169.3581 | 21.7114
8508 | 161.2264 | 20.439 | 161.2264 | 20.439
8509 | 151.3694 | 15.6466 | 151.3694 | 15.6466
8510 | 145.6787 | 19.2037 | 145.6787 | 19.2037
8511 | 139.5036 | 23.6904 | 139.5036 | 23.6904
8512 | 134.2251 | 37.3671 | 134.2251 | 37.3671
8513 | 134.6185 | 81.8238 | 134.6185 | 81.8238
8514 | 137.3824 | 91.173 | 137.3824 | 91.173
8515 | 143.9517 | 93.2118 | 143.9517 | 93.2118
8516 | 155.765 | 88.5306 | 155.765 | 88.5306
8517 | 166.159 | 83.2076 | 166.159 | 83.2076
8518 | 176.7677 | 76.6197 | 176.7677 | 76.6197
8519 | 191.8729 | 72.2868 | 191.8729 | 72.2868
8520 | 194.5892 | 66.834 | 194.5892 | 66.834
8521 | 186.1136 | 60.9423 | 186.1136 | 60.9423
8522 | 182.9493 | 60.255 | 182.9493 | 60.255
8523 | 183.5422 | 54.0509 | 183.5422 | 54.0509
8524 | 185.7055 | 65.242 | 185.7055 | 65.242
8525 | 185.0773 | 72.9792 | 185.0773 | 72.9792
8526 | 182.0092 | 67.7784 | 182.0092 | 67.7784
8527 | 176.0175 | 62.835 | 176.0175 | 62.835
8528 | 172.415 | 54.9956 | 172.415 | 54.9956
8529 | 172.7472 | 45.5402 | 172.7472 | 45.5402
8530 | 173.2344 | 28.3078 | 173.2344 | 28.3078
8531 | 170.0133 | 17.6898 | 170.0133 | 17.6898
8532 | 161.1696 | 16.5506 | 161.1696 | 16.5506
8533 | 151.38 | 12.1835 | 151.38 | 12.1835
8534 | 145.1161 | 16.1051 | 145.1161 | 16.1051
8535 | 139.8836 | 20.4212 | 139.8836 | 20.4212
8536 | 134.661 | 32.8104 | 134.661 | 32.8104
8537 | 134.81 | 75.2738 | 134.81 | 75.2738
8538 | 137.8692 | 83.8075 | 137.8692 | 83.8075
8539 | 144.6921 | 86.1337 | 144.6921 | 86.1337
8540 | 158.9569 | 81.6184 | 158.9569 | 81.6184
8541 | 171.7588 | 76.9543 | 171.7588 | 76.9543
8542 | 182.1538 | 71.2381 | 182.1538 | 71.2381
8543 | 197.5401 | 67.3819 | 197.5401 | 67.3819
8544 | 197.7262 | 62.074 | 197.7262 | 62.074
8545 | 189.2954 | 56.4837 | 189.2954 | 56.4837
8546 | 187.4004 | 55.8736 | 187.4004 | 55.8736
8547 | 186.4905 | 49.3189 | 186.4905 | 49.3189
8548 | 186.7611 | 59.7856 | 186.7611 | 59.7856
8549 | 188.5856 | 65.9128 | 188.5856 | 65.9128
8550 | 184.8922 | 59.2912 | 184.8922 | 59.2912
8551 | 177.8854 | 54.9437 | 177.8854 | 54.9437
8552 | 172.1662 | 48.5251 | 172.1662 | 48.5251
8553 | 171.7195 | 40.4741 | 171.7195 | 40.4741
8554 | 173.4885 | 24.2418 | 173.4885 | 24.2418
8555 | 169.9817 | 13.5864 | 169.9817 | 13.5864
8556 | 162.8118 | 12.1995 | 162.8118 | 12.1995
8557 | 152.2505 | 7.3838 | 152.2505 | 7.3838
8558 | 146.025 | 11.0857 | 146.025 | 11.0857
8559 | 139.7064 | 15.8388 | 139.7064 | 15.8388
8560 | 135.9667 | 29.6441 | 135.9667 | 29.6441
8561 | 136.6779 | 73.7315 | 136.6779 | 73.7315
8562 | 138.83 | 83.2163 | 138.83 | 83.2163
8563 | 146.5061 | 86.4258 | 146.5061 | 86.4258
8564 | 158.1174 | 82.9107 | 158.1174 | 82.9107
8565 | 171.4807 | 78.8658 | 171.4807 | 78.8658
8566 | 181.3672 | 72.8014 | 181.3672 | 72.8014
8567 | 195.7064 | 67.23 | 195.7064 | 67.23
8568 | 195.3782 | 60.3191 | 195.3782 | 60.3191
8569 | 187.6953 | 52.8734 | 187.6953 | 52.8734
8570 | 185.716 | 50.4149 | 185.716 | 50.4149
8571 | 184.7139 | 43.6546 | 184.7139 | 43.6546
8572 | 185.1873 | 54.5185 | 185.1873 | 54.5185
8573 | 184.5843 | 61.751 | 184.5843 | 61.751
8574 | 180.8802 | 56.9708 | 180.8802 | 56.9708
8575 | 174.437 | 53.2636 | 174.437 | 53.2636
8576 | 172.0025 | 46.9454 | 172.0025 | 46.9454
8577 | 172.2182 | 39.1117 | 172.2182 | 39.1117
8578 | 174.005 | 22.9449 | 174.005 | 22.9449
8579 | 170.3865 | 12.161 | 170.3865 | 12.161
8580 | 161.9748 | 10.3698 | 161.9748 | 10.3698
8581 | 151.0998 | 4.9699 | 151.0998 | 4.9699
8582 | 145.4246 | 7.6997 | 145.4246 | 7.6997
8583 | 139.5752 | 11.4901 | 139.5752 | 11.4901
8584 | 135.3295 | 26.6016 | 135.3295 | 26.6016
8585 | 135.939 | 71.14 | 135.939 | 71.14
8586 | 138.9855 | 80.4729 | 138.9855 | 80.4729
8587 | 147.1332 | 83.1754 | 147.1332 | 83.1754
8588 | 164.3339 | 79.0714 | 164.3339 | 79.0714
8589 | 176.7743 | 74.8115 | 176.7743 | 74.8115
8590 | 186.9362 | 69.0509 | 186.9362 | 69.0509
8591 | 201.559 | 64.3511 | 201.559 | 64.3511
8592 | 204.1965 | 57.0943 | 204.1965 | 57.0943
8593 | 191.5622 | 49.7725 | 191.5622 | 49.7725
8594 | 189.5734 | 45.6198 | 189.5734 | 45.6198
8595 | 192.628 | 41.1986 | 192.628 | 41.1986
8596 | 192.2693 | 53.9297 | 192.2693 | 53.9297
8597 | 190.814 | 61.751 | 190.814 | 61.751
8598 | 188.374 | 56.9708 | 188.374 | 56.9708
8599 | 178.3276 | 53.2636 | 178.3276 | 53.2636
8600 | 171.728 | 46.9454 | 171.728 | 46.9454
8601 | 170.0183 | 39.1117 | 170.0183 | 39.1117
8602 | 172.3222 | 22.9449 | 172.3222 | 22.9449
8603 | 169.6148 | 12.161 | 169.6148 | 12.161
8604 | 160.9153 | 10.3698 | 160.9153 | 10.3698
8605 | 150.2971 | 4.9699 | 150.2971 | 4.9699
8606 | 143.7426 | 7.6997 | 143.7426 | 7.6997
8607 | 136.7453 | 10.6722 | 136.7453 | 10.6722
8608 | 132.5262 | 21.5191 | 132.5262 | 21.5191
8609 | 133.843 | 65.1041 | 133.843 | 65.1041
8610 | 137.0932 | 76.3742 | 137.0932 | 76.3742
8611 | 146.3363 | 80.7848 | 146.3363 | 80.7848
8612 | 163.1507 | 77.7931 | 163.1507 | 77.7931
8613 | 175.2558 | 74.4633 | 175.2558 | 74.4633
8614 | 183.8776 | 69.4879 | 183.8776 | 69.4879
8615 | 200.6359 | 66.7322 | 200.6359 | 66.7322
8616 | 201.6078 | 62.8171 | 201.6078 | 62.8171
8617 | 190.7023 | 58.9326 | 190.7023 | 58.9326
8618 | 187.4376 | 60.9771 | 187.4376 | 60.9771
8619 | 189.0378 | 57.986 | 189.0378 | 57.986
8620 | 189.0822 | 72.4159 | 189.0822 | 72.4159
8621 | 188.653 | 82.0833 | 188.653 | 82.0833
8622 | 187.4745 | 78.385 | 187.4745 | 78.385
8623 | 177.6635 | 74.4371 | 177.6635 | 74.4371
8624 | 172.7143 | 67.1001 | 172.7143 | 67.1001
8625 | 171.1844 | 57.9602 | 171.1844 | 57.9602
8626 | 173.4627 | 39.9123 | 173.4627 | 39.9123
8627 | 169.569 | 27.3687 | 169.569 | 27.3687
8628 | 161.0703 | 24.5447 | 161.0703 | 24.5447
8629 | 149.5126 | 18.9532 | 149.5126 | 18.9532
8630 | 143.0045 | 22.4471 | 143.0045 | 22.4471
8631 | 136.2691 | 27.0226 | 136.2691 | 27.0226
8632 | 131.547 | 40.8793 | 131.547 | 40.8793
8633 | 131.0958 | 85.9038 | 131.0958 | 85.9038
8634 | 135.0963 | 96.1761 | 135.0963 | 96.1761
8635 | 142.927 | 99.7127 | 142.927 | 99.7127
8636 | 157.9524 | 96.492 | 157.9524 | 96.492
8637 | 171.8516 | 92.2322 | 171.8516 | 92.2322
8638 | 182.8919 | 85.4294 | 182.8919 | 85.4294
8639 | 198.3287 | 79.1452 | 198.3287 | 79.1452
8640 | 201.0604 | 70.8112 | 201.0604 | 70.8112
8641 | 190.8907 | 64.4194 | 190.8907 | 64.4194
8642 | 187.4046 | 63.9098 | 187.4046 | 63.9098
8643 | 187.1977 | 57.8201 | 187.1977 | 57.8201
8644 | 186.9649 | 68.4223 | 186.9649 | 68.4223
8645 | 188.7706 | 73.9606 | 188.7706 | 73.9606
8646 | 185.3911 | 66.9512 | 185.3911 | 66.9512
8647 | 177.7124 | 61.3652 | 177.7124 | 61.3652
8648 | 172.2353 | 53.4744 | 172.2353 | 53.4744
8649 | 169.7084 | 44.5377 | 169.7084 | 44.5377
8650 | 172.7323 | 27.775 | 172.7323 | 27.775
8651 | 170.3144 | 16.8743 | 170.3144 | 16.8743
8652 | 160.6462 | 15.3542 | 160.6462 | 15.3542
8653 | 150.6655 | 10.6366 | 150.6655 | 10.6366
8654 | 144.3407 | 14.4624 | 144.3407 | 14.4624
8655 | 137.6498 | 19.5075 | 137.6498 | 19.5075
8656 | 132.269 | 34.7896 | 132.269 | 34.7896
8657 | 132.1512 | 80.3259 | 132.1512 | 80.3259
8658 | 134.9875 | 90.9697 | 134.9875 | 90.9697
8659 | 141.499 | 94.5695 | 141.499 | 94.5695
8660 | 154.43 | 91.1595 | 154.43 | 91.1595
8661 | 167.2667 | 86.9604 | 167.2667 | 86.9604
8662 | 176.674 | 80.5782 | 176.674 | 80.5782
8663 | 190.5683 | 74.6586 | 190.5683 | 74.6586
8664 | 193.3003 | 67.07 | 193.3003 | 67.07
8665 | 186.9625 | 59.3766 | 186.9625 | 59.3766
8666 | 182.8283 | 55.8455 | 182.8283 | 55.8455
8667 | 181.1398 | 47.6061 | 181.1398 | 47.6061
8668 | 181.0808 | 57.9629 | 181.0808 | 57.9629
8669 | 181.9311 | 64.5832 | 181.9311 | 64.5832
8670 | 178.9764 | 59.6113 | 178.9764 | 59.6113
8671 | 171.6231 | 55.7826 | 171.6231 | 55.7826
8672 | 166.6823 | 48.8873 | 166.6823 | 48.8873
8673 | 167.155 | 39.6609 | 167.155 | 39.6609
8674 | 171.7907 | 22.9449 | 171.7907 | 22.9449
8675 | 168.809 | 12.161 | 168.809 | 12.161
8676 | 159.785 | 10.3698 | 159.785 | 10.3698
8677 | 149.8896 | 6.3813 | 149.8896 | 6.3813
8678 | 144.0223 | 11.8569 | 144.0223 | 11.8569
8679 | 137.932 | 17.54 | 137.932 | 17.54
8680 | 131.8363 | 31.0788 | 131.8363 | 31.0788
8681 | 131.3584 | 74.9676 | 131.3584 | 74.9676
8682 | 133.7523 | 84.4805 | 133.7523 | 84.4805
8683 | 140.4618 | 87.6222 | 140.4618 | 87.6222
8684 | 152.0426 | 84.0113 | 152.0426 | 84.0113
8685 | 163.2571 | 79.8917 | 163.2571 | 79.8917
8686 | 174.1422 | 73.888 | 174.1422 | 73.888
8687 | 188.3512 | 68.0572 | 188.3512 | 68.0572
8688 | 191.0713 | 59.8868 | 191.0713 | 59.8868
8689 | 183.9386 | 52.4925 | 183.9386 | 52.4925
8690 | 181.4756 | 51.1182 | 181.4756 | 51.1182
8691 | 183.0116 | 44.8627 | 183.0116 | 44.8627
8692 | 183.7944 | 55.6472 | 183.7944 | 55.6472
8693 | 184.3874 | 61.751 | 184.3874 | 61.751
8694 | 180.8126 | 56.9708 | 180.8126 | 56.9708
8695 | 173.6818 | 53.2636 | 173.6818 | 53.2636
8696 | 170.3755 | 46.9454 | 170.3755 | 46.9454
8697 | 169.8473 | 39.1117 | 169.8473 | 39.1117
8698 | 170.5477 | 22.9449 | 170.5477 | 22.9449
8699 | 167.9251 | 12.161 | 167.9251 | 12.161
8700 | 159.6195 | 10.3698 | 159.6195 | 10.3698
8701 | 149.0075 | 4.9699 | 149.0075 | 4.9699
8702 | 142.6288 | 8.9032 | 142.6288 | 8.9032
8703 | 136.7141 | 15.1938 | 136.7141 | 15.1938
8704 | 131.3474 | 28.5948 | 131.3474 | 28.5948
8705 | 131.1358 | 71.4648 | 131.1358 | 71.4648
8706 | 134.0865 | 80.8188 | 134.0865 | 80.8188
8707 | 141.6158 | 84.8345 | 141.6158 | 84.8345
8708 | 155.3477 | 83.4131 | 155.3477 | 83.4131
8709 | 167.155 | 81.5695 | 167.155 | 81.5695
8710 | 178.3104 | 77.9377 | 178.3104 | 77.9377
8711 | 194.4435 | 75.5769 | 194.4435 | 75.5769
8712 | 197.4373 | 71.9376 | 197.4373 | 71.9376
8713 | 188.6415 | 68.2657 | 188.6415 | 68.2657
8714 | 185.6354 | 69.6045 | 185.6354 | 69.6045
8715 | 186.6688 | 64.8912 | 186.6688 | 64.8912
8716 | 186.9086 | 76.5543 | 186.9086 | 76.5543
8717 | 185.6711 | 82.9713 | 185.6711 | 82.9713
8718 | 183.8793 | 76.9502 | 183.8793 | 76.9502
8719 | 178.1359 | 72.7617 | 178.1359 | 72.7617
8720 | 173.5548 | 66.1046 | 173.5548 | 66.1046
8721 | 173.278 | 58.6262 | 173.278 | 58.6262
8722 | 173.6063 | 43.4829 | 173.6063 | 43.4829
8723 | 169.9384 | 33.8696 | 169.9384 | 33.8696
8724 | 161.1482 | 34.5276 | 161.1482 | 34.5276
8725 | 153.2516 | 32.0376 | 153.2516 | 32.0376
8726 | 146.9346 | 34.6762 | 146.9346 | 34.6762
8727 | 140.7537 | 39.08 | 140.7537 | 39.08
8728 | 135.1689 | 51.2855 | 135.1689 | 51.2855
8729 | 134.626 | 91.6447 | 134.626 | 91.6447
8730 | 137.186 | 97.8172 | 137.186 | 97.8172
8731 | 143.2349 | 100.4842 | 143.2349 | 100.4842
8732 | 154.8778 | 95.5819 | 154.8778 | 95.5819
8733 | 163.8812 | 92.5826 | 163.8812 | 92.5826
8734 | 172.5458 | 82.3369 | 172.5458 | 82.3369
8735 | 188.5876 | 79.25 | 188.5876 | 79.25
8736 | 189.0634 | 73.3445 | 189.0634 | 73.3445
8737 | 179.3318 | 65.2083 | 179.3318 | 65.2083
8738 | 176.4438 | 65.4038 | 176.4438 | 65.4038
8739 | 174.6073 | 62.7129 | 174.6073 | 62.7129
8740 | 175.4655 | 71.8547 | 175.4655 | 71.8547
8741 | 178.0448 | 78.891 | 178.0448 | 78.891
8742 | 174.2815 | 72.8391 | 174.2815 | 72.8391
8743 | 170.9593 | 67.223 | 170.9593 | 67.223
8744 | 167.2851 | 57.1902 | 167.2851 | 57.1902
8745 | 168.0077 | 51.2625 | 168.0077 | 51.2625
8746 | 171.7394 | 35.4336 | 171.7394 | 35.4336
8747 | 167.7151 | 25.2779 | 167.7151 | 25.2779
8748 | 160.6999 | 23.872 | 160.6999 | 23.872
8749 | 151.8283 | 19.9564 | 151.8283 | 19.9564
8750 | 144.3125 | 21.6339 | 144.3125 | 21.6339
8751 | 139.408 | 25.879 | 139.408 | 25.879
8752 | 134.4924 | 38.3444 | 134.4924 | 38.3444
8753 | 134.3944 | 79.4762 | 134.3944 | 79.4762
8754 | 137.1844 | 86.5799 | 137.1844 | 86.5799
8755 | 144.7925 | 89.4631 | 144.7925 | 89.4631
8756 | 160.1305 | 83.8756 | 160.1305 | 83.8756
8757 | 174.4614 | 80.3566 | 174.4614 | 80.3566
8758 | 186.876 | 70.2074 | 186.876 | 70.2074
8759 | 204.8391 | 67.9322 | 204.8391 | 67.9322