## Summary Scalars
Parameter | Value
Total Cost ($) | 1375038.1572
Capital Cost (CAPEX) | 27668.0614
Operating Cost (OPEX) | 1347370.0959
Annual Fuel Consumption Genset (L) | 193947.3684
Annual Fuel Consumption Diesel Furnace (L) | 428629.0111

## Generator Summary
Size | Built | Capacity (kW) | Capital Cost ($) | Operating Cost ($)
100 kW | 2 | 200 | 12771.4423 | 29800
500 kW | 0 | 0 | 0 | 0
1000 kW | 0 | 0 | 0 | 0
2000 kW | 0 | 0 | 0 | 0
Total | 2 | 200 | 12771.4423 | 29800

## Diesel Furnace Summary
Size | Built | Capacity (MW) | Capital Cost ($) | Operating Cost ($)
17.58 kW | 66 | 1160.28 | 14896.6191 | 18564.48
Total | 66 | 1160.28 | 14896.6191 | 18564.48

## Time Series
Time | Electric Load (kW) | Thermal Load (kW) | Diesel Generation (kW) | Thermal Generation (kW)
0 | 86.8027 | 29.4594 | 86.8027 | 29.4594
1 | 82.4044 | 26.3245 | 82.4044 | 26.3245
2 | 82.0181 | 27.0367 | 82.0181 | 27.0367
3 | 82.5845 | 26.9586 | 82.5845 | 26.9586
4 | 81.7083 | 30.3367 | 81.7083 | 30.3367
5 | 83.3153 | 32.0235 | 83.3153 | 32.0235
6 | 82.5903 | 28.9836 | 82.5903 | 28.9836
7 | 77.6602 | 25.8988 | 77.6602 | 25.8988
8 | 74.2982 | 20.9687 | 74.2982 | 20.9687
9 | 73.4791 | 18.843 | 73.4791 | 18.843
10 | 74.2362 | 12.2078 | 74.2362 | 12.2078
11 | 71.9172 | 7.9332 | 71.9172 | 7.9332
12 | 67.9059 | 7.762 | 67.9059 | 7.762
13 | 63.7473 | 6.294 | 63.7473 | 6.294
14 | 60.8056 | 7.4466 | 60.8056 | 7.4466
15 | 58.518 | 9.9454 | 58.518 | 9.9454
16 | 56.1743 | 15.3599 | 56.1743 | 15.3599
17 | 56.0252 | 33.6889 | 56.0252 | 33.6889
18 | 57.6133 | 37.0102 | 57.6133 | 37.0102
19 | 61.0872 | 37.815 | 61.0872 | 37.815
20 | 67.9002 | 36.2356 | 67.9002 | 36.2356
21 | 74.1265 | 35.4864 | 74.1265 | 35.4864
22 | 79.0869 | 31.7368 | 79.0869 | 31.7368
23 | 86.1539 | 30.9089 | 86.1539 | 30.9089
24 | 87.4719 | 29.1602 | 87.4719 | 29.1602
25 | 83.0978 | 25.9891 | 83.0978 | 25.9891
26 | 81.4541 | 26.3747 | 81.4541 | 26.3747
27 | 81.6057 | 25.7058 | 81.6057 | 25.7058
28 | 81.5925 | 28.8449 | 81.5925 | 28.8449
29 | 81.9427 | 30.648 | 81.9427 | 30.648
30 | 80.9376 | 28.2449 | 80.9376 | 28.2449
31 | 76.9989 | 26.2879 | 76.9989 | 26.2879
32 | 73.8484 | 21.8105 | 73.8484 | 21.8105
33 | 72.8467 | 19.7627 | 72.8467 | 19.7627
34 | 73.5996 | 13.0639 | 73.5996 | 13.0639
35 | 71.898 | 8.7607 | 71.898 | 8.7607
36 | 67.2374 | 8.3846 | 67.2374 | 8.3846
37 | 63.0156 | 6.5428 | 63.0156 | 6.5428
38 | 60.9096 | 7.7535 | 60.9096 | 7.7535
39 | 58.7495 | 10.1427 | 58.7495 | 10.1427
40 | 56.5256 | 15.6744 | 56.5256 | 15.6744
41 | 56.2848 | 34.2447 | 56.2848 | 34.2447
42 | 57.3465 | 37.2864 | 57.3465 | 37.2864
43 | 60.1981 | 38.1603 | 60.1981 | 38.1603
44 | 66.5242 | 36.8998 | 66.5242 | 36.8998
45 | 72.9738 | 36.3545 | 72.9738 | 36.3545
46 | 77.5491 | 32.1764 | 77.5491 | 32.1764
47 | 84.1601 | 30.9341 | 84.1601 | 30.9341
48 | 84.7027 | 28.6089 | 84.7027 | 28.6089
49 | 81.4655 | 24.3625 | 81.4655 | 24.3625
50 | 80.2863 | 23.8997 | 80.2863 | 23.8997
51 | 80.8204 | 23.1179 | 80.8204 | 23.1179
52 | 80.4905 | 26.0642 | 80.4905 | 26.0642
53 | 81.6272 | 27.4189 | 81.6272 | 27.4189
54 | 80.3723 | 24.4108 | 80.3723 | 24.4108
55 | 76.2033 | 22.4812 | 76.2033 | 22.4812
56 | 72.821 | 18.2636 | 72.821 | 18.2636
57 | 71.7152 | 16.4591 | 71.7152 | 16.4591
58 | 73.0918 | 9.9795 | 73.0918 | 9.9795
59 | 71.2368 | 5.7772 | 71.2368 | 5.7772
60 | 66.8837 | 5.3451 | 66.8837 | 5.3451
61 | 63.306 | 3.2173 | 63.306 | 3.2173
62 | 60.7793 | 3.812 | 60.7793 | 3.812
63 | 58.4551 | 5.3451 | 58.4551 | 5.3451
64 | 56.5066 | 11.3504 | 56.5066 | 11.3504
65 | 55.8935 | 30.4686 | 55.8935 | 30.4686
66 | 56.9336 | 33.4085 | 56.9336 | 33.4085
67 | 59.3354 | 33.9864 | 59.3354 | 33.9864
68 | 64.6721 | 32.4332 | 64.6721 | 32.4332
69 | 69.6907 | 31.8189 | 69.6907 | 31.8189
70 | 74.6448 | 27.7263 | 74.6448 | 27.7263
71 | 80.304 | 26.6309 | 80.304 | 26.6309
72 | 82.2024 | 24.926 | 82.2024 | 24.926
73 | 79.2214 | 21.8678 | 79.2214 | 21.8678
74 | 77.9949 | 22.602 | 77.9949 | 22.602
75 | 78.4145 | 22.3583 | 78.4145 | 22.3583
76 | 77.844 | 25.6805 | 77.844 | 25.6805
77 | 78.0835 | 27.3422 | 78.0835 | 27.3422
78 | 75.7799 | 24.6179 | 75.7799 | 24.6179
79 | 73.5288 | 22.4812 | 73.5288 | 22.4812
80 | 71.5688 | 18.2636 | 71.5688 | 18.2636
81 | 71.3208 | 16.4591 | 71.3208 | 16.4591
82 | 71.8019 | 9.9795 | 71.8019 | 9.9795
83 | 70.8591 | 6.049 | 70.8591 | 6.049
84 | 66.6325 | 6.3984 | 66.6325 | 6.3984
85 | 62.462 | 5.1321 | 62.462 | 5.1321
86 | 60.3699 | 6.5434 | 60.3699 | 6.5434
87 | 58.618 | 8.9852 | 58.618 | 8.9852
88 | 56.1608 | 13.8922 | 56.1608 | 13.8922
89 | 55.6466 | 31.9582 | 55.6466 | 31.9582
90 | 56.5643 | 35.1019 | 56.5643 | 35.1019
91 | 59.4988 | 36.0756 | 59.4988 | 36.0756
92 | 64.1306 | 34.7197 | 64.1306 | 34.7197
93 | 69.9437 | 33.8247 | 69.9437 | 33.8247
94 | 74.1904 | 29.7529 | 74.1904 | 29.7529
95 | 79.5618 | 28.8274 | 79.5618 | 28.8274
96 | 81.7383 | 26.8486 | 81.7383 | 26.8486
97 | 77.8409 | 23.7421 | 77.8409 | 23.7421
98 | 76.9209 | 24.0433 | 76.9209 | 24.0433
99 | 76.782 | 22.845 | 76.782 | 22.845
100 | 77.9682 | 25.2903 | 77.9682 | 25.2903
101 | 79.5894 | 26.7251 | 79.5894 | 26.7251
102 | 77.5684 | 24.5872 | 77.5684 | 24.5872
103 | 75.2623 | 23.8283 | 75.2623 | 23.8283
104 | 73.1991 | 21.1134 | 73.1991 | 21.1134
105 | 71.9229 | 20.0739 | 71.9229 | 20.0739
106 | 72.0906 | 13.5483 | 72.0906 | 13.5483
107 | 69.956 | 9.1904 | 69.956 | 9.1904
108 | 66.2685 | 9.1321 | 66.2685 | 9.1321
109 | 62.8587 | 7.8329 | 62.8587 | 7.8329
110 | 60.3729 | 9.4228 | 60.3729 | 9.4228
111 | 58.1979 | 11.7572 | 58.1979 | 11.7572
112 | 56.1695 | 16.9514 | 56.1695 | 16.9514
113 | 55.6071 | 35.5819 | 55.6071 | 35.5819
114 | 57.0824 | 38.9371 | 57.0824 | 38.9371
115 | 60.0933 | 40.0094 | 60.0933 | 40.0094
116 | 65.832 | 38.5768 | 65.832 | 38.5768
117 | 70.6853 | 37.9811 | 70.6853 | 37.9811
118 | 75.4118 | 34.0397 | 75.4118 | 34.0397
119 | 81.5607 | 32.632 | 81.5607 | 32.632
120 | 82.2488 | 30.3977 | 82.2488 | 30.3977
121 | 78.1087 | 27.3833 | 78.1087 | 27.3833
122 | 77.5806 | 28.6019 | 77.5806 | 28.6019
123 | 78.3218 | 29.1014 | 78.3218 | 29.1014
124 | 78.2144 | 33.1767 | 78.2144 | 33.1767
125 | 78.5569 | 35.3184 | 78.5569 | 35.3184
126 | 77.2011 | 32.878 | 77.2011 | 32.878
127 | 74.0339 | 30.943 | 74.0339 | 30.943
128 | 71.874 | 26.3943 | 71.874 | 26.3943
129 | 71.1766 | 24.387 | 71.1766 | 24.387
130 | 71.7288 | 17.8888 | 71.7288 | 17.8888
131 | 70.2087 | 13.9255 | 70.2087 | 13.9255
132 | 66.3484 | 13.6951 | 66.3484 | 13.6951
133 | 62.6059 | 11.8829 | 62.6059 | 11.8829
134 | 60.1528 | 12.8042 | 60.1528 | 12.8042
135 | 57.9663 | 14.9501 | 57.9663 | 14.9501
136 | 55.6226 | 20.0336 | 55.6226 | 20.0336
137 | 55.7294 | 38.5457 | 55.7294 | 38.5457
138 | 57.3914 | 41.4647 | 57.3914 | 41.4647
139 | 60.9056 | 41.944 | 60.9056 | 41.944
140 | 67.9912 | 40.1924 | 67.9912 | 40.1924
141 | 73.6276 | 39.3567 | 73.6276 | 39.3567
142 | 78.3818 | 35.4197 | 78.3818 | 35.4197
143 | 84.5326 | 34.2377 | 84.5326 | 34.2377
144 | 85.471 | 31.8664 | 85.471 | 31.8664
145 | 80.6753 | 28.4542 | 80.6753 | 28.4542
146 | 79.3452 | 28.808 | 79.3452 | 28.808
147 | 80.7363 | 28.6203 | 80.7363 | 28.6203
148 | 80.1144 | 32.2143 | 80.1144 | 32.2143
149 | 80.1637 | 34.1171 | 80.1637 | 34.1171
150 | 78.5792 | 31.7414 | 78.5792 | 31.7414
151 | 75.3569 | 29.7121 | 75.3569 | 29.7121
152 | 72.2326 | 25.2741 | 72.2326 | 25.2741
153 | 71.7432 | 23.2603 | 71.7432 | 23.2603
154 | 72.361 | 16.2337 | 72.361 | 16.2337
155 | 70.3705 | 11.8835 | 70.3705 | 11.8835
156 | 66.4451 | 11.5292 | 66.4451 | 11.5292
157 | 62.3106 | 9.8267 | 62.3106 | 9.8267
158 | 59.6397 | 10.7842 | 59.6397 | 10.7842
159 | 57.011 | 12.8412 | 57.011 | 12.8412
160 | 54.78 | 18.1647 | 54.78 | 18.1647
161 | 54.7624 | 36.8062 | 54.7624 | 36.8062
162 | 56.7389 | 40.0551 | 56.7389 | 40.0551
163 | 59.8976 | 40.8764 | 59.8976 | 40.8764
164 | 66.5982 | 39.4087 | 66.5982 | 39.4087
165 | 72.5988 | 38.7703 | 72.5988 | 38.7703
166 | 76.6631 | 34.7478 | 76.6631 | 34.7478
167 | 82.418 | 33.4606 | 82.418 | 33.4606
168 | 83.0448 | 30.6597 | 83.0448 | 30.6597
169 | 78.9654 | 26.7914 | 78.9654 | 26.7914
170 | 77.9109 | 26.4931 | 77.9109 | 26.4931
171 | 78.9608 | 25.9316 | 78.9608 | 25.9316
172 | 78.4239 | 29.1376 | 78.4239 | 29.1376
173 | 78.6142 | 30.9001 | 78.6142 | 30.9001
174 | 77.1667 | 28.212 | 77.1667 | 28.212
175 | 73.6549 | 25.9766 | 73.6549 | 25.9766
176 | 70.8418 | 21.3732 | 70.8418 | 21.3732
177 | 70.151 | 19.2881 | 70.151 | 19.2881
178 | 71.4836 | 12.5903 | 71.4836 | 12.5903
179 | 69.5536 | 8.3672 | 69.5536 | 8.3672
180 | 65.6183 | 8.0557 | 65.6183 | 8.0557
181 | 61.8935 | 6.2425 | 61.8935 | 6.2425
182 | 59.0744 | 7.3666 | 59.0744 | 7.3666
183 | 56.7633 | 9.7295 | 56.7633 | 9.7295
184 | 54.743 | 15.7095 | 54.743 | 15.7095
185 | 55.0065 | 34.9242 | 55.0065 | 34.9242
186 | 56.5337 | 38.57 | 56.5337 | 38.57
187 | 60.3448 | 39.8538 | 60.3448 | 39.8538
188 | 67.2813 | 38.8146 | 67.2813 | 38.8146
189 | 73.128 | 38.6442 | 73.128 | 38.6442
190 | 78.288 | 35.0996 | 78.288 | 35.0996
191 | 84.2175 | 33.8004 | 84.2175 | 33.8004
192 | 84.8825 | 30.6838 | 84.8825 | 30.6838
193 | 81.4805 | 26.5722 | 81.4805 | 26.5722
194 | 78.9058 | 26.0426 | 78.9058 | 26.0426
195 | 79.957 | 24.3543 | 79.957 | 24.3543
196 | 80.4389 | 26.5552 | 80.4389 | 26.5552
197 | 81.3308 | 27.4222 | 81.3308 | 27.4222
198 | 79.7732 | 24.1389 | 79.7732 | 24.1389
199 | 75.8665 | 22.4812 | 75.8665 | 22.4812
200 | 74.0174 | 18.2636 | 74.0174 | 18.2636
201 | 72.678 | 16.4591 | 72.678 | 16.4591
202 | 73.1318 | 9.9795 | 73.1318 | 9.9795
203 | 70.0818 | 5.7772 | 70.0818 | 5.7772
204 | 66.3073 | 5.3451 | 66.3073 | 5.3451
205 | 62.3137 | 3.2173 | 62.3137 | 3.2173
206 | 59.9891 | 3.812 | 59.9891 | 3.812
207 | 57.9606 | 5.3451 | 57.9606 | 5.3451
208 | 56.2606 | 10.399 | 56.2606 | 10.399
209 | 55.8707 | 28.7533 | 55.8707 | 28.7533
210 | 57.0618 | 30.973 | 57.0618 | 30.973
211 | 60.4865 | 31.5575 | 60.4865 | 31.5575
212 | 66.109 | 31.0182 | 66.109 | 31.0182
213 | 71.4127 | 31.7729 | 71.4127 | 31.7729
214 | 75.9801 | 28.4453 | 75.9801 | 28.4453
215 | 83.0875 | 27.5143 | 83.0875 | 27.5143
216 | 84.3935 | 25.9037 | 84.3935 | 25.9037
217 | 81.0811 | 23.1502 | 81.0811 | 23.1502
218 | 80.674 | 24.0587 | 80.674 | 24.0587
219 | 80.3402 | 23.8216 | 80.3402 | 23.8216
220 | 80.6925 | 27.2567 | 80.6925 | 27.2567
221 | 80.7868 | 29.2373 | 80.7868 | 29.2373
222 | 79.7725 | 27.1839 | 79.7725 | 27.1839
223 | 76.4291 | 25.8111 | 76.4291 | 25.8111
224 | 73.416 | 22.2807 | 73.416 | 22.2807
225 | 72.6279 | 21.1711 | 72.6279 | 21.1711
226 | 73.2853 | 15.0006 | 73.2853 | 15.0006
227 | 70.6527 | 11.0866 | 70.6527 | 11.0866
228 | 66.8734 | 11.105 | 66.8734 | 11.105
229 | 62.971 | 9.5187 | 62.971 | 9.5187
230 | 60.2275 | 10.6702 | 60.2275 | 10.6702
231 | 58.2858 | 12.8621 | 58.2858 | 12.8621
232 | 55.9287 | 17.8074 | 55.9287 | 17.8074
233 | 55.9343 | 36.2363 | 55.9343 | 36.2363
234 | 56.866 | 39.2967 | 56.866 | 39.2967
235 | 59.115 | 40.1267 | 59.115 | 40.1267
236 | 64.2061 | 38.7335 | 64.2061 | 38.7335
237 | 69.0204 | 38.2507 | 69.0204 | 38.2507
238 | 73.4353 | 34.5034 | 73.4353 | 34.5034
239 | 80.155 | 33.5603 | 80.155 | 33.5603
240 | 80.8413 | 31.3195 | 80.8413 | 31.3195
241 | 78.1229 | 28.1155 | 78.1229 | 28.1155
242 | 77.3314 | 28.0945 | 77.3314 | 28.0945
243 | 76.924 | 27.4628 | 76.924 | 27.4628
244 | 77.9472 | 30.7916 | 77.9472 | 30.7916
245 | 78.6765 | 32.5584 | 78.6765 | 32.5584
246 | 77.0412 | 30.0896 | 77.0412 | 30.0896
247 | 74.1854 | 28.0022 | 74.1854 | 28.0022
248 | 71.7377 | 23.5226 | 71.7377 | 23.5226
249 | 70.9107 | 21.4167 | 70.9107 | 21.4167
250 | 71.7363 | 14.5819 | 71.7363 | 14.5819
251 | 69.1959 | 10.1495 | 69.1959 | 10.1495
252 | 65.8638 | 9.7119 | 65.8638 | 9.7119
253 | 62.3973 | 7.8362 | 62.3973 | 7.8362
254 | 59.9722 | 8.786 | 59.9722 | 8.786
255 | 58.221 | 10.9012 | 58.221 | 10.9012
256 | 55.7884 | 16.0077 | 55.7884 | 16.0077
257 | 55.8989 | 34.0781 | 55.8989 | 34.0781
258 | 56.4325 | 36.9094 | 56.4325 | 36.9094
259 | 58.8921 | 37.7679 | 58.8921 | 37.7679
260 | 63.0842 | 36.6904 | 63.0842 | 36.6904
261 | 67.7603 | 36.3929 | 67.7603 | 36.3929
262 | 72.4912 | 32.5216 | 72.4912 | 32.5216
263 | 78.0387 | 31.4833 | 78.0387 | 31.4833
264 | 79.7138 | 29.2928 | 79.7138 | 29.2928
265 | 77.1621 | 25.4882 | 77.1621 | 25.4882
266 | 76.7156 | 25.34 | 76.7156 | 25.34
267 | 76.358 | 24.123 | 76.358 | 24.123
268 | 76.4758 | 26.7996 | 76.4758 | 26.7996
269 | 77.0335 | 28.2212 | 77.0335 | 28.2212
270 | 75.0548 | 25.9223 | 75.0548 | 25.9223
271 | 72.6222 | 24.3763 | 72.6222 | 24.3763
272 | 70.8433 | 20.3966 | 70.8433 | 20.3966
273 | 71.0895 | 18.5011 | 71.0895 | 18.5011
274 | 72.0316 | 11.6916 | 72.0316 | 11.6916
275 | 70.0549 | 7.2898 | 70.0549 | 7.2898
276 | 66.145 | 6.7481 | 66.145 | 6.7481
277 | 62.1832 | 4.6521 | 62.1832 | 4.6521
278 | 60.0297 | 5.4934 | 60.0297 | 5.4934
279 | 58.2447 | 7.7335 | 58.2447 | 7.7335
280 | 56.4387 | 13.2093 | 56.4387 | 13.2093
281 | 55.7187 | 31.8968 | 55.7187 | 31.8968
282 | 56.6699 | 35.9799 | 56.6699 | 35.9799
283 | 59.0453 | 38.2118 | 59.0453 | 38.2118
284 | 64.2918 | 37.4697 | 64.2918 | 37.4697
285 | 69.2581 | 37.1557 | 69.2581 | 37.1557
286 | 73.4373 | 33.3952 | 73.4373 | 33.3952
287 | 79.4975 | 32.0806 | 79.4975 | 32.0806
288 | 81.0974 | 28.6812 | 81.0974 | 28.6812
289 | 77.9049 | 23.7552 | 77.9049 | 23.7552
290 | 76.828 | 23.4909 | 76.828 | 23.4909
291 | 77.033 | 21.6064 | 77.033 | 21.6064
292 | 77.1999 | 23.9476 | 77.1999 | 23.9476
293 | 78.5696 | 26.0871 | 78.5696 | 26.0871
294 | 77.5137 | 24.1389 | 77.5137 | 24.1389
295 | 74.3673 | 22.4812 | 74.3673 | 22.4812
296 | 72.5434 | 18.2636 | 72.5434 | 18.2636
297 | 71.9851 | 16.4591 | 71.9851 | 16.4591
298 | 71.5609 | 9.9795 | 71.5609 | 9.9795
299 | 69.4745 | 5.7772 | 69.4745 | 5.7772
300 | 65.5084 | 5.3451 | 65.5084 | 5.3451
301 | 61.5818 | 3.2173 | 61.5818 | 3.2173
302 | 59.3926 | 3.812 | 59.3926 | 3.812
303 | 57.3827 | 5.3451 | 57.3827 | 5.3451
304 | 54.9562 | 10.3398 | 54.9562 | 10.3398
305 | 54.8972 | 28.191 | 54.8972 | 28.191
306 | 56.508 | 30.6902 | 56.508 | 30.6902
307 | 59.5727 | 31.5005 | 59.5727 | 31.5005
308 | 66.2773 | 30.7069 | 66.2773 | 30.7069
309 | 72.298 | 30.3721 | 72.298 | 30.3721
310 | 76.1131 | 26.9579 | 76.1131 | 26.9579
311 | 82.8841 | 26.6747 | 82.8841 | 26.6747
312 | 82.4075 | 24.6904 | 82.4075 | 24.6904
313 | 78.527 | 20.41 | 78.527 | 20.41
314 | 77.5743 | 20.4821 | 77.5743 | 20.4821
315 | 78.0332 | 19.5841 | 78.0332 | 19.5841
316 | 77.6948 | 23.6089 | 77.6948 | 23.6089
317 | 78.5924 | 26.0871 | 78.5924 | 26.0871
318 | 77.2111 | 24.1389 | 77.2111 | 24.1389
319 | 73.5124 | 22.4812 | 73.5124 | 22.4812
320 | 71.0112 | 18.2636 | 71.0112 | 18.2636
321 | 70.3617 | 16.4591 | 70.3617 | 16.4591
322 | 71.5196 | 9.9795 | 71.5196 | 9.9795
323 | 69.2092 | 5.7772 | 69.2092 | 5.7772
324 | 64.2931 | 5.3451 | 64.2931 | 5.3451
325 | 60.1723 | 3.2173 | 60.1723 | 3.2173
326 | 58.2665 | 3.812 | 58.2665 | 3.812
327 | 56.0692 | 5.3451 | 56.0692 | 5.3451
328 | 53.7781 | 9.3402 | 53.7781 | 9.3402
329 | 53.732 | 26.3386 | 53.732 | 26.3386
330 | 55.6625 | 29.5634 | 55.6625 | 29.5634
331 | 58.5029 | 30.7025 | 58.5029 | 30.7025
332 | 65.1019 | 29.5089 | 65.1019 | 29.5089
333 | 71.2449 | 29.2036 | 71.2449 | 29.2036
334 | 76.0122 | 25.0277 | 76.0122 | 25.0277
335 | 81.3407 | 24.1494 | 81.3407 | 24.1494
336 | 82.5007 | 22.8457 | 82.5007 | 22.8457
337 | 78.3145 | 19.3873 | 78.3145 | 19.3873
338 | 77.5851 | 19.8596 | 77.5851 | 19.8596
339 | 77.6378 | 19.4515 | 77.6378 | 19.4515
340 | 77.4628 | 23.6089 | 77.4628 | 23.6089
341 | 78.098 | 26.0871 | 78.098 | 26.0871
342 | 76.8706 | 24.1389 | 76.8706 | 24.1389
343 | 73.3605 | 22.4812 | 73.3605 | 22.4812
344 | 70.9325 | 18.2636 | 70.9325 | 18.2636
345 | 70.5824 | 16.4591 | 70.5824 | 16.4591
346 | 71.7082 | 9.9795 | 71.7082 | 9.9795
347 | 68.6606 | 5.7772 | 68.6606 | 5.7772
348 | 64.1775 | 5.3451 | 64.1775 | 5.3451
349 | 60.5465 | 3.2173 | 60.5465 | 3.2173
350 | 58.0825 | 3.812 | 58.0825 | 3.812
351 | 56.1757 | 5.3451 | 56.1757 | 5.3451
352 | 54.2905 | 11.095 | 54.2905 | 11.095
353 | 54.2655 | 29.4548 | 54.2655 | 29.4548
354 | 56.0215 | 32.3069 | 56.0215 | 32.3069
355 | 59.1933 | 33.0591 | 59.1933 | 33.0591
356 | 65.4373 | 31.4851 | 65.4373 | 31.4851
357 | 71.3116 | 30.7107 | 71.3116 | 30.7107
358 | 76.5509 | 26.8121 | 76.5509 | 26.8121
359 | 82.0534 | 25.7781 | 82.0534 | 25.7781
360 | 82.2375 | 23.7379 | 82.2375 | 23.7379
361 | 79.0544 | 20.6106 | 79.0544 | 20.6106
362 | 77.5336 | 21.3042 | 77.5336 | 21.3042
363 | 77.665 | 21.0112 | 77.665 | 21.0112
364 | 77.6626 | 24.1679 | 77.6626 | 24.1679
365 | 78.8547 | 26.0871 | 78.8547 | 26.0871
366 | 77.2325 | 24.1389 | 77.2325 | 24.1389
367 | 73.8339 | 22.4812 | 73.8339 | 22.4812
368 | 71.3539 | 18.2636 | 71.3539 | 18.2636
369 | 70.5051 | 16.4591 | 70.5051 | 16.4591
370 | 71.8905 | 9.9795 | 71.8905 | 9.9795
371 | 69.4946 | 5.7772 | 69.4946 | 5.7772
372 | 65.2533 | 5.3451 | 65.2533 | 5.3451
373 | 61.2195 | 3.2173 | 61.2195 | 3.2173
374 | 58.3811 | 3.812 | 58.3811 | 3.812
375 | 56.6666 | 6.2296 | 56.6666 | 6.2296
376 | 54.493 | 11.4907 | 54.493 | 11.4907
377 | 54.1611 | 29.2991 | 54.1611 | 29.2991
378 | 55.4585 | 31.9332 | 55.4585 | 31.9332
379 | 58.1723 | 32.715 | 58.1723 | 32.715
380 | 64.1278 | 31.3339 | 64.1278 | 31.3339
381 | 69.8436 | 30.9212 | 69.8436 | 30.9212
382 | 74.5384 | 27.37 | 74.5384 | 27.37
383 | 80.5622 | 26.7712 | 80.5622 | 26.7712
384 | 81.3599 | 25.2505 | 81.3599 | 25.2505
385 | 77.4461 | 22.4334 | 77.4461 | 22.4334
386 | 76.4751 | 23.0053 | 76.4751 | 23.0053
387 | 76.6453 | 22.4953 | 76.6453 | 22.4953
388 | 77.1787 | 25.6224 | 77.1787 | 25.6224
389 | 76.5779 | 27.3641 | 76.5779 | 27.3641
390 | 75.8388 | 24.9007 | 75.8388 | 24.9007
391 | 73.0978 | 22.7454 | 73.0978 | 22.7454
392 | 69.3483 | 18.2636 | 69.3483 | 18.2636
393 | 68.6758 | 16.4591 | 68.6758 | 16.4591
394 | 70.2315 | 9.9795 | 70.2315 | 9.9795
395 | 68.6343 | 5.7772 | 68.6343 | 5.7772
396 | 64.9426 | 5.3451 | 64.9426 | 5.3451
397 | 60.9836 | 3.2173 | 60.9836 | 3.2173
398 | 58.8408 | 3.9029 | 58.8408 | 3.9029
399 | 57.0079 | 6.4533 | 57.0079 | 6.4533
400 | 54.8188 | 12.3796 | 54.8188 | 12.3796
401 | 54.4518 | 30.769 | 54.4518 | 30.769
402 | 55.3354 | 33.6836 | 55.3354 | 33.6836
403 | 57.0659 | 34.6923 | 57.0659 | 34.6923
404 | 62.416 | 33.56 | 62.416 | 33.56
405 | 67.4038 | 33.3183 | 67.4038 | 33.3183
406 | 72.0457 | 29.8143 | 72.0457 | 29.8143
407 | 78.6111 | 28.9919 | 78.6111 | 28.9919
408 | 80.1181 | 26.1931 | 80.1181 | 26.1931
409 | 77.0049 | 21.984 | 77.0049 | 21.984
410 | 76.1392 | 21.7689 | 76.1392 | 21.7689
411 | 75.7853 | 20.4752 | 75.7853 | 20.4752
412 | 76.3696 | 23.6089 | 76.3696 | 23.6089
413 | 76.82 | 26.0871 | 76.82 | 26.0871
414 | 74.7687 | 24.1389 | 74.7687 | 24.1389
415 | 71.7931 | 22.4812 | 71.7931 | 22.4812
416 | 69.5039 | 18.2636 | 69.5039 | 18.2636
417 | 69.2552 | 16.4591 | 69.2552 | 16.4591
418 | 70.8511 | 9.9795 | 70.8511 | 9.9795
419 | 68.312 | 5.7772 | 68.312 | 5.7772
420 | 64.2155 | 5.3451 | 64.2155 | 5.3451
421 | 60.9284 | 3.2173 | 60.9284 | 3.2173
422 | 58.6845 | 3.812 | 58.6845 | 3.812
423 | 56.9264 | 5.3451 | 56.9264 | 5.3451
424 | 54.6799 | 10.2642 | 54.6799 | 10.2642
425 | 54.5087 | 28.2217 | 54.5087 | 28.2217
426 | 54.9577 | 30.9576 | 54.9577 | 30.9576
427 | 57.1579 | 31.7241 | 57.1579 | 31.7241
428 | 61.6887 | 30.3309 | 61.6887 | 30.3309
429 | 66.1677 | 29.7352 | 66.1677 | 29.7352
430 | 70.7891 | 25.7807 | 70.7891 | 25.7807
431 | 76.9374 | 25.2794 | 76.9374 | 25.2794
432 | 78.2949 | 23.3948 | 78.2949 | 23.3948
433 | 75.6643 | 19.1374 | 75.6643 | 19.1374
434 | 74.6245 | 19.0485 | 74.6245 | 19.0485
435 | 75.0661 | 19.4515 | 75.0661 | 19.4515
436 | 75.5662 | 23.6089 | 75.5662 | 23.6089
437 | 75.8592 | 26.0871 | 75.8592 | 26.0871
438 | 75.0096 | 24.1389 | 75.0096 | 24.1389
439 | 72.5195 | 22.4812 | 72.5195 | 22.4812
440 | 70.5212 | 18.2636 | 70.5212 | 18.2636
441 | 70.5791 | 16.4591 | 70.5791 | 16.4591
442 | 71.1838 | 9.9795 | 71.1838 | 9.9795
443 | 68.1352 | 5.7772 | 68.1352 | 5.7772
444 | 63.9496 | 5.3451 | 63.9496 | 5.3451
445 | 60.3607 | 3.2173 | 60.3607 | 3.2173
446 | 58.0932 | 3.812 | 58.0932 | 3.812
447 | 56.4674 | 5.3451 | 56.4674 | 5.3451
448 | 54.829 | 9.3402 | 54.829 | 9.3402
449 | 53.9011 | 26.4482 | 53.9011 | 26.4482
450 | 54.7981 | 29.4713 | 54.7981 | 29.4713
451 | 57.3978 | 30.4439 | 57.3978 | 30.4439
452 | 62.6626 | 29.1943 | 62.6626 | 29.1943
453 | 68.0924 | 28.8682 | 68.0924 | 28.8682
454 | 72.6046 | 25.3105 | 72.6046 | 25.3105
455 | 78.8942 | 24.6656 | 78.8942 | 24.6656
456 | 79.4127 | 22.5651 | 79.4127 | 22.5651
457 | 76.843 | 18.6047 | 76.843 | 18.6047
458 | 75.4009 | 19.0539 | 75.4009 | 19.0539
459 | 76.138 | 19.4515 | 76.138 | 19.4515
460 | 75.994 | 23.6089 | 75.994 | 23.6089
461 | 76.9137 | 26.0871 | 76.9137 | 26.0871
462 | 76.0685 | 24.1389 | 76.0685 | 24.1389
463 | 73.6052 | 22.4812 | 73.6052 | 22.4812
464 | 70.8025 | 18.2636 | 70.8025 | 18.2636
465 | 70.7967 | 16.4591 | 70.7967 | 16.4591
466 | 71.2701 | 9.9795 | 71.2701 | 9.9795
467 | 68.4678 | 5.7772 | 68.4678 | 5.7772
468 | 65.2947 | 5.3451 | 65.2947 | 5.3451
469 | 61.4852 | 3.2173 | 61.4852 | 3.2173
470 | 59.2853 | 3.9259 | 59.2853 | 3.9259
471 | 57.685 | 6.2362 | 57.685 | 6.2362
472 | 56.2985 | 11.4523 | 56.2985 | 11.4523
473 | 55.6271 | 29.6554 | 55.6271 | 29.6554
474 | 56.9529 | 32.4395 | 56.9529 | 32.4395
475 | 60.3741 | 33.2882 | 60.3741 | 33.2882
476 | 67.5344 | 31.9784 | 67.5344 | 31.9784
477 | 73.9605 | 31.5032 | 73.9605 | 31.5032
478 | 78.4406 | 27.8414 | 78.4406 | 27.8414
479 | 84.9884 | 27.1406 | 84.9884 | 27.1406
480 | 85.6731 | 25.2559 | 85.6731 | 25.2559
481 | 81.0677 | 21.9862 | 81.0677 | 21.9862
482 | 80.8941 | 22.1011 | 80.8941 | 22.1011
483 | 81.8989 | 21.0036 | 81.8989 | 21.0036
484 | 80.894 | 23.7459 | 80.894 | 23.7459
485 | 81.2874 | 26.0871 | 81.2874 | 26.0871
486 | 80.4513 | 24.1389 | 80.4513 | 24.1389
487 | 76.129 | 22.4812 | 76.129 | 22.4812
488 | 73.1572 | 18.2636 | 73.1572 | 18.2636
489 | 72.7109 | 16.4591 | 72.7109 | 16.4591
490 | 73.2431 | 9.9795 | 73.2431 | 9.9795
491 | 69.8993 | 5.7772 | 69.8993 | 5.7772
492 | 65.2238 | 5.3451 | 65.2238 | 5.3451
493 | 61.4813 | 3.2173 | 61.4813 | 3.2173
494 | 59.3787 | 3.812 | 59.3787 | 3.812
495 | 58.0066 | 5.3451 | 58.0066 | 5.3451
496 | 56.2849 | 9.4684 | 56.2849 | 9.4684
497 | 55.7277 | 27.2977 | 55.7277 | 27.2977
498 | 56.8718 | 29.8287 | 56.8718 | 29.8287
499 | 59.9376 | 30.5239 | 59.9376 | 30.5239
500 | 66.6802 | 29.0409 | 66.6802 | 29.0409
501 | 72.8007 | 28.5186 | 72.8007 | 28.5186
502 | 77.9911 | 24.6748 | 77.9911 | 24.6748
503 | 83.4904 | 23.9817 | 83.4904 | 23.9817
504 | 84.8042 | 22.2406 | 84.8042 | 22.2406
505 | 80.5232 | 18.653 | 80.5232 | 18.653
506 | 79.6763 | 18.8468 | 79.6763 | 18.8468
507 | 79.9119 | 19.4515 | 79.9119 | 19.4515
508 | 79.643 | 23.6089 | 79.643 | 23.6089
509 | 79.3966 | 26.0871 | 79.3966 | 26.0871
510 | 78.6828 | 24.1389 | 78.6828 | 24.1389
511 | 75.2041 | 22.4812 | 75.2041 | 22.4812
512 | 72.848 | 18.2636 | 72.848 | 18.2636
513 | 72.819 | 16.4591 | 72.819 | 16.4591
514 | 72.8139 | 9.9795 | 72.8139 | 9.9795
515 | 69.7514 | 5.7772 | 69.7514 | 5.7772
516 | 65.0943 | 5.3451 | 65.0943 | 5.3451
517 | 61.4401 | 3.2173 | 61.4401 | 3.2173
518 | 59.4787 | 3.812 | 59.4787 | 3.812
519 | 57.8358 | 5.3451 | 57.8358 | 5.3451
520 | 56.5807 | 9.3402 | 56.5807 | 9.3402
521 | 56.1769 | 27.4489 | 56.1769 | 27.4489
522 | 57.3802 | 30.3405 | 57.3802 | 30.3405
523 | 60.7296 | 31.3317 | 60.7296 | 31.3317
524 | 67.2929 | 30.1019 | 67.2929 | 30.1019
525 | 73.2398 | 29.7122 | 73.2398 | 29.7122
526 | 78.2898 | 26.035 | 78.2898 | 26.035
527 | 83.9813 | 25.2685 | 83.9813 | 25.2685
528 | 83.3877 | 22.8742 | 83.3877 | 22.8742
529 | 79.3996 | 18.8371 | 79.3996 | 18.8371
530 | 77.9702 | 18.8468 | 77.9702 | 18.8468
531 | 79.5351 | 19.4515 | 79.5351 | 19.4515
532 | 79.4728 | 23.6089 | 79.4728 | 23.6089
533 | 79.5149 | 26.0871 | 79.5149 | 26.0871
534 | 77.1784 | 24.1389 | 77.1784 | 24.1389
535 | 74.2475 | 22.4812 | 74.2475 | 22.4812
536 | 72.1318 | 18.2636 | 72.1318 | 18.2636
537 | 72.0639 | 16.4591 | 72.0639 | 16.4591
538 | 72.2588 | 9.9795 | 72.2588 | 9.9795
539 | 69.3291 | 5.7772 | 69.3291 | 5.7772
540 | 64.9686 | 5.3451 | 64.9686 | 5.3451
541 | 61.1669 | 3.2173 | 61.1669 | 3.2173
542 | 58.9321 | 3.812 | 58.9321 | 3.812
543 | 57.6388 | 5.3451 | 57.6388 | 5.3451
544 | 56.0685 | 9.3402 | 56.0685 | 9.3402
545 | 55.0905 | 26.9151 | 55.0905 | 26.9151
546 | 56.0879 | 29.6314 | 56.0879 | 29.6314
547 | 58.9972 | 30.4143 | 58.9972 | 30.4143
548 | 65.1337 | 29.1516 | 65.1337 | 29.1516
549 | 70.5806 | 28.774 | 70.5806 | 28.774
550 | 76.3485 | 24.986 | 76.3485 | 24.986
551 | 81.2518 | 24.5089 | 81.2518 | 24.5089
552 | 81.9605 | 22.5892 | 81.9605 | 22.5892
553 | 78.4155 | 19.1309 | 78.4155 | 19.1309
554 | 77.5612 | 19.8749 | 77.5612 | 19.8749
555 | 78.1962 | 19.4515 | 78.1962 | 19.4515
556 | 77.8303 | 23.6089 | 77.8303 | 23.6089
557 | 78.1759 | 26.0871 | 78.1759 | 26.0871
558 | 76.2977 | 24.1389 | 76.2977 | 24.1389
559 | 74.1033 | 22.4812 | 74.1033 | 22.4812
560 | 71.107 | 18.2636 | 71.107 | 18.2636
561 | 71.0488 | 16.4591 | 71.0488 | 16.4591
562 | 71.6032 | 9.9795 | 71.6032 | 9.9795
563 | 69.251 | 5.7772 | 69.251 | 5.7772
564 | 65.1364 | 5.3451 | 65.1364 | 5.3451
565 | 61.5719 | 3.2173 | 61.5719 | 3.2173
566 | 59.5863 | 4.0531 | 59.5863 | 4.0531
567 | 58.0407 | 6.6604 | 58.0407 | 6.6604
568 | 56.096 | 11.7987 | 56.096 | 11.7987
569 | 55.5004 | 29.5786 | 55.5004 | 29.5786
570 | 56.1013 | 32.2718 | 56.1013 | 32.2718
571 | 58.2761 | 33.0986 | 58.2761 | 33.0986
572 | 63.5066 | 31.7865 | 63.5066 | 31.7865
573 | 67.9493 | 31.375 | 67.9493 | 31.375
574 | 72.3288 | 27.7975 | 72.3288 | 27.7975
575 | 78.15 | 27.499 | 78.15 | 27.499
576 | 79.2262 | 26.6546 | 79.2262 | 26.6546
577 | 76.1861 | 24.7538 | 76.1861 | 24.7538
578 | 74.987 | 26.6301 | 74.987 | 26.6301
579 | 75.6724 | 27.4584 | 75.6724 | 27.4584
580 | 76.1261 | 31.6619 | 76.1261 | 31.6619
581 | 76.0554 | 34.0623 | 76.0554 | 34.0623
582 | 74.0974 | 31.8861 | 74.0974 | 31.8861
583 | 71.0034 | 29.9313 | 71.0034 | 29.9313
584 | 68.9364 | 25.3377 | 68.9364 | 25.3377
585 | 69.8946 | 23.1539 | 69.8946 | 23.1539
586 | 71.0452 | 16.3488 | 71.0452 | 16.3488
587 | 67.8855 | 11.9712 | 67.8855 | 11.9712
588 | 63.8628 | 11.5106 | 63.8628 | 11.5106
589 | 60.5467 | 9.5702 | 60.5467 | 9.5702
590 | 58.7444 | 10.5551 | 58.7444 | 10.5551
591 | 57.2088 | 12.6176 | 57.2088 | 12.6176
592 | 55.1666 | 17.403 | 55.1666 | 17.403
593 | 54.5432 | 34.8935 | 54.5432 | 34.8935
594 | 55.3136 | 37.4037 | 55.3136 | 37.4037
595 | 57.8376 | 38.0638 | 57.8376 | 38.0638
596 | 62.1194 | 36.5655 | 62.1194 | 36.5655
597 | 66.358 | 35.9325 | 66.358 | 35.9325
598 | 71.3031 | 32.0525 | 71.3031 | 32.0525
599 | 76.8071 | 31.332 | 76.8071 | 31.332
600 | 77.0241 | 29.8409 | 77.0241 | 29.8409
601 | 74.6195 | 27.1761 | 74.6195 | 27.1761
602 | 73.2535 | 28.2348 | 73.2535 | 28.2348
603 | 74.1879 | 28.3572 | 74.1879 | 28.3572
604 | 74.7309 | 32.1715 | 74.7309 | 32.1715
605 | 75.0164 | 34.3889 | 75.0164 | 34.3889
606 | 73.3115 | 32.1502 | 73.3115 | 32.1502
607 | 70.7345 | 30.1713 | 70.7345 | 30.1713
608 | 69.1017 | 25.6468 | 69.1017 | 25.6468
609 | 69.4668 | 23.5946 | 69.4668 | 23.5946
610 | 70.0987 | 17.0262 | 70.0987 | 17.0262
611 | 67.5973 | 12.7231 | 67.5973 | 12.7231
612 | 63.7137 | 12.2866 | 63.7137 | 12.2866
613 | 59.9271 | 10.3221 | 59.9271 | 10.3221
614 | 57.8964 | 11.2862 | 57.8964 | 11.2862
615 | 56.5638 | 13.3608 | 56.5638 | 13.3608
616 | 54.9268 | 18.5802 | 54.9268 | 18.5802
617 | 54.1114 | 36.6692 | 54.1114 | 36.6692
618 | 55.081 | 39.4567 | 55.081 | 39.4567
619 | 57.8812 | 40.1815 | 57.8812 | 40.1815
620 | 63.2254 | 38.5198 | 63.2254 | 38.5198
621 | 68.3034 | 37.7136 | 68.3034 | 37.7136
622 | 72.9037 | 33.6944 | 72.9037 | 33.6944
623 | 78.3393 | 32.8369 | 78.3393 | 32.8369
624 | 78.9555 | 30.8394 | 78.9555 | 30.8394
625 | 75.3747 | 27.7428 | 75.3747 | 27.7428
626 | 74.6774 | 28.3115 | 74.6774 | 28.3115
627 | 75.197 | 27.8925 | 75.197 | 27.8925
628 | 75.2905 | 31.0239 | 75.2905 | 31.0239
629 | 76.3299 | 32.6165 | 76.3299 | 32.6165
630 | 74.9821 | 30.1148 | 74.9821 | 30.1148
631 | 71.7299 | 27.9211 | 71.7299 | 27.9211
632 | 70.2312 | 22.8123 | 70.2312 | 22.8123
633 | 70.6272 | 19.8756 | 70.6272 | 19.8756
634 | 71.6622 | 12.119 | 71.6622 | 12.119
635 | 68.4051 | 7.0377 | 68.4051 | 7.0377
636 | 63.4173 | 6.3634 | 63.4173 | 6.3634
637 | 59.976 | 4.2684 | 59.976 | 4.2684
638 | 57.9639 | 5.4824 | 57.9639 | 5.4824
639 | 56.7995 | 8.5084 | 56.7995 | 8.5084
640 | 55.3283 | 14.1399 | 55.3283 | 14.1399
641 | 54.669 | 32.3572 | 54.669 | 32.3572
642 | 55.6482 | 35.73 | 55.6482 | 35.73
643 | 59.1213 | 37.2944 | 59.1213 | 37.2944
644 | 65.9299 | 36.4318 | 65.9299 | 36.4318
645 | 72.7813 | 36.2898 | 72.7813 | 36.2898
646 | 77.7697 | 32.8494 | 77.7697 | 32.8494
647 | 84.599 | 32.5114 | 84.599 | 32.5114
648 | 84.6564 | 30.196 | 84.6564 | 30.196
649 | 81.1731 | 25.7249 | 81.1731 | 25.7249
650 | 79.9106 | 25.5866 | 79.9106 | 25.5866
651 | 80.2521 | 24.8782 | 80.2521 | 24.8782
652 | 80.3092 | 28.3035 | 80.3092 | 28.3035
653 | 80.1954 | 30.2194 | 80.1954 | 30.2194
654 | 78.4911 | 28.5737 | 78.4911 | 28.5737
655 | 75.0198 | 27.3402 | 75.0198 | 27.3402
656 | 73.3779 | 23.0524 | 73.3779 | 23.0524
657 | 73.7691 | 21.3728 | 73.7691 | 21.3728
658 | 73.3029 | 14.7255 | 73.3029 | 14.7255
659 | 69.1562 | 10.3895 | 69.1562 | 10.3895
660 | 62.2876 | 9.9531 | 62.2876 | 9.9531
661 | 58.6688 | 8.0412 | 58.6688 | 8.0412
662 | 56.433 | 9.117 | 56.433 | 9.117
663 | 55.3851 | 11.6553 | 55.3851 | 11.6553
664 | 54.246 | 16.9448 | 54.246 | 16.9448
665 | 53.1497 | 34.7247 | 53.1497 | 34.7247
666 | 54.1648 | 37.1286 | 54.1648 | 37.1286
667 | 57.4549 | 37.7942 | 57.4549 | 37.7942
668 | 63.7847 | 36.1797 | 63.7847 | 36.1797
669 | 70.3257 | 35.5489 | 70.3257 | 35.5489
670 | 75.3157 | 31.8848 | 75.3157 | 31.8848
671 | 80.8292 | 31.6893 | 80.8292 | 31.6893
672 | 80.9915 | 30.7769 | 80.9915 | 30.7769
673 | 77.149 | 28.0212 | 77.149 | 28.0212
674 | 76.6179 | 28.2961 | 76.6179 | 28.2961
675 | 76.9149 | 27.0572 | 76.9149 | 27.0572
676 | 76.984 | 29.6801 | 76.984 | 29.6801
677 | 76.9915 | 30.991 | 76.9915 | 30.991
678 | 75.4174 | 28.1243 | 75.4174 | 28.1243
679 | 72.0639 | 25.6884 | 72.0639 | 25.6884
680 | 69.6895 | 20.8142 | 69.6895 | 20.8142
681 | 70.4652 | 18.3827 | 70.4652 | 18.3827
682 | 70.6822 | 11.3529 | 70.6822 | 11.3529
683 | 67.2872 | 6.813 | 67.2872 | 6.813
684 | 62.6387 | 6.2856 | 62.6387 | 6.2856
685 | 59.1281 | 4.3013 | 59.1281 | 4.3013
686 | 56.8435 | 5.2599 | 56.8435 | 5.2599
687 | 55.8445 | 8.469 | 55.8445 | 8.469
688 | 54.0104 | 14.9905 | 54.0104 | 14.9905
689 | 52.9845 | 33.6736 | 52.9845 | 33.6736
690 | 54.6528 | 37.0015 | 54.6528 | 37.0015
691 | 57.8763 | 38.225 | 57.8763 | 38.225
692 | 63.8936 | 37.0258 | 63.8936 | 37.0258
693 | 69.7411 | 36.4224 | 69.7411 | 36.4224
694 | 73.7386 | 32.4855 | 73.7386 | 32.4855
695 | 79.1164 | 31.9009 | 79.1164 | 31.9009
696 | 79.4956 | 30.2092 | 79.4956 | 30.2092
697 | 75.8378 | 26.2127 | 75.8378 | 26.2127
698 | 74.9795 | 26.3714 | 74.9795 | 26.3714
699 | 75.516 | 25.3024 | 75.516 | 25.3024
700 | 75.116 | 27.9922 | 75.116 | 27.9922
701 | 75.1019 | 29.0915 | 75.1019 | 29.0915
702 | 74.1413 | 25.5781 | 74.1413 | 25.5781
703 | 70.5517 | 22.7574 | 70.5517 | 22.7574
704 | 68.0294 | 18.2636 | 68.0294 | 18.2636
705 | 68.9676 | 16.4591 | 68.9676 | 16.4591
706 | 69.4937 | 9.9795 | 69.4937 | 9.9795
707 | 66.2507 | 5.7772 | 66.2507 | 5.7772
708 | 63.4661 | 4.1947 | 63.4661 | 4.1947
709 | 59.8277 | 3.0115 | 59.8277 | 3.0115
710 | 57.7337 | 4.6849 | 57.7337 | 4.6849
711 | 56.2899 | 7.9647 | 56.2899 | 7.9647
712 | 55.0816 | 16.4363 | 55.0816 | 16.4363
713 | 54.0501 | 34.0857 | 54.0501 | 34.0857
714 | 55.5334 | 38.2228 | 55.5334 | 38.2228
715 | 58.5739 | 40.5038 | 58.5739 | 40.5038
716 | 64.4423 | 39.8535 | 64.4423 | 39.8535
717 | 69.7568 | 38.9968 | 69.7568 | 38.9968
718 | 74.7586 | 36.5738 | 74.7586 | 36.5738
719 | 79.6302 | 35.9978 | 79.6302 | 35.9978
720 | 80.9877 | 32.7104 | 80.9877 | 32.7104
721 | 77.3725 | 28.222 | 77.3725 | 28.222
722 | 77.0293 | 26.4147 | 77.0293 | 26.4147
723 | 77.1443 | 25.1809 | 77.1443 | 25.1809
724 | 77.1542 | 24.4957 | 77.1542 | 24.4957
725 | 78.3659 | 24.2768 | 78.3659 | 24.2768
726 | 77.4547 | 22.7689 | 77.4547 | 22.7689
727 | 72.8621 | 20.8739 | 72.8621 | 20.8739
728 | 69.9941 | 17.9264 | 69.9941 | 17.9264
729 | 71.2065 | 15.3181 | 71.2065 | 15.3181
730 | 71.3165 | 9.4828 | 71.3165 | 9.4828
731 | 67.7592 | 4.8682 | 67.7592 | 4.8682
732 | 63.5321 | 4.1947 | 63.5321 | 4.1947
733 | 59.6291 | 2.7843 | 59.6291 | 2.7843
734 | 57.5758 | 5.2727 | 57.5758 | 5.2727
735 | 57.009 | 8.9491 | 57.009 | 8.9491
736 | 55.3344 | 17.0043 | 55.3344 | 17.0043
737 | 54.4716 | 33.9163 | 54.4716 | 33.9163
738 | 55.0763 | 37.4616 | 55.0763 | 37.4616
739 | 57.3879 | 39.2783 | 57.3879 | 39.2783
740 | 62.2467 | 38.3131 | 62.2467 | 38.3131
741 | 68.0403 | 37.4683 | 68.0403 | 37.4683
742 | 73.473 | 35.3801 | 73.473 | 35.3801
743 | 78.2682 | 35.125 | 78.2682 | 35.125
744 | 80.1198 | 32.1465 | 80.1198 | 32.1465
745 | 76.3386 | 28.0547 | 76.3386 | 28.0547
746 | 75.4622 | 26.8671 | 75.4622 | 26.8671
747 | 75.1665 | 26.0776 | 75.1665 | 26.0776
748 | 75.3913 | 27.0683 | 75.3913 | 27.0683
749 | 76.5016 | 28.7585 | 76.5016 | 28.7585
750 | 74.6871 | 27.2646 | 74.6871 | 27.2646
751 | 71.6087 | 26.083 | 71.6087 | 26.083
752 | 70.3603 | 24.2515 | 70.3603 | 24.2515
753 | 71.1549 | 22.7013 | 71.1549 | 22.7013
754 | 70.6666 | 17.0473 | 70.6666 | 17.0473
755 | 67.2923 | 11.9305 | 67.2923 | 11.9305
756 | 63.167 | 10.4062 | 63.167 | 10.4062
757 | 59.6529 | 8.93 | 59.6529 | 8.93
758 | 57.3472 | 10.2825 | 57.3472 | 10.2825
759 | 56.6626 | 13.945 | 56.6626 | 13.945
760 | 55.6463 | 22.9786 | 55.6463 | 22.9786
761 | 54.2308 | 39.488 | 54.2308 | 39.488
762 | 54.8779 | 42.587 | 54.8779 | 42.587
763 | 57.4417 | 43.9074 | 57.4417 | 43.9074
764 | 62.0651 | 42.3704 | 62.0651 | 42.3704
765 | 66.5958 | 40.7065 | 66.5958 | 40.7065
766 | 71.0062 | 37.5124 | 71.0062 | 37.5124
767 | 76.277 | 36.0755 | 76.277 | 36.0755
768 | 77.3847 | 32.9137 | 77.3847 | 32.9137
769 | 75.0994 | 30.5934 | 75.0994 | 30.5934
770 | 73.7653 | 30.0595 | 73.7653 | 30.0595
771 | 73.6739 | 29.009 | 73.6739 | 29.009
772 | 74.0247 | 28.6924 | 74.0247 | 28.6924
773 | 75.4582 | 28.5054 | 75.4582 | 28.5054
774 | 74.5885 | 24.9151 | 74.5885 | 24.9151
775 | 71.8747 | 21.6571 | 71.8747 | 21.6571
776 | 70.7401 | 17.9264 | 70.7401 | 17.9264
777 | 72.3678 | 15.3181 | 72.3678 | 15.3181
778 | 71.4464 | 9.4828 | 71.4464 | 9.4828
779 | 67.6386 | 4.8682 | 67.6386 | 4.8682
780 | 63.2549 | 4.1947 | 63.2549 | 4.1947
781 | 59.8843 | 4.8209 | 59.8843 | 4.8209
782 | 57.8904 | 7.0184 | 57.8904 | 7.0184
783 | 57.0544 | 8.8993 | 57.0544 | 8.8993
784 | 55.6583 | 15.9103 | 55.6583 | 15.9103
785 | 54.6361 | 31.3237 | 54.6361 | 31.3237
786 | 55.1749 | 33.4322 | 55.1749 | 33.4322
787 | 57.7287 | 33.5531 | 57.7287 | 33.5531
788 | 63.3106 | 31.5756 | 63.3106 | 31.5756
789 | 68.5388 | 30.1908 | 68.5388 | 30.1908
790 | 72.759 | 28.5848 | 72.759 | 28.5848
791 | 78.275 | 29.3978 | 78.275 | 29.3978
792 | 80.012 | 26.5947 | 80.012 | 26.5947
793 | 76.1366 | 21.6041 | 76.1366 | 21.6041
794 | 75.6653 | 19.8665 | 75.6653 | 19.8665
795 | 75.7854 | 19.6829 | 75.7854 | 19.6829
796 | 75.9872 | 21.7616 | 75.9872 | 21.7616
797 | 77.3393 | 24.2768 | 77.3393 | 24.2768
798 | 75.8713 | 22.7689 | 75.8713 | 22.7689
799 | 72.3158 | 21.0891 | 72.3158 | 21.0891
800 | 70.8069 | 19.1002 | 70.8069 | 19.1002
801 | 72.1997 | 17 | 72.1997 | 17
802 | 71.2332 | 11.3939 | 71.2332 | 11.3939
803 | 67.6582 | 7.2276 | 67.6582 | 7.2276
804 | 62.7744 | 7.3831 | 62.7744 | 7.3831
805 | 59.6593 | 7.0489 | 59.6593 | 7.0489
806 | 57.6051 | 9.0829 | 57.6051 | 9.0829
807 | 56.7845 | 12.2073 | 56.7845 | 12.2073
808 | 55.7834 | 20.2027 | 55.7834 | 20.2027
809 | 55.0204 | 36.8257 | 55.0204 | 36.8257
810 | 55.6134 | 40.0761 | 55.6134 | 40.0761
811 | 59.1727 | 41.4882 | 59.1727 | 41.4882
812 | 66.1386 | 40.005 | 66.1386 | 40.005
813 | 71.9303 | 38.5603 | 71.9303 | 38.5603
814 | 77.2732 | 36.2091 | 77.2732 | 36.2091
815 | 83.2823 | 36.8706 | 83.2823 | 36.8706
816 | 84.0523 | 36.6003 | 84.0523 | 36.6003
817 | 79.1381 | 35.8762 | 79.1381 | 35.8762
818 | 78.2071 | 36.3785 | 78.2071 | 36.3785
819 | 79.1791 | 37.1016 | 79.1791 | 37.1016
820 | 79.2383 | 38.3234 | 79.2383 | 38.3234
821 | 79.5455 | 39.073 | 79.5455 | 39.073
822 | 78.6277 | 36.0905 | 78.6277 | 36.0905
823 | 73.2217 | 33.0636 | 73.2217 | 33.0636
824 | 71.658 | 29.321 | 71.658 | 29.321
825 | 73.6328 | 26.1308 | 73.6328 | 26.1308
826 | 72.3777 | 20.0225 | 72.3777 | 20.0225
827 | 68.3968 | 15.645 | 68.3968 | 15.645
828 | 62.8976 | 15.7049 | 62.8976 | 15.7049
829 | 59.5885 | 15.5141 | 59.5885 | 15.5141
830 | 57.8197 | 17.6757 | 57.8197 | 17.6757
831 | 57.0163 | 21.649 | 57.0163 | 21.649
832 | 56.0751 | 31.4916 | 56.0751 | 31.4916
833 | 55.0483 | 47.1621 | 55.0483 | 47.1621
834 | 55.9038 | 49.3484 | 55.9038 | 49.3484
835 | 59.3465 | 50.4058 | 59.3465 | 50.4058
836 | 66.4486 | 49.1378 | 66.4486 | 49.1378
837 | 72.8033 | 48.0758 | 72.8033 | 48.0758
838 | 77.9187 | 45.2781 | 77.9187 | 45.2781
839 | 82.6245 | 43.5743 | 82.6245 | 43.5743
840 | 83.0323 | 41.3909 | 83.0323 | 41.3909
841 | 78.8399 | 37.9308 | 78.8399 | 37.9308
842 | 77.972 | 35.8126 | 77.972 | 35.8126
843 | 78.3009 | 34.5488 | 78.3009 | 34.5488
844 | 77.9589 | 34.7066 | 77.9589 | 34.7066
845 | 78.2831 | 34.2984 | 78.2831 | 34.2984
846 | 77.2088 | 29.9468 | 77.2088 | 29.9468
847 | 73.7473 | 25.9116 | 73.7473 | 25.9116
848 | 71.1316 | 21.896 | 71.1316 | 21.896
849 | 73.207 | 18.0402 | 73.207 | 18.0402
850 | 72.5407 | 10.6725 | 72.5407 | 10.6725
851 | 68.299 | 5.6693 | 68.299 | 5.6693
852 | 63.2666 | 5.3645 | 63.2666 | 5.3645
853 | 59.7617 | 5.1059 | 59.7617 | 5.1059
854 | 57.6431 | 8.1403 | 57.6431 | 8.1403
855 | 56.8747 | 12.1396 | 56.8747 | 12.1396
856 | 55.8403 | 19.83 | 55.8403 | 19.83
857 | 55.065 | 36.3953 | 55.065 | 36.3953
858 | 55.9151 | 39.8768 | 55.9151 | 39.8768
859 | 59.1424 | 41.2631 | 59.1424 | 41.2631
860 | 66.3601 | 39.6861 | 66.3601 | 39.6861
861 | 70.7249 | 38.373 | 70.7249 | 38.373
862 | 75.908 | 36.8508 | 75.908 | 36.8508
863 | 80.1816 | 37.879 | 80.1816 | 37.879
864 | 81.1603 | 37.1643 | 81.1603 | 37.1643
865 | 78.2533 | 37.046 | 78.2533 | 37.046
866 | 76.3986 | 39.0149 | 76.3986 | 39.0149
867 | 76.8053 | 41.1369 | 76.8053 | 41.1369
868 | 76.9781 | 43.666 | 76.9781 | 43.666
869 | 77.0037 | 45.4279 | 77.0037 | 45.4279
870 | 76.2404 | 42.9854 | 76.2404 | 42.9854
871 | 72.3572 | 40.2316 | 72.3572 | 40.2316
872 | 70.7519 | 36.1203 | 70.7519 | 36.1203
873 | 72.1087 | 32.2984 | 72.1087 | 32.2984
874 | 71.7605 | 25.3332 | 71.7605 | 25.3332
875 | 67.564 | 20.2821 | 67.564 | 20.2821
876 | 62.7728 | 20.0392 | 62.7728 | 20.0392
877 | 59.4041 | 19.7886 | 59.4041 | 19.7886
878 | 57.3518 | 21.5575 | 57.3518 | 21.5575
879 | 56.4 | 24.128 | 56.4 | 24.128
880 | 55.4052 | 32.1971 | 55.4052 | 32.1971
881 | 53.9141 | 48.9496 | 53.9141 | 48.9496
882 | 54.7798 | 52.2638 | 54.7798 | 52.2638
883 | 58.0828 | 53.8015 | 58.0828 | 53.8015
884 | 64.3234 | 52.5255 | 64.3234 | 52.5255
885 | 69.6833 | 51.1267 | 69.6833 | 51.1267
886 | 74.8128 | 48.359 | 74.8128 | 48.359
887 | 79.5812 | 47.5956 | 79.5812 | 47.5956
888 | 81.1133 | 44.9719 | 81.1133 | 44.9719
889 | 76.5991 | 42.5918 | 76.5991 | 42.5918
890 | 76.2179 | 42.3807 | 76.2179 | 42.3807
891 | 75.8521 | 42.9045 | 75.8521 | 42.9045
892 | 76.5235 | 44.9135 | 76.5235 | 44.9135
893 | 76.8392 | 46.4044 | 76.8392 | 46.4044
894 | 75.9722 | 43.4697 | 75.9722 | 43.4697
895 | 72.4721 | 40.0961 | 72.4721 | 40.0961
896 | 70.9537 | 35.9908 | 70.9537 | 35.9908
897 | 72.7568 | 32.5216 | 72.7568 | 32.5216
898 | 71.4265 | 25.8414 | 71.4265 | 25.8414
899 | 67.4288 | 20.7465 | 67.4288 | 20.7465
900 | 62.8967 | 20.2364 | 62.8967 | 20.2364
901 | 59.7307 | 19.5036 | 59.7307 | 19.5036
902 | 57.7142 | 20.9876 | 57.7142 | 20.9876
903 | 56.904 | 24.4568 | 56.904 | 24.4568
904 | 55.6893 | 33.3708 | 55.6893 | 33.3708
905 | 54.3548 | 49.7687 | 54.3548 | 49.7687
906 | 55.1804 | 52.7939 | 55.1804 | 52.7939
907 | 57.8194 | 54.1363 | 57.8194 | 54.1363
908 | 62.9159 | 52.8682 | 62.9159 | 52.8682
909 | 67.1465 | 51.6129 | 67.1465 | 51.6129
910 | 72.2752 | 48.9927 | 72.2752 | 48.9927
911 | 76.5006 | 48.7295 | 76.5006 | 48.7295
912 | 77.9087 | 46.2951 | 77.9087 | 46.2951
913 | 75.3372 | 41.9043 | 75.3372 | 41.9043
914 | 74.7335 | 39.1684 | 74.7335 | 39.1684
915 | 74.8536 | 37.8668 | 74.8536 | 37.8668
916 | 75.7402 | 38.2058 | 75.7402 | 38.2058
917 | 75.671 | 38.242 | 75.671 | 38.242
918 | 74.8576 | 34.1456 | 74.8576 | 34.1456
919 | 71.998 | 29.9988 | 71.998 | 29.9988
920 | 70.1599 | 25.3853 | 70.1599 | 25.3853
921 | 71.847 | 21.5773 | 71.847 | 21.5773
922 | 71.1842 | 14.8792 | 71.1842 | 14.8792
923 | 67.2906 | 10.1111 | 67.2906 | 10.1111
924 | 62.6683 | 9.9 | 62.6683 | 9.9
925 | 59.7591 | 9.771 | 59.7591 | 9.771
926 | 57.3706 | 12.5005 | 57.3706 | 12.5005
927 | 56.5011 | 17.9106 | 56.5011 | 17.9106
928 | 55.7443 | 28.0541 | 55.7443 | 28.0541
929 | 54.2306 | 45.2371 | 54.2306 | 45.2371
930 | 54.4845 | 48.892 | 54.4845 | 48.892
931 | 57.2336 | 50.5294 | 57.2336 | 50.5294
932 | 61.3503 | 49.2833 | 61.3503 | 49.2833
933 | 66.4882 | 48.1634 | 66.4882 | 48.1634
934 | 70.9396 | 45.6089 | 70.9396 | 45.6089
935 | 75.6088 | 45.1625 | 75.6088 | 45.1625
936 | 76.932 | 42.7619 | 76.932 | 42.7619
937 | 74.5495 | 39.8418 | 74.5495 | 39.8418
938 | 74.1229 | 39.256 | 74.1229 | 39.256
939 | 73.7697 | 39.8556 | 73.7697 | 39.8556
940 | 74.584 | 41.5736 | 74.584 | 41.5736
941 | 75.4403 | 42.8333 | 75.4403 | 42.8333
942 | 74.5801 | 40.1438 | 74.5801 | 40.1438
943 | 71.5246 | 36.9913 | 71.5246 | 36.9913
944 | 70.823 | 32.7227 | 70.823 | 32.7227
945 | 72.6051 | 28.8131 | 72.6051 | 28.8131
946 | 71.335 | 22.2664 | 71.335 | 22.2664
947 | 67.0617 | 17.9586 | 67.0617 | 17.9586
948 | 62.7188 | 18.0823 | 62.7188 | 18.0823
949 | 59.471 | 17.1701 | 59.471 | 17.1701
950 | 57.907 | 18.3532 | 57.907 | 18.3532
951 | 56.9481 | 22.0057 | 56.9481 | 22.0057
952 | 56.1875 | 30.5132 | 56.1875 | 30.5132
953 | 55.2678 | 45.9326 | 55.2678 | 45.9326
954 | 55.5113 | 48.4716 | 55.5113 | 48.4716
955 | 58.3169 | 50.2643 | 58.3169 | 50.2643
956 | 63.4738 | 49.5363 | 63.4738 | 49.5363
957 | 69.1425 | 48.4823 | 69.1425 | 48.4823
958 | 73.7472 | 45.6628 | 73.7472 | 45.6628
959 | 78.7197 | 44.8974 | 78.7197 | 44.8974
960 | 79.535 | 42.7739 | 79.535 | 42.7739
961 | 76.732 | 39.1264 | 76.732 | 39.1264
962 | 76.1531 | 37.9667 | 76.1531 | 37.9667
963 | 76.4774 | 37.2929 | 76.4774 | 37.2929
964 | 77.4609 | 36.6096 | 77.4609 | 36.6096
965 | 78.304 | 36.5522 | 78.304 | 36.5522
966 | 76.7868 | 33.482 | 76.7868 | 33.482
967 | 73.2373 | 31.0111 | 73.2373 | 31.0111
968 | 71.9962 | 28.0776 | 71.9962 | 28.0776
969 | 73.2032 | 25.5748 | 73.2032 | 25.5748
970 | 72.3743 | 19.6818 | 72.3743 | 19.6818
971 | 68.0216 | 14.9555 | 68.0216 | 14.9555
972 | 63.0432 | 14.0011 | 63.0432 | 14.0011
973 | 59.686 | 12.7242 | 59.686 | 12.7242
974 | 57.5539 | 14.3258 | 57.5539 | 14.3258
975 | 56.5463 | 18.7814 | 56.5463 | 18.7814
976 | 56.101 | 27.8728 | 56.101 | 27.8728
977 | 54.8917 | 44.2069 | 54.8917 | 44.2069
978 | 55.5918 | 46.989 | 55.5918 | 46.989
979 | 59.0135 | 48.0046 | 59.0135 | 48.0046
980 | 66.2201 | 46.4436 | 66.2201 | 46.4436
981 | 72.0362 | 44.8953 | 72.0362 | 44.8953
982 | 76.8887 | 41.7749 | 76.8887 | 41.7749
983 | 81.9052 | 41.8924 | 81.9052 | 41.8924
984 | 83.5883 | 40.6117 | 83.5883 | 40.6117
985 | 78.9171 | 36.3645 | 78.9171 | 36.3645
986 | 77.8251 | 34.6209 | 77.8251 | 34.6209
987 | 78.6064 | 33.959 | 78.6064 | 33.959
988 | 78.1829 | 33.477 | 78.1829 | 33.477
989 | 78.5684 | 33.7523 | 78.5684 | 33.7523
990 | 77.3409 | 31.5231 | 77.3409 | 31.5231
991 | 73.0799 | 29.7875 | 73.0799 | 29.7875
992 | 71.1935 | 27.3542 | 71.1935 | 27.3542
993 | 73.9462 | 24.8076 | 73.9462 | 24.8076
994 | 72.6282 | 18.0079 | 72.6282 | 18.0079
995 | 67.8355 | 12.604 | 67.8355 | 12.604
996 | 62.8891 | 12.6102 | 62.8891 | 12.6102
997 | 59.5208 | 12.0009 | 59.5208 | 12.0009
998 | 57.2899 | 14.2939 | 57.2899 | 14.2939
999 | 56.3774 | 18.9169 | 56.3774 | 18.9169
1000 | 56.0477 | 27.5559 | 56.0477 | 27.5559
1001 | 55.0881 | 43.621 | 55.0881 | 43.621
1002 | 55.9184 | 46.2058 | 55.9184 | 46.2058
1003 | 59.8938 | 47.1855 | 59.8938 | 47.1855
1004 | 66.7435 | 45.6305 | 66.7435 | 45.6305
1005 | 72.694 | 44.3652 | 72.694 | 44.3652
1006 | 76.6423 | 41.9004 | 76.6423 | 41.9004
1007 | 81.7394 | 41.7907 | 81.7394 | 41.7907
1008 | 83.1633 | 39.6154 | 83.1633 | 39.6154
1009 | 79.0582 | 35.651 | 79.0582 | 35.651
1010 | 78.6909 | 34.2064 | 78.6909 | 34.2064
1011 | 78.8316 | 33.1101 | 78.8316 | 33.1101
1012 | 79.8116 | 33.495 | 79.8116 | 33.495
1013 | 79.9992 | 34.675 | 79.9992 | 34.675
1014 | 78.9416 | 31.7084 | 78.9416 | 31.7084
1015 | 75.2873 | 28.0319 | 75.2873 | 28.0319
1016 | 74.0607 | 23.7274 | 74.0607 | 23.7274
1017 | 75.0088 | 20.8879 | 75.0088 | 20.8879
1018 | 72.6697 | 14.8055 | 72.6697 | 14.8055
1019 | 68.0478 | 9.5193 | 68.0478 | 9.5193
1020 | 63.4214 | 7.5346 | 63.4214 | 7.5346
1021 | 60.1191 | 5.1757 | 60.1191 | 5.1757
1022 | 58.019 | 7.0901 | 58.019 | 7.0901
1023 | 56.8455 | 12.2292 | 56.8455 | 12.2292
1024 | 56.5516 | 20.2824 | 56.5516 | 20.2824
1025 | 56.6199 | 36.2359 | 56.6199 | 36.2359
1026 | 56.8992 | 39.2531 | 56.8992 | 39.2531
1027 | 59.9764 | 40.2149 | 59.9764 | 40.2149
1028 | 66.5631 | 38.614 | 66.5631 | 38.614
1029 | 73.0321 | 37.6716 | 73.0321 | 37.6716
1030 | 79.0499 | 35.3104 | 79.0499 | 35.3104
1031 | 84.6639 | 35.398 | 84.6639 | 35.398
1032 | 84.8352 | 33.5833 | 84.8352 | 33.5833
1033 | 80.999 | 28.4054 | 80.999 | 28.4054
1034 | 80.3149 | 25.2171 | 80.3149 | 25.2171
1035 | 80.7875 | 24.3639 | 80.7875 | 24.3639
1036 | 80.3494 | 23.85 | 80.3494 | 23.85
1037 | 80.2655 | 24.6853 | 80.2655 | 24.6853
1038 | 78.7303 | 22.7689 | 78.7303 | 22.7689
1039 | 74.4544 | 20.8739 | 74.4544 | 20.8739
1040 | 72.7484 | 17.9264 | 72.7484 | 17.9264
1041 | 74.66 | 15.3181 | 74.66 | 15.3181
1042 | 72.5885 | 9.4828 | 72.5885 | 9.4828
1043 | 67.9662 | 4.8682 | 67.9662 | 4.8682
1044 | 63.5968 | 5.2908 | 63.5968 | 5.2908
1045 | 60.0461 | 5.5483 | 60.0461 | 5.5483
1046 | 58.1893 | 8.4591 | 58.1893 | 8.4591
1047 | 57.0363 | 12.9685 | 57.0363 | 12.9685
1048 | 56.5566 | 21.1273 | 56.5566 | 21.1273
1049 | 55.6366 | 36.9114 | 55.6366 | 36.9114
1050 | 56.0411 | 39.7732 | 56.0411 | 39.7732
1051 | 59.2589 | 41.012 | 59.2589 | 41.012
1052 | 65.1722 | 39.4211 | 65.1722 | 39.4211
1053 | 71.2579 | 37.7931 | 71.2579 | 37.7931
1054 | 76.1606 | 34.5471 | 76.1606 | 34.5471
1055 | 80.503 | 33.2259 | 80.503 | 33.2259
1056 | 81.7295 | 31.0425 | 81.7295 | 31.0425
1057 | 78.4088 | 30.4918 | 78.4088 | 30.4918
1058 | 77.0757 | 31.6198 | 77.0757 | 31.6198
1059 | 77.2891 | 33.405 | 77.2891 | 33.405
1060 | 77.8209 | 36.5817 | 77.8209 | 36.5817
1061 | 77.9662 | 39.075 | 77.9662 | 39.075
1062 | 77.2468 | 37.2064 | 77.2468 | 37.2064
1063 | 74.27 | 34.6359 | 74.27 | 34.6359
1064 | 72.8985 | 31.0527 | 72.8985 | 31.0527
1065 | 74.4296 | 27.737 | 74.4296 | 27.737
1066 | 73.5241 | 21.3517 | 73.5241 | 21.3517
1067 | 68.1841 | 16.1412 | 68.1841 | 16.1412
1068 | 64.1161 | 15.5853 | 64.1161 | 15.5853
1069 | 60.7244 | 15.5918 | 60.7244 | 15.5918
1070 | 58.4404 | 18.4528 | 58.4404 | 18.4528
1071 | 57.2965 | 22.3126 | 57.2965 | 22.3126
1072 | 56.7638 | 30.5371 | 56.7638 | 30.5371
1073 | 55.7261 | 47.4949 | 55.7261 | 47.4949
1074 | 55.9184 | 51.1498 | 55.9184 | 51.1498
1075 | 58.7109 | 52.7732 | 58.7109 | 52.7732
1076 | 63.9594 | 51.7941 | 63.9594 | 51.7941
1077 | 69.2621 | 50.6683 | 69.2621 | 50.6683
1078 | 74.0058 | 48.0561 | 74.0058 | 48.0561
1079 | 78.2064 | 47.5498 | 78.2064 | 47.5498
1080 | 79.3717 | 45.4741 | 79.3717 | 45.4741
1081 | 76.757 | 43.5045 | 76.757 | 43.5045
1082 | 76.0798 | 43.3372 | 76.0798 | 43.3372
1083 | 75.5997 | 43.0599 | 75.5997 | 43.0599
1084 | 76.6678 | 43.3232 | 76.6678 | 43.3232
1085 | 77.4735 | 43.7839 | 77.4735 | 43.7839
1086 | 75.9245 | 40.3869 | 75.9245 | 40.3869
1087 | 73.7314 | 36.5071 | 73.7314 | 36.5071
1088 | 73.1825 | 31.9555 | 73.1825 | 31.9555
1089 | 74.5424 | 28.1993 | 74.5424 | 28.1993
1090 | 71.8679 | 21.6307 | 71.8679 | 21.6307
1091 | 67.1721 | 16.6394 | 67.1721 | 16.6394
1092 | 63.0109 | 15.9819 | 63.0109 | 15.9819
1093 | 59.6338 | 15.3547 | 59.6338 | 15.3547
1094 | 57.8515 | 17.8849 | 57.8515 | 17.8849
1095 | 56.9413 | 22.5995 | 56.9413 | 22.5995
1096 | 56.7661 | 30.4195 | 56.7661 | 30.4195
1097 | 56.2372 | 46.1319 | 56.2372 | 46.1319
1098 | 56.1208 | 49.1591 | 56.1208 | 49.1591
1099 | 58.9563 | 50.5134 | 58.9563 | 50.5134
1100 | 64.5158 | 49.3709 | 64.5158 | 49.3709
1101 | 69.2543 | 48.275 | 69.2543 | 48.275
1102 | 74.4669 | 45.9437 | 74.4669 | 45.9437
1103 | 79.8118 | 46.2366 | 79.8118 | 46.2366
1104 | 81.1969 | 47.0802 | 81.1969 | 47.0802
1105 | 78.1354 | 48.1437 | 78.1354 | 48.1437
1106 | 77.1148 | 50.2919 | 77.1148 | 50.2919
1107 | 77.3096 | 52.7268 | 77.3096 | 52.7268
1108 | 78.6927 | 55.8298 | 78.6927 | 55.8298
1109 | 80.0432 | 58.3928 | 80.0432 | 58.3928
1110 | 78.3353 | 56.7833 | 78.3353 | 56.7833
1111 | 75.7185 | 54.5874 | 75.7185 | 54.5874
1112 | 75.1825 | 51.1158 | 75.1825 | 51.1158
1113 | 75.7409 | 47.3059 | 75.7409 | 47.3059
1114 | 72.8493 | 39.8246 | 72.8493 | 39.8246
1115 | 68.4762 | 34.2892 | 68.4762 | 34.2892
1116 | 64.0144 | 33.3109 | 64.0144 | 33.3109
1117 | 60.3128 | 32.0759 | 60.3128 | 32.0759
1118 | 58.3618 | 33.0438 | 58.3618 | 33.0438
1119 | 57.6689 | 34.9646 | 57.6689 | 34.9646
1120 | 57.3428 | 41.6866 | 57.3428 | 41.6866
1121 | 56.8152 | 57.7696 | 56.8152 | 57.7696
1122 | 57.1824 | 61.1933 | 57.1824 | 61.1933
1123 | 60.5508 | 63.1196 | 60.5508 | 63.1196
1124 | 66.6315 | 62.6646 | 66.6315 | 62.6646
1125 | 72.3632 | 62.2582 | 72.3632 | 62.2582
1126 | 77.0028 | 60.2537 | 77.0028 | 60.2537
1127 | 82.8963 | 59.7156 | 82.8963 | 59.7156
1128 | 82.7696 | 57.6917 | 82.7696 | 57.6917
1129 | 79.2294 | 54.933 | 79.2294 | 54.933
1130 | 78.2314 | 53.3668 | 78.2314 | 53.3668
1131 | 78.5392 | 53.1273 | 78.5392 | 53.1273
1132 | 78.5099 | 54.4887 | 78.5099 | 54.4887
1133 | 80.4898 | 55.5292 | 80.4898 | 55.5292
1134 | 79.0328 | 52.6164 | 79.0328 | 52.6164
1135 | 75.539 | 49.2269 | 75.539 | 49.2269
1136 | 75.007 | 45.024 | 75.007 | 45.024
1137 | 76.1917 | 41.2698 | 76.1917 | 41.2698
1138 | 73.0742 | 34.472 | 73.0742 | 34.472
1139 | 67.8361 | 29.5704 | 67.8361 | 29.5704
1140 | 63.4387 | 29.0703 | 63.4387 | 29.0703
1141 | 60.0627 | 28.4491 | 60.0627 | 28.4491
1142 | 58.1091 | 30.4233 | 58.1091 | 30.4233
1143 | 57.0422 | 34.311 | 57.0422 | 34.311
1144 | 57.1166 | 42.8643 | 57.1166 | 42.8643
1145 | 56.497 | 59.2881 | 56.497 | 59.2881
1146 | 57.0647 | 62.6241 | 57.0647 | 62.6241
1147 | 61.7359 | 64.7218 | 61.7359 | 64.7218
1148 | 68.965 | 63.8085 | 68.965 | 63.8085
1149 | 75.1563 | 62.589 | 75.1563 | 62.589
1150 | 79.776 | 60.17 | 79.776 | 60.17
1151 | 85.3793 | 59.6917 | 85.3793 | 59.6917
1152 | 85.9369 | 57.4027 | 85.9369 | 57.4027
1153 | 80.705 | 54.389 | 80.705 | 54.389
1154 | 79.5874 | 53.6896 | 79.5874 | 53.6896
1155 | 80.3152 | 53.7451 | 80.3152 | 53.7451
1156 | 79.878 | 54.676 | 79.878 | 54.676
1157 | 81.0993 | 54.9055 | 81.0993 | 54.9055
1158 | 80.664 | 51.0023 | 80.664 | 51.0023
1159 | 76.3985 | 46.8595 | 76.3985 | 46.8595
1160 | 75.218 | 42.2261 | 75.218 | 42.2261
1161 | 77.1824 | 38.468 | 77.1824 | 38.468
1162 | 73.9319 | 32.0787 | 73.9319 | 32.0787
1163 | 68.7588 | 27.2309 | 68.7588 | 27.2309
1164 | 64.0836 | 26.7009 | 64.0836 | 26.7009
1165 | 60.4924 | 25.7748 | 60.4924 | 25.7748
1166 | 58.4077 | 27.6992 | 58.4077 | 27.6992
1167 | 57.6313 | 31.6686 | 57.6313 | 31.6686
1168 | 57.5737 | 38.6715 | 57.5737 | 38.6715
1169 | 56.9229 | 54.087 | 56.9229 | 54.087
1170 | 57.0687 | 56.7535 | 57.0687 | 56.7535
1171 | 61.9979 | 57.5319 | 61.9979 | 57.5319
1172 | 69.9863 | 55.9949 | 69.9863 | 55.9949
1173 | 75.3291 | 54.887 | 75.3291 | 54.887
1174 | 80.027 | 52.2628 | 80.027 | 52.2628
1175 | 87.1991 | 52.0355 | 87.1991 | 52.0355
1176 | 87.0719 | 51.265 | 87.0719 | 51.265
1177 | 81.7257 | 49.3971 | 81.7257 | 49.3971
1178 | 80.2698 | 46.6512 | 80.2698 | 46.6512
1179 | 81.1705 | 45.0228 | 81.1705 | 45.0228
1180 | 81.4102 | 45.3339 | 81.4102 | 45.3339
1181 | 83.3096 | 45.7826 | 83.3096 | 45.7826
1182 | 82.5887 | 42.6108 | 82.5887 | 42.6108
1183 | 78.8379 | 39.3827 | 78.8379 | 39.3827
1184 | 78.3779 | 35.5245 | 78.3779 | 35.5245
1185 | 77.904 | 32.683 | 77.904 | 32.683
1186 | 74.3332 | 27.2303 | 74.3332 | 27.2303
1187 | 69.395 | 23.4765 | 69.395 | 23.4765
1188 | 64.302 | 24.2957 | 64.302 | 24.2957
1189 | 61.2761 | 25.0335 | 61.2761 | 25.0335
1190 | 59.2698 | 27.5458 | 59.2698 | 27.5458
1191 | 57.9939 | 30.1242 | 57.9939 | 30.1242
1192 | 57.903 | 36.2344 | 57.903 | 36.2344
1193 | 58.2674 | 51.3828 | 58.2674 | 51.3828
1194 | 58.2958 | 53.7863 | 58.2958 | 53.7863
1195 | 63.3346 | 54.6644 | 63.3346 | 54.6644
1196 | 71.1069 | 52.8164 | 71.1069 | 52.8164
1197 | 76.9423 | 51.031 | 76.9423 | 51.031
1198 | 81.4779 | 48.082 | 81.4779 | 48.082
1199 | 87.4605 | 47.1851 | 87.4605 | 47.1851
1200 | 87.4234 | 45.0078 | 87.4234 | 45.0078
1201 | 81.957 | 42.7652 | 81.957 | 42.7652
1202 | 81.0078 | 42.7294 | 81.0078 | 42.7294
1203 | 82.1831 | 43.2652 | 82.1831 | 43.2652
1204 | 82.3124 | 45.0609 | 82.3124 | 45.0609
1205 | 83.6763 | 46.8707 | 83.6763 | 46.8707
1206 | 82.217 | 44.8806 | 82.217 | 44.8806
1207 | 78.1324 | 42.6129 | 78.1324 | 42.6129
1208 | 77.1354 | 39.6037 | 77.1354 | 39.6037
1209 | 77.719 | 36.8658 | 77.719 | 36.8658
1210 | 74.6227 | 30.7256 | 74.6227 | 30.7256
1211 | 69.9564 | 26.109 | 69.9564 | 26.109
1212 | 64.9518 | 26.2187 | 64.9518 | 26.2187
1213 | 61.3349 | 26.4205 | 61.3349 | 26.4205
1214 | 59.2945 | 28.6139 | 59.2945 | 28.6139
1215 | 58.4334 | 30.8157 | 58.4334 | 30.8157
1216 | 58.5149 | 36.8322 | 58.5149 | 36.8322
1217 | 58.6808 | 51.8093 | 58.6808 | 51.8093
1218 | 58.542 | 53.6308 | 58.542 | 53.6308
1219 | 62.3585 | 53.6979 | 62.3585 | 53.6979
1220 | 69.1282 | 51.1664 | 69.1282 | 51.1664
1221 | 74.6185 | 48.9984 | 74.6185 | 48.9984
1222 | 78.3686 | 45.9856 | 78.3686 | 45.9856
1223 | 84.92 | 45.7125 | 84.92 | 45.7125
1224 | 85.6197 | 44.5434 | 85.6197 | 44.5434
1225 | 81.3453 | 43.3431 | 81.3453 | 43.3431
1226 | 80.4779 | 42.4126 | 80.4779 | 42.4126
1227 | 80.9762 | 41.117 | 80.9762 | 41.117
1228 | 81.6667 | 40.6629 | 81.6667 | 40.6629
1229 | 82.1947 | 40.5197 | 82.1947 | 40.5197
1230 | 81.4638 | 37.2244 | 81.4638 | 37.2244
1231 | 77.6298 | 34.2732 | 77.6298 | 34.2732
1232 | 76.8795 | 31.4971 | 76.8795 | 31.4971
1233 | 77.2217 | 29.4906 | 77.2217 | 29.4906
1234 | 74.133 | 23.3006 | 74.133 | 23.3006
1235 | 68.9385 | 17.8749 | 68.9385 | 17.8749
1236 | 64.8884 | 17.2473 | 64.8884 | 17.2473
1237 | 61.7306 | 16.0083 | 61.7306 | 16.0083
1238 | 59.8314 | 17.8171 | 59.8314 | 17.8171
1239 | 58.841 | 23.1874 | 58.841 | 23.1874
1240 | 58.8345 | 32.4502 | 58.8345 | 32.4502
1241 | 58.4972 | 49.7069 | 58.4972 | 49.7069
1242 | 57.7785 | 53.5989 | 57.7785 | 53.5989
1243 | 60.8228 | 55.6368 | 60.8228 | 55.6368
1244 | 66.7177 | 54.6896 | 66.7177 | 54.6896
1245 | 72.3366 | 53.3825 | 72.3366 | 53.3825
1246 | 76.569 | 50.5709 | 76.569 | 50.5709
1247 | 82.694 | 49.6402 | 82.694 | 49.6402
1248 | 81.7255 | 47.0344 | 81.7255 | 47.0344
1249 | 78.3588 | 43.7855 | 78.3588 | 43.7855
1250 | 77.8778 | 41.6155 | 77.8778 | 41.6155
1251 | 77.2024 | 40.1465 | 77.2024 | 40.1465
1252 | 78.173 | 40.0551 | 78.173 | 40.0551
1253 | 79.3462 | 37.706 | 79.3462 | 37.706
1254 | 77.7357 | 33.2209 | 77.7357 | 33.2209
1255 | 75.4015 | 29.8633 | 75.4015 | 29.8633
1256 | 76.298 | 26.0429 | 76.298 | 26.0429
1257 | 75.9144 | 22.8647 | 75.9144 | 22.8647
1258 | 72.8918 | 16.5173 | 72.8918 | 16.5173
1259 | 68.2161 | 11.9106 | 68.2161 | 11.9106
1260 | 63.9634 | 11.9027 | 63.9634 | 11.9027
1261 | 60.6743 | 11.8992 | 60.6743 | 11.8992
1262 | 59.0705 | 15.4577 | 59.0705 | 15.4577
1263 | 58.0961 | 19.987 | 58.0961 | 19.987
1264 | 58.3563 | 27.6835 | 58.3563 | 27.6835
1265 | 58.1076 | 44.1471 | 58.1076 | 44.1471
1266 | 57.4735 | 47.8578 | 57.4735 | 47.8578
1267 | 59.867 | 50.8343 | 59.867 | 50.8343
1268 | 66.0913 | 50.7838 | 66.0913 | 50.7838
1269 | 71.4799 | 49.9669 | 71.4799 | 49.9669
1270 | 75.9643 | 47.5499 | 75.9643 | 47.5499
1271 | 82.6147 | 46.8404 | 82.6147 | 46.8404
1272 | 82.339 | 45.1911 | 82.339 | 45.1911
1273 | 78.9226 | 42.7632 | 78.9226 | 42.7632
1274 | 77.2741 | 41.3225 | 77.2741 | 41.3225
1275 | 77.4014 | 40.5411 | 77.4014 | 40.5411
1276 | 78.0695 | 40.1149 | 78.0695 | 40.1149
1277 | 79.2424 | 39.7426 | 79.2424 | 39.7426
1278 | 77.6555 | 36.1184 | 77.6555 | 36.1184
1279 | 74.8111 | 32.689 | 74.8111 | 32.689
1280 | 75.3848 | 28.7591 | 75.3848 | 28.7591
1281 | 76.3559 | 25.5928 | 76.3559 | 25.5928
1282 | 72.9641 | 19.4008 | 72.9641 | 19.4008
1283 | 67.2603 | 14.9675 | 67.2603 | 14.9675
1284 | 62.9856 | 14.9078 | 62.9856 | 14.9078
1285 | 59.6855 | 14.6034 | 59.6855 | 14.6034
1286 | 57.9422 | 17.1157 | 57.9422 | 17.1157
1287 | 57.0765 | 20.8997 | 57.0765 | 20.8997
1288 | 57.3595 | 27.6835 | 57.3595 | 27.6835
1289 | 57.3448 | 43.4975 | 57.3448 | 43.4975
1290 | 57.2597 | 46.7478 | 57.2597 | 46.7478
1291 | 60.8426 | 48.5187 | 60.8426 | 48.5187
1292 | 67.5698 | 47.5376 | 67.5698 | 47.5376
1293 | 73.4272 | 46.3839 | 73.4272 | 46.3839
1294 | 78.1262 | 43.7995 | 78.1262 | 43.7995
1295 | 84.5122 | 43.2773 | 84.5122 | 43.2773
1296 | 84.7327 | 41.5145 | 84.7327 | 41.5145
1297 | 79.9798 | 39.5967 | 79.9798 | 39.5967
1298 | 78.314 | 38.8774 | 78.314 | 38.8774
1299 | 78.7868 | 39.5168 | 78.7868 | 39.5168
1300 | 78.9117 | 40.7486 | 78.9117 | 40.7486
1301 | 81.2735 | 41.9784 | 81.2735 | 41.9784
1302 | 80.0315 | 39.2709 | 80.0315 | 39.2709
1303 | 77.5274 | 36.0727 | 77.5274 | 36.0727
1304 | 77.8119 | 32.075 | 77.8119 | 32.075
1305 | 77.2248 | 28.7513 | 77.2248 | 28.7513
1306 | 73.3181 | 22.384 | 73.3181 | 22.384
1307 | 67.7978 | 17.5959 | 67.7978 | 17.5959
1308 | 63.0087 | 17.2872 | 63.0087 | 17.2872
1309 | 59.8022 | 16.8831 | 59.8022 | 16.8831
1310 | 58.0075 | 19.6664 | 58.0075 | 19.6664
1311 | 57.3053 | 24.1599 | 57.3053 | 24.1599
1312 | 57.6282 | 31.9201 | 57.6282 | 31.9201
1313 | 57.5916 | 48.1864 | 57.5916 | 48.1864
1314 | 58.1828 | 51.7098 | 58.1828 | 51.7098
1315 | 63.0562 | 53.5484 | 63.0562 | 53.5484
1316 | 71.9911 | 52.4438 | 71.9911 | 52.4438
1317 | 77.8493 | 51.2741 | 77.8493 | 51.2741
1318 | 82.8633 | 48.622 | 82.8633 | 48.622
1319 | 90.507 | 47.8228 | 90.507 | 47.8228
1320 | 88.8896 | 45.7809 | 88.8896 | 45.7809
1321 | 82.593 | 43.3471 | 82.593 | 43.3471
1322 | 82.315 | 40.5354 | 82.315 | 40.5354
1323 | 82.4969 | 39.2777 | 82.4969 | 39.2777
1324 | 82.2342 | 38.1879 | 82.2342 | 38.1879
1325 | 84.3032 | 36.3848 | 84.3032 | 36.3848
1326 | 82.7971 | 32.0711 | 82.7971 | 32.0711
1327 | 78.7627 | 27.7689 | 78.7627 | 27.7689
1328 | 80.4585 | 22.9004 | 80.4585 | 22.9004
1329 | 79.5804 | 18.9429 | 79.5804 | 18.9429
1330 | 74.9786 | 12.4401 | 74.9786 | 12.4401
1331 | 68.7043 | 7.7537 | 68.7043 | 7.7537
1332 | 63.6356 | 7.4928 | 63.6356 | 7.4928
1333 | 60.1724 | 7.1385 | 60.1724 | 7.1385
1334 | 58.5682 | 10.2985 | 58.5682 | 10.2985
1335 | 57.6052 | 13.7457 | 57.6052 | 13.7457
1336 | 57.9911 | 21.3963 | 57.9911 | 21.3963
1337 | 58.1133 | 38.5176 | 58.1133 | 38.5176
1338 | 58.6329 | 42.1505 | 58.6329 | 42.1505
1339 | 63.3315 | 44.9397 | 63.3315 | 44.9397
1340 | 72.4813 | 44.8912 | 72.4813 | 44.8912
1341 | 78.0161 | 44.8594 | 78.0161 | 44.8594
1342 | 82.7449 | 43.4249 | 82.7449 | 43.4249
1343 | 89.1741 | 43.7715 | 89.1741 | 43.7715
1344 | 87.7114 | 42.6264 | 87.7114 | 42.6264
1345 | 82.2986 | 40.4636 | 82.2986 | 40.4636
1346 | 81.0596 | 36.5937 | 81.0596 | 36.5937
1347 | 81.2639 | 35.3659 | 81.2639 | 35.3659
1348 | 81.8008 | 34.4993 | 81.8008 | 34.4993
1349 | 82.9379 | 31.8772 | 82.9379 | 31.8772
1350 | 82.0365 | 27.4798 | 82.0365 | 27.4798
1351 | 78.3117 | 24.4788 | 78.3117 | 24.4788
1352 | 79.2694 | 21.1507 | 79.2694 | 21.1507
1353 | 79.4985 | 18.4946 | 79.4985 | 18.4946
1354 | 74.904 | 12.7848 | 74.904 | 12.7848
1355 | 69.1409 | 8.501 | 69.1409 | 8.501
1356 | 64.762 | 8.3357 | 64.762 | 8.3357
1357 | 61.3566 | 7.8958 | 61.3566 | 7.8958
1358 | 59.4009 | 10.6572 | 59.4009 | 10.6572
1359 | 58.7802 | 13.5763 | 58.7802 | 13.5763
1360 | 58.8221 | 20.4797 | 58.8221 | 20.4797
1361 | 59.3303 | 38.0891 | 59.3303 | 38.0891
1362 | 59.5526 | 43.2306 | 59.5526 | 43.2306
1363 | 64.596 | 45.9321 | 64.596 | 45.9321
1364 | 73.4019 | 45.6724 | 73.4019 | 45.6724
1365 | 77.7185 | 44.9093 | 77.7185 | 44.9093
1366 | 81.388 | 42.4066 | 81.388 | 42.4066
1367 | 87.7538 | 41.9422 | 87.7538 | 41.9422
1368 | 86.0079 | 40.1315 | 86.0079 | 40.1315
1369 | 81.1743 | 37.9268 | 81.1743 | 37.9268
1370 | 80.7982 | 34.7883 | 80.7982 | 34.7883
1371 | 81.6069 | 32.863 | 81.6069 | 32.863
1372 | 81.4787 | 32.2694 | 81.4787 | 32.2694
1373 | 82.6136 | 31.094 | 82.6136 | 31.094
1374 | 81.3401 | 27.0932 | 81.3401 | 27.0932
1375 | 78.6811 | 24.2935 | 78.6811 | 24.2935
1376 | 80.1314 | 21.7486 | 80.1314 | 21.7486
1377 | 79.4178 | 20.2004 | 79.4178 | 20.2004
1378 | 75.3945 | 15.6245 | 75.3945 | 15.6245
1379 | 69.5651 | 12.3629 | 69.5651 | 12.3629
1380 | 64.9596 | 13.3594 | 64.9596 | 13.3594
1381 | 61.5175 | 13.8123 | 61.5175 | 13.8123
1382 | 59.6921 | 16.753 | 59.6921 | 16.753
1383 | 59.0165 | 21.4995 | 59.0165 | 21.4995
1384 | 59.1762 | 28.9329 | 59.1762 | 28.9329
1385 | 59.63 | 45.2491 | 59.63 | 45.2491
1386 | 59.6243 | 48.4357 | 59.6243 | 48.4357
1387 | 63.2449 | 49.8359 | 63.2449 | 49.8359
1388 | 70.8348 | 48.261 | 70.8348 | 48.261
1389 | 75.9555 | 46.7825 | 75.9555 | 46.7825
1390 | 80.031 | 44.1064 | 80.031 | 44.1064
1391 | 86.6507 | 43.5683 | 86.6507 | 43.5683
1392 | 85.5567 | 41.7097 | 85.5567 | 41.7097
1393 | 81.4478 | 40.3779 | 81.4478 | 40.3779
1394 | 81.3811 | 41.2149 | 81.3811 | 41.2149
1395 | 81.8867 | 42.4661 | 81.8867 | 42.4661
1396 | 83.067 | 44.0247 | 83.067 | 44.0247
1397 | 84.5782 | 45.4179 | 84.5782 | 45.4179
1398 | 83.407 | 43.4876 | 83.407 | 43.4876
1399 | 79.1947 | 41.489 | 79.1947 | 41.489
1400 | 79.0812 | 38.3622 | 79.0812 | 38.3622
1401 | 78.1691 | 35.3214 | 78.1691 | 35.3214
1402 | 74.7304 | 29.0916 | 74.7304 | 29.0916
1403 | 69.5064 | 23.9389 | 69.5064 | 23.9389
1404 | 65.132 | 23.1817 | 65.132 | 23.1817
1405 | 62.0178 | 22.2237 | 62.0178 | 22.2237
1406 | 60.2105 | 23.909 | 60.2105 | 23.909
1407 | 59.2112 | 27.151 | 59.2112 | 27.151
1408 | 59.1901 | 33.327 | 59.1901 | 33.327
1409 | 60.2139 | 48.6786 | 60.2139 | 48.6786
1410 | 59.5358 | 51.1857 | 59.5358 | 51.1857
1411 | 62.1918 | 51.9423 | 62.1918 | 51.9423
1412 | 67.9318 | 50.174 | 67.9318 | 50.174
1413 | 73.5983 | 48.562 | 73.5983 | 48.562
1414 | 78.4238 | 45.6349 | 78.4238 | 45.6349
1415 | 84.4419 | 44.8695 | 84.4419 | 44.8695
1416 | 82.9948 | 42.9373 | 82.9948 | 42.9373
1417 | 79.1761 | 41.6712 | 79.1761 | 41.6712
1418 | 77.786 | 42.7733 | 77.786 | 42.7733
1419 | 78.418 | 44.7259 | 78.418 | 44.7259
1420 | 78.8642 | 47.4562 | 78.8642 | 47.4562
1421 | 80.4165 | 49.7821 | 80.4165 | 49.7821
1422 | 78.8046 | 47.5827 | 78.8046 | 47.5827
1423 | 76.6693 | 44.6535 | 76.6693 | 44.6535
1424 | 77.6941 | 40.6519 | 77.6941 | 40.6519
1425 | 77.3507 | 37.1647 | 77.3507 | 37.1647
1426 | 74.067 | 30.7794 | 74.067 | 30.7794
1427 | 69.3455 | 26.1289 | 69.3455 | 26.1289
1428 | 65.1294 | 25.9816 | 65.1294 | 25.9816
1429 | 62.3315 | 25.5915 | 62.3315 | 25.5915
1430 | 60.63 | 27.3605 | 60.63 | 27.3605
1431 | 59.5932 | 29.5383 | 59.5932 | 29.5383
1432 | 59.7744 | 35.7043 | 59.7744 | 35.7043
1433 | 60.0891 | 51.5462 | 60.0891 | 51.5462
1434 | 59.1911 | 54.3602 | 59.1911 | 54.3602
1435 | 61.8194 | 55.4814 | 61.8194 | 55.4814
1436 | 67.1652 | 54.0978 | 67.1652 | 54.0978
1437 | 72.3068 | 52.6292 | 72.3068 | 52.6292
1438 | 77.8043 | 49.714 | 77.8043 | 49.714
1439 | 84.0503 | 48.9009 | 84.0503 | 48.9009
1440 | 82.8242 | 46.8471 | 82.8242 | 46.8471
1441 | 78.7607 | 45.5232 | 78.7607 | 45.5232
1442 | 78.3275 | 46.6671 | 78.3275 | 46.6671
1443 | 78.7397 | 48.3706 | 78.7397 | 48.3706
1444 | 78.7741 | 50.6466 | 78.7741 | 50.6466
1445 | 80.1127 | 51.9642 | 80.1127 | 51.9642
1446 | 78.9326 | 49.0773 | 78.9326 | 49.0773
1447 | 77.2558 | 46.2597 | 77.2558 | 46.2597
1448 | 78.859 | 42.2381 | 78.859 | 42.2381
1449 | 78.2759 | 38.6453 | 78.2759 | 38.6453
1450 | 74.139 | 31.6044 | 74.139 | 31.6044
1451 | 69.6072 | 25.3577 | 69.6072 | 25.3577
1452 | 65.4323 | 97.191 | 65.4323 | 97.191
1453 | 62.2907 | 99.9028 | 62.2907 | 99.9028
1454 | 60.1099 | 105.7743 | 60.1099 | 105.7743
1455 | 59.3357 | 115.9419 | 59.3357 | 115.9419
1456 | 59.5817 | 123.751 | 59.5817 | 123.751
1457 | 59.8568 | 140.7686 | 59.8568 | 140.7686
1458 | 59.4623 | 144.6716 | 59.4623 | 144.6716
1459 | 62.263 | 145.4885 | 62.263 | 145.4885
1460 | 67.6518 | 144.2676 | 67.6518 | 144.2676
1461 | 73.0085 | 144.1779 | 73.0085 | 144.1779
1462 | 78.0476 | 141.6702 | 78.0476 | 141.6702
1463 | 84.2696 | 140.6471 | 84.2696 | 140.6471
1464 | 83.1369 | 141.6399 | 83.1369 | 141.6399
1465 | 79.2313 | 142.4722 | 79.2313 | 142.4722
1466 | 77.8731 | 143.4242 | 77.8731 | 143.4242
1467 | 78.0614 | 149.1669 | 78.0614 | 149.1669
1468 | 78.9769 | 153.1766 | 78.9769 | 153.1766
1469 | 80.6183 | 155.4584 | 80.6183 | 155.4584
1470 | 79.5623 | 152.9897 | 79.5623 | 152.9897
1471 | 78.7259 | 150.3272 | 78.7259 | 150.3272
1472 | 79.5897 | 144.3185 | 79.5897 | 144.3185
1473 | 78.3184 | 140.204 | 78.3184 | 140.204
1474 | 74.2386 | 134.129 | 74.2386 | 134.129
1475 | 69.2918 | 126.8828 | 69.2918 | 126.8828
1476 | 65.2021 | 126.1081 | 65.2021 | 126.1081
1477 | 61.947 | 125.7056 | 61.947 | 125.7056
1478 | 60.2625 | 127.0178 | 60.2625 | 127.0178
1479 | 59.2444 | 135.1123 | 59.2444 | 135.1123
1480 | 59.5627 | 142.7778 | 59.5627 | 142.7778
1481 | 60.3673 | 159.2479 | 60.3673 | 159.2479
1482 | 60.1665 | 162.4239 | 60.1665 | 162.4239
1483 | 64.5637 | 162.3344 | 64.5637 | 162.3344
1484 | 72.3628 | 161.1404 | 72.3628 | 161.1404
1485 | 78.0019 | 161.7508 | 78.0019 | 161.7508
1486 | 82.7749 | 158.9199 | 82.7749 | 158.9199
1487 | 90.0486 | 156.757 | 90.0486 | 156.757
1488 | 88.7282 | 156.0895 | 88.7282 | 156.0895
1489 | 82.5222 | 154.2292 | 82.5222 | 154.2292
1490 | 81.5383 | 150.281 | 81.5383 | 150.281
1491 | 82.3309 | 148.3861 | 82.3309 | 148.3861
1492 | 83.2328 | 143.2055 | 83.2328 | 143.2055
1493 | 84.5095 | 136.5842 | 84.5095 | 136.5842
1494 | 82.897 | 125.4637 | 82.897 | 125.4637
1495 | 80.6969 | 117.0034 | 80.6969 | 117.0034
1496 | 81.5935 | 110.6896 | 81.5935 | 110.6896
1497 | 80.1092 | 105.7853 | 80.1092 | 105.7853
1498 | 75.807 | 99.459 | 75.807 | 99.459
1499 | 69.782 | 93.1104 | 69.782 | 93.1104
1500 | 65.3211 | 93.7087 | 65.3211 | 93.7087
1501 | 61.8764 | 94.7961 | 61.8764 | 94.7961
1502 | 60.2966 | 101.7086 | 60.2966 | 101.7086
1503 | 59.4543 | 117.0099 | 59.4543 | 117.0099
1504 | 59.8606 | 126.1832 | 59.8606 | 126.1832
1505 | 60.4998 | 141.6302 | 60.4998 | 141.6302
1506 | 61.1055 | 143.3971 | 61.1055 | 143.3971
1507 | 66.026 | 142.8589 | 66.026 | 142.8589
1508 | 75.4815 | 141.0546 | 75.4815 | 141.0546
1509 | 80.8291 | 142.2483 | 80.8291 | 142.2483
1510 | 85.2535 | 141.5984 | 85.2535 | 141.5984
1511 | 92.3395 | 139.9201 | 92.3395 | 139.9201
1512 | 89.6819 | 139.127 | 89.6819 | 139.127
1513 | 83.9862 | 137.536 | 83.9862 | 137.536
1514 | 83.6199 | 130.1683 | 83.6199 | 130.1683
1515 | 84.1123 | 122.8615 | 84.1123 | 122.8615
1516 | 84.995 | 112.3229 | 84.995 | 112.3229
1517 | 86.4737 | 95.2728 | 86.4737 | 95.2728
1518 | 85.6705 | 72.3863 | 85.6705 | 72.3863
1519 | 83.8239 | 52.3125 | 83.8239 | 52.3125
1520 | 83.8546 | 35.1211 | 83.8546 | 35.1211
1521 | 81.7888 | 26.0704 | 81.7888 | 26.0704
1522 | 76.7454 | 19.2595 | 76.7454 | 19.2595
1523 | 70.6178 | 15.5764 | 70.6178 | 15.5764
1524 | 65.4554 | 21.102 | 65.4554 | 21.102
1525 | 62.0591 | 29.7731 | 62.0591 | 29.7731
1526 | 60.3401 | 47.3568 | 60.3401 | 47.3568
1527 | 59.3848 | 65.4851 | 59.3848 | 65.4851
1528 | 59.8562 | 78.5086 | 59.8562 | 78.5086
1529 | 61.1274 | 99.6277 | 61.1274 | 99.6277
1530 | 62.1436 | 106.1424 | 62.1436 | 106.1424
1531 | 67.2286 | 108.2876 | 67.2286 | 108.2876
1532 | 77.3713 | 107.0757 | 77.3713 | 107.0757
1533 | 83.9688 | 107.6322 | 83.9688 | 107.6322
1534 | 87.7639 | 106.1566 | 87.7639 | 106.1566
1535 | 95.3394 | 105.8245 | 95.3394 | 105.8245
1536 | 92.6833 | 107.4726 | 92.6833 | 107.4726
1537 | 86.8955 | 107.4701 | 86.8955 | 107.4701
1538 | 85.7835 | 103.5218 | 85.7835 | 103.5218
1539 | 86.81 | 102.1116 | 86.81 | 102.1116
1540 | 87.5133 | 102.0198 | 87.5133 | 102.0198
1541 | 88.0398 | 100.8193 | 88.0398 | 100.8193
1542 | 87.0085 | 94.4735 | 87.0085 | 94.4735
1543 | 84.5113 | 90.6891 | 84.5113 | 90.6891
1544 | 84.7303 | 86.7716 | 84.7303 | 86.7716
1545 | 82.1296 | 81.9301 | 82.1296 | 81.9301
1546 | 78.2635 | 73.1716 | 78.2635 | 73.1716
1547 | 72.2468 | 63.7894 | 72.2468 | 63.7894
1548 | 67.7695 | 62.3774 | 67.7695 | 62.3774
1549 | 64.3918 | 64.2546 | 64.3918 | 64.2546
1550 | 62.3309 | 75.5828 | 62.3309 | 75.5828
1551 | 61.4386 | 88.5147 | 61.4386 | 88.5147
1552 | 61.7857 | 99.7163 | 61.7857 | 99.7163
1553 | 62.6795 | 118.3852 | 62.6795 | 118.3852
1554 | 63.0176 | 123.3203 | 63.0176 | 123.3203
1555 | 66.9707 | 127.8798 | 66.9707 | 127.8798
1556 | 74.6121 | 128.8846 | 74.6121 | 128.8846
1557 | 80.6012 | 130.0156 | 80.6012 | 130.0156
1558 | 84.3849 | 127.7502 | 84.3849 | 127.7502
1559 | 91.0496 | 126.6373 | 91.0496 | 126.6373
1560 | 90.1861 | 129.12 | 90.1861 | 129.12
1561 | 85.101 | 130.5715 | 85.101 | 130.5715
1562 | 84.2075 | 120.3587 | 84.2075 | 120.3587
1563 | 84.7564 | 109.6415 | 84.7564 | 109.6415
1564 | 84.9847 | 96.6259 | 84.9847 | 96.6259
1565 | 85.7408 | 83.4439 | 85.7408 | 83.4439
1566 | 85.0827 | 70.699 | 85.0827 | 70.699
1567 | 83.0298 | 61.2604 | 83.0298 | 61.2604
1568 | 83.5954 | 54.9197 | 83.5954 | 54.9197
1569 | 81.1001 | 51.3437 | 81.1001 | 51.3437
1570 | 77.4654 | 48.4188 | 77.4654 | 48.4188
1571 | 72.5619 | 43.8203 | 72.5619 | 43.8203
1572 | 68.1098 | 46.7611 | 68.1098 | 46.7611
1573 | 64.6452 | 52.6141 | 64.6452 | 52.6141
1574 | 62.8354 | 68.8337 | 62.8354 | 68.8337
1575 | 61.5284 | 84.0542 | 61.5284 | 84.0542
1576 | 61.7412 | 95.1301 | 61.7412 | 95.1301
1577 | 62.5437 | 116.689 | 62.5437 | 116.689
1578 | 61.874 | 124.6486 | 61.874 | 124.6486
1579 | 65.0722 | 127.9516 | 65.0722 | 127.9516
1580 | 71.369 | 127.0627 | 71.369 | 127.0627
1581 | 77.1272 | 126.6949 | 77.1272 | 126.6949
1582 | 80.8502 | 122.5986 | 80.8502 | 122.5986
1583 | 86.2237 | 119.583 | 86.2237 | 119.583
1584 | 84.7887 | 118.5835 | 84.7887 | 118.5835
1585 | 81.7371 | 116.4001 | 81.7371 | 116.4001
1586 | 80.098 | 110.7287 | 80.098 | 110.7287
1587 | 80.2971 | 107.4876 | 80.2971 | 107.4876
1588 | 80.7623 | 102.9442 | 80.7623 | 102.9442
1589 | 82.2901 | 98.7371 | 82.2901 | 98.7371
1590 | 80.9795 | 91.5207 | 80.9795 | 91.5207
1591 | 80.0268 | 87.1979 | 80.0268 | 87.1979
1592 | 81.9844 | 81.3777 | 81.9844 | 81.3777
1593 | 80.6239 | 74.086 | 80.6239 | 74.086
1594 | 76.388 | 66.1981 | 76.388 | 66.1981
1595 | 71.3407 | 59.3917 | 71.3407 | 59.3917
1596 | 67.1687 | 61.2466 | 67.1687 | 61.2466
1597 | 64.3877 | 64.9726 | 64.3877 | 64.9726
1598 | 62.4754 | 74.1468 | 62.4754 | 74.1468
1599 | 61.8584 | 85.8132 | 61.8584 | 85.8132
1600 | 61.935 | 94.5916 | 61.935 | 94.5916
1601 | 62.7768 | 113.1708 | 62.7768 | 113.1708
1602 | 62.1198 | 119.3534 | 62.1198 | 119.3534
1603 | 64.5549 | 121.8487 | 64.5549 | 121.8487
1604 | 69.4701 | 121.8124 | 69.4701 | 121.8124
1605 | 74.5503 | 122.7728 | 74.5503 | 122.7728
1606 | 79.135 | 122.3473 | 79.135 | 122.3473
1607 | 85.3291 | 122.2486 | 85.3291 | 122.2486
1608 | 84.1643 | 123.6004 | 84.1643 | 123.6004
1609 | 80.6867 | 124.8993 | 80.6867 | 124.8993
1610 | 79.6311 | 117.7022 | 79.6311 | 117.7022
1611 | 80.1137 | 112.7558 | 80.1137 | 112.7558
1612 | 81.2724 | 102.6749 | 81.2724 | 102.6749
1613 | 83.0737 | 90.0943 | 83.0737 | 90.0943
1614 | 81.1249 | 73.9569 | 81.1249 | 73.9569
1615 | 80.4369 | 61.0002 | 80.4369 | 61.0002
1616 | 82.5204 | 48.5296 | 82.5204 | 48.5296
1617 | 80.495 | 39.5058 | 80.495 | 39.5058
1618 | 76.8861 | 31.573 | 76.8861 | 31.573
1619 | 71.3495 | 26.0052 | 71.3495 | 26.0052
1620 | 66.5324 | 30.7679 | 66.5324 | 30.7679
1621 | 63.9259 | 40.9378 | 63.9259 | 40.9378
1622 | 62.0605 | 62.0576 | 62.0605 | 62.0576
1623 | 61.3967 | 82.7887 | 61.3967 | 82.7887
1624 | 61.7219 | 95.1211 | 61.7219 | 95.1211
1625 | 62.8065 | 117.389 | 62.8065 | 117.389
1626 | 62.8286 | 126.309 | 62.8286 | 126.309
1627 | 67.3529 | 126.3182 | 67.3529 | 126.3182
1628 | 74.4142 | 123.0869 | 74.4142 | 123.0869
1629 | 78.6337 | 124.3165 | 78.6337 | 124.3165
1630 | 83.2392 | 123.164 | 83.2392 | 123.164
1631 | 89.8139 | 121.737 | 89.8139 | 121.737
1632 | 88.3984 | 121.4644 | 88.3984 | 121.4644
1633 | 82.7154 | 120.5196 | 82.7154 | 120.5196
1634 | 82.0216 | 116.1316 | 82.0216 | 116.1316
1635 | 82.1072 | 112.0019 | 82.1072 | 112.0019
1636 | 83.3055 | 108.6432 | 83.3055 | 108.6432
1637 | 85.2866 | 102.6681 | 85.2866 | 102.6681
1638 | 84.0236 | 87.4641 | 84.0236 | 87.4641
1639 | 83.4989 | 65.721 | 83.4989 | 65.721
1640 | 84.1502 | 48.0809 | 84.1502 | 48.0809
1641 | 81.2659 | 36.6697 | 81.2659 | 36.6697
1642 | 77.4638 | 27.8305 | 77.4638 | 27.8305
1643 | 71.343 | 23.8153 | 71.343 | 23.8153
1644 | 66.3294 | 30.2653 | 66.3294 | 30.2653
1645 | 63.5127 | 40.6057 | 63.5127 | 40.6057
1646 | 61.6622 | 55.8739 | 61.6622 | 55.8739
1647 | 61.0054 | 70.6457 | 61.0054 | 70.6457
1648 | 61.6564 | 84.7192 | 61.6564 | 84.7192
1649 | 63.4124 | 110.236 | 63.4124 | 110.236
1650 | 63.9974 | 118.7342 | 63.9974 | 118.7342
1651 | 69.1844 | 121.6871 | 69.1844 | 121.6871
1652 | 78.7053 | 120.8431 | 78.7053 | 120.8431
1653 | 84.1781 | 119.0483 | 84.1781 | 119.0483
1654 | 89.0048 | 115.8585 | 89.0048 | 115.8585
1655 | 95.6655 | 114.6379 | 95.6655 | 114.6379
1656 | 93.0447 | 115.1999 | 93.0447 | 115.1999
1657 | 86.1624 | 115.009 | 86.1624 | 115.009
1658 | 85.3453 | 110.63 | 85.3453 | 110.63
1659 | 86.2569 | 105.4233 | 86.2569 | 105.4233
1660 | 86.3157 | 100.7364 | 86.3157 | 100.7364
1661 | 88.2946 | 95.6767 | 88.2946 | 95.6767
1662 | 87.4714 | 83.6408 | 87.4714 | 83.6408
1663 | 86.0718 | 72.2547 | 86.0718 | 72.2547
1664 | 86.1931 | 57.4506 | 86.1931 | 57.4506
1665 | 83.4196 | 40.9597 | 83.4196 | 40.9597
1666 | 79.0033 | 28.342 | 79.0033 | 28.342
1667 | 72.4991 | 20.6831 | 72.4991 | 20.6831
1668 | 67.3183 | 24.7188 | 67.3183 | 24.7188
1669 | 64.401 | 36.1273 | 64.401 | 36.1273
1670 | 62.6256 | 59.3921 | 62.6256 | 59.3921
1671 | 62.1776 | 79.7642 | 62.1776 | 79.7642
1672 | 62.469 | 94.1788 | 62.469 | 94.1788
1673 | 63.8834 | 118.0711 | 63.8834 | 118.0711
1674 | 64.2954 | 127.368 | 64.2954 | 127.368
1675 | 69.3979 | 130.662 | 69.3979 | 130.662
1676 | 78.7501 | 125.196 | 78.7501 | 125.196
1677 | 84.2897 | 124.5229 | 84.2897 | 124.5229
1678 | 87.6409 | 123.5679 | 87.6409 | 123.5679
1679 | 95.1242 | 124.3128 | 95.1242 | 124.3128
1680 | 91.8249 | 128.1866 | 91.8249 | 128.1866
1681 | 86.2288 | 129.9342 | 86.2288 | 129.9342
1682 | 86.6475 | 125.9052 | 86.6475 | 125.9052
1683 | 87.8702 | 117.683 | 87.8702 | 117.683
1684 | 88.001 | 103.6083 | 88.001 | 103.6083
1685 | 88.9457 | 87.6532 | 88.9457 | 87.6532
1686 | 88.0479 | 65.9962 | 88.0479 | 65.9962
1687 | 86.9695 | 50.8855 | 86.9695 | 50.8855
1688 | 87.4314 | 38.8098 | 87.4314 | 38.8098
1689 | 84.1355 | 30.145 | 84.1355 | 30.145
1690 | 79.3324 | 22.0147 | 79.3324 | 22.0147
1691 | 73.0916 | 16.411 | 73.0916 | 16.411
1692 | 68.1194 | 21.9815 | 68.1194 | 21.9815
1693 | 64.9825 | 33.3271 | 64.9825 | 33.3271
1694 | 63.2342 | 50.8121 | 63.2342 | 50.8121
1695 | 62.7462 | 69.461 | 62.7462 | 69.461
1696 | 63.2606 | 84.7282 | 63.2606 | 84.7282
1697 | 64.8463 | 107.6692 | 64.8463 | 107.6692
1698 | 65.9332 | 117.6033 | 65.9332 | 117.6033
1699 | 70.9769 | 123.6167 | 70.9769 | 123.6167
1700 | 79.8377 | 125.878 | 79.8377 | 125.878
1701 | 85.9265 | 128.1578 | 85.9265 | 128.1578
1702 | 89.6736 | 124.7436 | 89.6736 | 124.7436
1703 | 95.7196 | 120.2292 | 95.7196 | 120.2292
1704 | 92.8453 | 117.3001 | 92.8453 | 117.3001
1705 | 87.3083 | 113.3576 | 87.3083 | 113.3576
1706 | 86.3384 | 102.1936 | 86.3384 | 102.1936
1707 | 86.8096 | 91.8084 | 86.8096 | 91.8084
1708 | 86.7231 | 83.6751 | 86.7231 | 83.6751
1709 | 88.0763 | 74.864 | 88.0763 | 74.864
1710 | 87.2692 | 61.8587 | 87.2692 | 61.8587
1711 | 87.5286 | 48.2379 | 87.5286 | 48.2379
1712 | 87.1225 | 37.2572 | 87.1225 | 37.2572
1713 | 83.8037 | 26.3666 | 83.8037 | 26.3666
1714 | 79.8549 | 15.7682 | 79.8549 | 15.7682
1715 | 74.1383 | 8.3157 | 74.1383 | 8.3157
1716 | 69.2713 | 10.0539 | 69.2713 | 10.0539
1717 | 65.9102 | 18.5904 | 65.9102 | 18.5904
1718 | 63.8855 | 33.1764 | 63.8855 | 33.1764
1719 | 63.2808 | 45.5429 | 63.2808 | 45.5429
1720 | 63.8894 | 59.428 | 63.8894 | 59.428
1721 | 65.4072 | 82.8716 | 65.4072 | 82.8716
1722 | 65.9007 | 91.0646 | 65.9007 | 91.0646
1723 | 70.5738 | 95.8305 | 70.5738 | 95.8305
1724 | 77.9518 | 99.0611 | 77.9518 | 99.0611
1725 | 82.9787 | 104.2218 | 82.9787 | 104.2218
1726 | 86.6364 | 104.0565 | 86.6364 | 104.0565
1727 | 93.9852 | 103.8321 | 93.9852 | 103.8321
1728 | 91.654 | 105.3455 | 91.654 | 105.3455
1729 | 86.7026 | 107.3175 | 86.7026 | 107.3175
1730 | 85.6716 | 101.9871 | 85.6716 | 101.9871
1731 | 85.5322 | 90.3366 | 85.5322 | 90.3366
1732 | 85.6848 | 81.7455 | 85.6848 | 81.7455
1733 | 88.0012 | 69.0393 | 88.0012 | 69.0393
1734 | 87.056 | 49.4465 | 87.056 | 49.4465
1735 | 87.5061 | 36.2744 | 87.5061 | 36.2744
1736 | 86.7609 | 25.8321 | 86.7609 | 25.8321
1737 | 83.4387 | 18.2802 | 83.4387 | 18.2802
1738 | 79.6789 | 10.8231 | 79.6789 | 10.8231
1739 | 74.2676 | 5.1924 | 74.2676 | 5.1924
1740 | 69.8984 | 9.2551 | 69.8984 | 9.2551
1741 | 66.7205 | 22.4047 | 66.7205 | 22.4047
1742 | 64.7286 | 44.8976 | 64.7286 | 44.8976
1743 | 64.0372 | 60.4323 | 64.0372 | 60.4323
1744 | 64.2524 | 72.3519 | 64.2524 | 72.3519
1745 | 65.772 | 93.085 | 65.772 | 93.085
1746 | 65.7721 | 99.5189 | 65.7721 | 99.5189
1747 | 67.6936 | 104.0694 | 67.6936 | 104.0694
1748 | 74.0753 | 109.1399 | 74.0753 | 109.1399
1749 | 79.6615 | 114.5249 | 79.6615 | 114.5249
1750 | 83.3563 | 115.1674 | 83.3563 | 115.1674
1751 | 90.4718 | 116.1815 | 90.4718 | 116.1815
1752 | 89.7412 | 119.0232 | 89.7412 | 119.0232
1753 | 85.3782 | 121.094 | 85.3782 | 121.094
1754 | 84.1766 | 109.5709 | 84.1766 | 109.5709
1755 | 84.2697 | 88.6852 | 84.2697 | 88.6852
1756 | 84.7992 | 78.6671 | 84.7992 | 78.6671
1757 | 86.6859 | 64.0582 | 86.6859 | 64.0582
1758 | 85.5758 | 44.968 | 85.5758 | 44.968
1759 | 85.6988 | 33.4652 | 85.6988 | 33.4652
1760 | 85.2025 | 24.6474 | 85.2025 | 24.6474
1761 | 82.6767 | 18.9713 | 82.6767 | 18.9713
1762 | 78.5737 | 13.363 | 78.5737 | 13.363
1763 | 73.603 | 9.3298 | 73.603 | 9.3298
1764 | 68.6288 | 14.0746 | 68.6288 | 14.0746
1765 | 65.7038 | 24.1368 | 65.7038 | 24.1368
1766 | 63.9267 | 40.0243 | 63.9267 | 40.0243
1767 | 63.4129 | 53.4319 | 63.4129 | 53.4319
1768 | 63.4011 | 68.4298 | 63.4011 | 68.4298
1769 | 64.5025 | 95.3557 | 64.5025 | 95.3557
1770 | 65.0267 | 109.6336 | 65.0267 | 109.6336
1771 | 68.0454 | 118.6805 | 68.0454 | 118.6805
1772 | 73.661 | 122.1804 | 73.661 | 122.1804
1773 | 78.9718 | 120.7625 | 78.9718 | 120.7625
1774 | 84.1092 | 113.6955 | 84.1092 | 113.6955
1775 | 90.2224 | 111.2364 | 90.2224 | 111.2364
1776 | 89.4005 | 110.4612 | 89.4005 | 110.4612
1777 | 85.393 | 107.9189 | 85.393 | 107.9189
1778 | 84.8235 | 103.5847 | 84.8235 | 103.5847
1779 | 85.8141 | 101.968 | 85.8141 | 101.968
1780 | 87.0545 | 101.23 | 87.0545 | 101.23
1781 | 87.779 | 102.6771 | 87.779 | 102.6771
1782 | 86.9545 | 103.3047 | 86.9545 | 103.3047
1783 | 86.9997 | 107.0772 | 86.9997 | 107.0772
1784 | 85.6801 | 109.8729 | 85.6801 | 109.8729
1785 | 82.6997 | 111.3138 | 82.6997 | 111.3138
1786 | 78.5004 | 109.2237 | 78.5004 | 109.2237
1787 | 72.8887 | 105.397 | 72.8887 | 105.397
1788 | 68.5348 | 108.1404 | 68.5348 | 108.1404
1789 | 65.7285 | 111.3188 | 65.7285 | 111.3188
1790 | 63.5901 | 115.9249 | 63.5901 | 115.9249
1791 | 62.701 | 123.5077 | 62.701 | 123.5077
1792 | 63.356 | 132.7438 | 63.356 | 132.7438
1793 | 64.5915 | 151.6641 | 64.5915 | 151.6641
1794 | 65.6673 | 157.8018 | 65.6673 | 157.8018
1795 | 69.4727 | 161.1856 | 69.4727 | 161.1856
1796 | 76.6404 | 162.9982 | 76.6404 | 162.9982
1797 | 81.1113 | 164.9009 | 81.1113 | 164.9009
1798 | 85.7794 | 163.2638 | 85.7794 | 163.2638
1799 | 92.7103 | 162.8868 | 92.7103 | 162.8868
1800 | 90.7807 | 164.0502 | 90.7807 | 164.0502
1801 | 87.0536 | 164.5952 | 87.0536 | 164.5952
1802 | 85.7112 | 161.2842 | 85.7112 | 161.2842
1803 | 86.9208 | 158.2495 | 86.9208 | 158.2495
1804 | 86.8057 | 154.5587 | 86.8057 | 154.5587
1805 | 88.4294 | 149.149 | 88.4294 | 149.149
1806 | 88.4972 | 141.439 | 88.4972 | 141.439
1807 | 88.8253 | 135.0878 | 88.8253 | 135.0878
1808 | 87.7973 | 126.8265 | 87.7973 | 126.8265
1809 | 84.6218 | 118.4309 | 84.6218 | 118.4309
1810 | 80.3008 | 110.4084 | 80.3008 | 110.4084
1811 | 73.8589 | 103.4494 | 73.8589 | 103.4494
1812 | 69.1137 | 106.1569 | 69.1137 | 106.1569
1813 | 65.9789 | 113.1587 | 65.9789 | 113.1587
1814 | 63.8789 | 131.7835 | 63.8789 | 131.7835
1815 | 63.529 | 145.8462 | 63.529 | 145.8462
1816 | 64.0271 | 154.9477 | 64.0271 | 154.9477
1817 | 65.6056 | 172.7281 | 65.6056 | 172.7281
1818 | 66.7625 | 177.7081 | 66.7625 | 177.7081
1819 | 72.685 | 179.8713 | 72.685 | 179.8713
1820 | 81.7206 | 178.4708 | 81.7206 | 178.4708
1821 | 87.3542 | 177.5914 | 87.3542 | 177.5914
1822 | 91.4915 | 174.0516 | 91.4915 | 174.0516
1823 | 98.4571 | 173.5759 | 98.4571 | 173.5759
1824 | 96.094 | 173.1418 | 96.094 | 173.1418
1825 | 90.2358 | 172.6726 | 90.2358 | 172.6726
1826 | 89.3557 | 171.5873 | 89.3557 | 171.5873
1827 | 90.6125 | 170.7335 | 90.6125 | 170.7335
1828 | 91.0495 | 165.4363 | 91.0495 | 165.4363
1829 | 93.2393 | 158.2227 | 93.2393 | 158.2227
1830 | 92.6273 | 148.1432 | 92.6273 | 148.1432
1831 | 91.7933 | 139.4406 | 91.7933 | 139.4406
1832 | 90.7702 | 126.1893 | 90.7702 | 126.1893
1833 | 86.7037 | 115.4333 | 86.7037 | 115.4333
1834 | 80.9356 | 104.3593 | 80.9356 | 104.3593
1835 | 74.3543 | 95.2015 | 74.3543 | 95.2015
1836 | 69.7748 | 97.1461 | 69.7748 | 97.1461
1837 | 66.3683 | 104.9556 | 66.3683 | 104.9556
1838 | 64.4877 | 118.5904 | 64.4877 | 118.5904
1839 | 63.3803 | 130.0056 | 63.3803 | 130.0056
1840 | 64.1611 | 139.7353 | 64.1611 | 139.7353
1841 | 65.8029 | 158.1619 | 65.8029 | 158.1619
1842 | 67.2068 | 163.3932 | 67.2068 | 163.3932
1843 | 72.6377 | 165.5922 | 72.6377 | 165.5922
1844 | 81.7957 | 165.4393 | 81.7957 | 165.4393
1845 | 87.0288 | 166.0318 | 87.0288 | 166.0318
1846 | 91.0401 | 165.6421 | 91.0401 | 165.6421
1847 | 97.662 | 166.028 | 97.662 | 166.028
1848 | 95.8859 | 167.6581 | 95.8859 | 167.6581
1849 | 89.844 | 169.0558 | 89.844 | 169.0558
1850 | 89.0683 | 163.124 | 89.0683 | 163.124
1851 | 89.6692 | 155.2339 | 89.6692 | 155.2339
1852 | 90.0468 | 143.8158 | 90.0468 | 143.8158
1853 | 91.8186 | 133.5687 | 91.8186 | 133.5687
1854 | 92.1779 | 126.0381 | 92.1779 | 126.0381
1855 | 92.4953 | 120.3241 | 92.4953 | 120.3241
1856 | 90.6447 | 112.1346 | 90.6447 | 112.1346
1857 | 86.8841 | 106.1084 | 86.8841 | 106.1084
1858 | 81.9272 | 100.9309 | 81.9272 | 100.9309
1859 | 75.8501 | 95.8028 | 75.8501 | 95.8028
1860 | 70.4987 | 99.5873 | 70.4987 | 99.5873
1861 | 67.3514 | 107.9084 | 67.3514 | 107.9084
1862 | 65.6772 | 122.1803 | 65.6772 | 122.1803
1863 | 65.0158 | 135.6238 | 65.0158 | 135.6238
1864 | 65.3273 | 151.0526 | 65.3273 | 151.0526
1865 | 66.6602 | 175.4834 | 66.6602 | 175.4834
1866 | 68.3337 | 182.8148 | 68.3337 | 182.8148
1867 | 73.7868 | 183.4702 | 73.7868 | 183.4702
1868 | 82.6354 | 179.3055 | 82.6354 | 179.3055
1869 | 87.6621 | 175.8772 | 87.6621 | 175.8772
1870 | 91.9544 | 173.1182 | 91.9544 | 173.1182
1871 | 97.7911 | 171.3501 | 97.7911 | 171.3501
1872 | 96.0583 | 171.1942 | 96.0583 | 171.1942
1873 | 90.0389 | 167.9249 | 90.0389 | 167.9249
1874 | 89.5152 | 162.9086 | 89.5152 | 162.9086
1875 | 90.7519 | 157.7918 | 90.7519 | 157.7918
1876 | 90.394 | 150.538 | 90.394 | 150.538
1877 | 92.0986 | 143.9705 | 92.0986 | 143.9705
1878 | 91.5848 | 131.6384 | 91.5848 | 131.6384
1879 | 91.6728 | 122.4781 | 91.6728 | 122.4781
1880 | 89.3627 | 113.768 | 89.3627 | 113.768
1881 | 85.85 | 103.9544 | 85.85 | 103.9544
1882 | 80.7961 | 91.1213 | 80.7961 | 91.1213
1883 | 75.6419 | 82.861 | 75.6419 | 82.861
1884 | 70.3174 | 88.5123 | 70.3174 | 88.5123
1885 | 67.1052 | 93.405 | 67.1052 | 93.405
1886 | 65.1322 | 99.0252 | 65.1322 | 99.0252
1887 | 64.533 | 111.257 | 64.533 | 111.257
1888 | 64.9328 | 121.6419 | 64.9328 | 121.6419
1889 | 66.6054 | 135.3926 | 66.6054 | 135.3926
1890 | 68.1729 | 136.1903 | 68.1729 | 136.1903
1891 | 72.814 | 138.0124 | 72.814 | 138.0124
1892 | 80.4452 | 139.6006 | 80.4452 | 139.6006
1893 | 85.7096 | 140.8213 | 85.7096 | 140.8213
1894 | 89.6155 | 138.3675 | 89.6155 | 138.3675
1895 | 97.5843 | 137.9187 | 97.5843 | 137.9187
1896 | 95.4643 | 140.6078 | 95.4643 | 140.6078
1897 | 89.9617 | 140.399 | 89.9617 | 140.399
1898 | 88.661 | 132.3133 | 88.661 | 132.3133
1899 | 88.4474 | 118.4818 | 88.4474 | 118.4818
1900 | 89.6805 | 104.0032 | 89.6805 | 104.0032
1901 | 92.128 | 96.0267 | 92.128 | 96.0267
1902 | 91.7234 | 83.2818 | 91.7234 | 83.2818
1903 | 92.4487 | 75.7908 | 92.4487 | 75.7908
1904 | 90.1061 | 72.0707 | 90.1061 | 72.0707
1905 | 86.1132 | 73.027 | 86.1132 | 73.027
1906 | 81.2764 | 73.0818 | 81.2764 | 73.0818
1907 | 76.0343 | 72.6566 | 76.0343 | 72.6566
1908 | 71.2779 | 78.0745 | 71.2779 | 78.0745
1909 | 68.3966 | 83.1736 | 68.3966 | 83.1736
1910 | 66.3009 | 87.4745 | 66.3009 | 87.4745
1911 | 65.4454 | 93.6483 | 65.4454 | 93.6483
1912 | 65.7378 | 101.592 | 65.7378 | 101.592
1913 | 67.1882 | 119.7584 | 67.1882 | 119.7584
1914 | 68.2631 | 125.7884 | 68.2631 | 125.7884
1915 | 71.001 | 128.9388 | 71.001 | 128.9388
1916 | 76.9856 | 129.8898 | 76.9856 | 129.8898
1917 | 82.0313 | 132.6273 | 82.0313 | 132.6273
1918 | 85.9484 | 133.1441 | 85.9484 | 133.1441
1919 | 92.6323 | 134.1582 | 92.6323 | 134.1582
1920 | 91.5942 | 136.8384 | 91.5942 | 136.8384
1921 | 86.8754 | 140.5156 | 86.8754 | 140.5156
1922 | 85.825 | 141.4946 | 85.825 | 141.4946
1923 | 86.7425 | 133.0839 | 86.7425 | 133.0839
1924 | 88.2445 | 123.5864 | 88.2445 | 123.5864
1925 | 89.544 | 110.7276 | 89.544 | 110.7276
1926 | 89.5726 | 95.8017 | 89.5726 | 95.8017
1927 | 89.8682 | 83.4912 | 89.8682 | 83.4912
1928 | 87.294 | 71.963 | 87.294 | 71.963
1929 | 83.8563 | 63.6213 | 83.8563 | 63.6213
1930 | 80.458 | 55.9577 | 80.458 | 55.9577
1931 | 75.5011 | 54.1773 | 75.5011 | 54.1773
1932 | 70.8836 | 66.5777 | 70.8836 | 66.5777
1933 | 68.2004 | 75.8591 | 68.2004 | 75.8591
1934 | 66.2909 | 89.5118 | 66.2909 | 89.5118
1935 | 65.777 | 96.8434 | 65.777 | 96.8434
1936 | 66.1344 | 104.3922 | 66.1344 | 104.3922
1937 | 67.1827 | 123.1778 | 67.1827 | 123.1778
1938 | 68.4451 | 127.6283 | 68.4451 | 127.6283
1939 | 70.853 | 132.6006 | 70.853 | 132.6006
1940 | 76.5164 | 135.8761 | 76.5164 | 135.8761
1941 | 81.7964 | 139.1969 | 81.7964 | 139.1969
1942 | 85.7946 | 134.1134 | 85.7946 | 134.1134
1943 | 92.9907 | 128.5848 | 92.9907 | 128.5848
1944 | 90.7653 | 128.3661 | 90.7653 | 128.3661
1945 | 87.1086 | 128.6867 | 87.1086 | 128.6867
1946 | 86.0122 | 126.7488 | 86.0122 | 126.7488
1947 | 86.3275 | 124.1719 | 86.3275 | 124.1719
1948 | 88.2394 | 117.7886 | 88.2394 | 117.7886
1949 | 91.0617 | 103.3592 | 91.0617 | 103.3592
1950 | 89.9438 | 77.2866 | 89.9438 | 77.2866
1951 | 90.6241 | 50.9932 | 90.6241 | 50.9932
1952 | 88.5393 | 32.9492 | 88.5393 | 32.9492
1953 | 85.1517 | 22.8215 | 85.1517 | 22.8215
1954 | 80.7173 | 15.3015 | 80.7173 | 15.3015
1955 | 75.4766 | 11.2774 | 75.4766 | 11.2774
1956 | 71.5846 | 19.9083 | 71.5846 | 19.9083
1957 | 68.6017 | 41.9161 | 68.6017 | 41.9161
1958 | 66.4993 | 61.8243 | 66.4993 | 61.8243
1959 | 65.9469 | 73.401 | 65.9469 | 73.401
1960 | 66.1791 | 84.7372 | 66.1791 | 84.7372
1961 | 67.3533 | 105.4165 | 67.3533 | 105.4165
1962 | 68.9074 | 113.7172 | 68.9074 | 113.7172
1963 | 73.0011 | 120.0537 | 73.0011 | 120.0537
1964 | 79.8411 | 124.6575 | 79.8411 | 124.6575
1965 | 84.9729 | 127.4577 | 84.9729 | 127.4577
1966 | 89.3427 | 123.4692 | 89.3427 | 123.4692
1967 | 96.0323 | 118.5599 | 96.0323 | 118.5599
1968 | 93.4143 | 120.4682 | 93.4143 | 120.4682
1969 | 88.4239 | 120.7978 | 88.4239 | 120.7978
1970 | 87.3066 | 119.7305 | 87.3066 | 119.7305
1971 | 87.9391 | 120.4473 | 87.9391 | 120.4473
1972 | 89.1506 | 121.2171 | 89.1506 | 121.2171
1973 | 91.5917 | 120.7525 | 91.5917 | 120.7525
1974 | 91.3816 | 113.6348 | 91.3816 | 113.6348
1975 | 92.4056 | 105.4887 | 92.4056 | 105.4887
1976 | 89.6653 | 98.2505 | 89.6653 | 98.2505
1977 | 86.0913 | 94.3334 | 86.0913 | 94.3334
1978 | 80.9158 | 92.2163 | 80.9158 | 92.2163
1979 | 75.6926 | 91.2167 | 75.6926 | 91.2167
1980 | 70.6725 | 96.4999 | 70.6725 | 96.4999
1981 | 67.8567 | 101.6619 | 67.8567 | 101.6619
1982 | 66.2344 | 107.0397 | 66.2344 | 107.0397
1983 | 65.2458 | 112.8366 | 65.2458 | 112.8366
1984 | 65.7101 | 122.2432 | 65.7101 | 122.2432
1985 | 67.6939 | 143.111 | 67.6939 | 143.111
1986 | 69.4177 | 152.5066 | 69.4177 | 152.5066
1987 | 74.7199 | 159.3278 | 74.7199 | 159.3278
1988 | 83.5296 | 162.7379 | 83.5296 | 162.7379
1989 | 88.9665 | 164.2996 | 88.9665 | 164.2996
1990 | 93.1526 | 161.0739 | 93.1526 | 161.0739
1991 | 99.5817 | 159.5572 | 99.5817 | 159.5572
1992 | 96.4435 | 161.0795 | 96.4435 | 161.0795
1993 | 91.0293 | 162.6208 | 91.0293 | 162.6208
1994 | 89.7784 | 161.7599 | 89.7784 | 161.7599
1995 | 90.984 | 157.4417 | 90.984 | 157.4417
1996 | 91.325 | 153.76 | 91.325 | 153.76
1997 | 93.6036 | 146.3668 | 93.6036 | 146.3668
1998 | 94.6888 | 132.2487 | 94.6888 | 132.2487
1999 | 94.2815 | 123.7705 | 94.2815 | 123.7705
2000 | 91.2611 | 118.1208 | 91.2611 | 118.1208
2001 | 87.1305 | 112.6331 | 87.1305 | 112.6331
2002 | 82.2058 | 103.3361 | 82.2058 | 103.3361
2003 | 76.0305 | 97.1401 | 76.0305 | 97.1401
2004 | 70.8573 | 100.5476 | 70.8573 | 100.5476
2005 | 67.7128 | 108.3212 | 67.7128 | 108.3212
2006 | 66.0642 | 114.803 | 66.0642 | 114.803
2007 | 65.4196 | 120.2858 | 65.4196 | 120.2858
2008 | 65.9418 | 128.4 | 65.9418 | 128.4
2009 | 67.4931 | 146.2612 | 67.4931 | 146.2612
2010 | 69.5896 | 150.6129 | 69.5896 | 150.6129
2011 | 74.6298 | 152.2645 | 74.6298 | 152.2645
2012 | 83.6725 | 151.7526 | 83.6725 | 151.7526
2013 | 89.2895 | 154.0862 | 89.2895 | 154.0862
2014 | 93.5457 | 155.5723 | 93.5457 | 155.5723
2015 | 100.7766 | 156.7749 | 100.7766 | 156.7749
2016 | 97.4138 | 159.473 | 97.4138 | 159.473
2017 | 91.9096 | 161.822 | 91.9096 | 161.822
2018 | 90.5336 | 161.356 | 90.5336 | 161.356
2019 | 91.9079 | 153.2864 | 91.9079 | 153.2864
2020 | 91.9619 | 150.2239 | 91.9619 | 150.2239
2021 | 93.4226 | 144.6796 | 93.4226 | 144.6796
2022 | 93.736 | 137.1939 | 93.736 | 137.1939
2023 | 94.2042 | 130.5106 | 94.2042 | 130.5106
2024 | 90.3823 | 122.0159 | 90.3823 | 122.0159
2025 | 86.3965 | 114.4371 | 86.3965 | 114.4371
2026 | 81.4006 | 107.671 | 81.4006 | 107.671
2027 | 75.3714 | 102.7853 | 75.3714 | 102.7853
2028 | 70.3366 | 108.0057 | 70.3366 | 108.0057
2029 | 67.1083 | 121.5143 | 67.1083 | 121.5143
2030 | 65.1314 | 134.7093 | 65.1314 | 134.7093
2031 | 64.6133 | 144.2846 | 64.6133 | 144.2846
2032 | 64.7971 | 155.4503 | 64.7971 | 155.4503
2033 | 66.6049 | 176.7489 | 66.6049 | 176.7489
2034 | 68.9028 | 184.9508 | 68.9028 | 184.9508
2035 | 72.8779 | 188.8013 | 72.8779 | 188.8013
2036 | 81.8643 | 190.5331 | 81.8643 | 190.5331
2037 | 87.4926 | 192.9115 | 87.4926 | 192.9115
2038 | 91.8006 | 192.0372 | 91.8006 | 192.0372
2039 | 98.5651 | 190.3859 | 98.5651 | 190.3859
2040 | 96.1812 | 190.6608 | 96.1812 | 190.6608
2041 | 89.7435 | 190.5775 | 89.7435 | 190.5775
2042 | 88.7388 | 189.941 | 88.7388 | 189.941
2043 | 90.1345 | 190.2988 | 90.1345 | 190.2988
2044 | 90.6396 | 185.0554 | 90.6396 | 185.0554
2045 | 91.9645 | 170.9401 | 91.9645 | 170.9401
2046 | 93.0331 | 153.0076 | 93.0331 | 153.0076
2047 | 93.0896 | 141.9087 | 93.0896 | 141.9087
2048 | 89.7608 | 133.2794 | 89.7608 | 133.2794
2049 | 86.7276 | 126.8224 | 86.7276 | 126.8224
2050 | 82.1807 | 119.0781 | 82.1807 | 119.0781
2051 | 76.129 | 112.7205 | 76.129 | 112.7205
2052 | 71.2329 | 115.6434 | 71.2329 | 115.6434
2053 | 67.6446 | 123.1208 | 67.6446 | 123.1208
2054 | 65.8037 | 130.0423 | 65.8037 | 130.0423
2055 | 65.1569 | 133.9455 | 65.1569 | 133.9455
2056 | 65.1937 | 141.2251 | 65.1937 | 141.2251
2057 | 66.7918 | 159.8043 | 66.7918 | 159.8043
2058 | 68.6664 | 166.5075 | 68.6664 | 166.5075
2059 | 72.2983 | 170.2412 | 72.2983 | 170.2412
2060 | 80.1311 | 171.3089 | 80.1311 | 171.3089
2061 | 85.5615 | 173.6963 | 85.5615 | 173.6963
2062 | 89.5812 | 173.8093 | 89.5812 | 173.8093
2063 | 95.4946 | 174.7696 | 95.4946 | 174.7696
2064 | 94.2514 | 177.719 | 94.2514 | 177.719
2065 | 89.7532 | 180.3372 | 89.7532 | 180.3372
2066 | 89.0332 | 181.1815 | 89.0332 | 181.1815
2067 | 89.9927 | 180.7585 | 89.9927 | 180.7585
2068 | 90.9629 | 175.0484 | 90.9629 | 175.0484
2069 | 92.3983 | 166.2821 | 92.3983 | 166.2821
2070 | 93.2859 | 156.1668 | 93.2859 | 156.1668
2071 | 92.8286 | 152.2388 | 92.8286 | 152.2388
2072 | 89.0211 | 147.1097 | 89.0211 | 147.1097
2073 | 85.7455 | 142.5554 | 85.7455 | 142.5554
2074 | 81.7853 | 137.1086 | 81.7853 | 137.1086
2075 | 75.7955 | 133.2191 | 75.7955 | 133.2191
2076 | 70.6699 | 137.4164 | 70.6699 | 137.4164
2077 | 67.5634 | 146.3478 | 67.5634 | 146.3478
2078 | 65.6714 | 161.4903 | 65.6714 | 161.4903
2079 | 64.8529 | 174.1799 | 64.8529 | 174.1799
2080 | 64.9156 | 187.2393 | 64.9156 | 187.2393
2081 | 66.4923 | 208.7623 | 66.4923 | 208.7623
2082 | 68.2749 | 215.7975 | 68.2749 | 215.7975
2083 | 70.5398 | 217.9248 | 70.5398 | 217.9248
2084 | 76.5601 | 215.3576 | 76.5601 | 215.3576
2085 | 82.5181 | 214.1282 | 82.5181 | 214.1282
2086 | 86.7451 | 210.696 | 86.7451 | 210.696
2087 | 92.6612 | 208.3177 | 92.6612 | 208.3177
2088 | 91.4717 | 207.7848 | 91.4717 | 207.7848
2089 | 87.8999 | 206.3823 | 87.8999 | 206.3823
2090 | 86.1319 | 203.8341 | 86.1319 | 203.8341
2091 | 86.8302 | 198.6006 | 86.8302 | 198.6006
2092 | 87.7188 | 190.18 | 87.7188 | 190.18
2093 | 89.7094 | 180.3278 | 89.7094 | 180.3278
2094 | 89.1343 | 167.5021 | 89.1343 | 167.5021
2095 | 89.488 | 159.1854 | 89.488 | 159.1854
2096 | 86.7598 | 151.6061 | 86.7598 | 151.6061
2097 | 83.844 | 145.2838 | 83.844 | 145.2838
2098 | 79.7482 | 138.1497 | 79.7482 | 138.1497
2099 | 74.8171 | 132.5011 | 74.8171 | 132.5011
2100 | 70.1664 | 138.4037 | 70.1664 | 138.4037
2101 | 67.4283 | 153.4021 | 67.4283 | 153.4021
2102 | 65.4021 | 160.4851 | 65.4021 | 160.4851
2103 | 64.8897 | 164.3076 | 64.8897 | 164.3076
2104 | 64.989 | 176.0117 | 64.989 | 176.0117
2105 | 66.6336 | 197.3283 | 66.6336 | 197.3283
2106 | 68.0759 | 207.1637 | 68.0759 | 207.1637
2107 | 70.5287 | 210.9513 | 70.5287 | 210.9513
2108 | 75.9623 | 209.6137 | 75.9623 | 209.6137
2109 | 81.3158 | 208.106 | 81.3158 | 208.106
2110 | 85.3238 | 203.3635 | 85.3238 | 203.3635
2111 | 92.4895 | 198.9748 | 92.4895 | 198.9748
2112 | 90.9612 | 195.7764 | 90.9612 | 195.7764
2113 | 86.8842 | 193.0995 | 86.8842 | 193.0995
2114 | 86.0551 | 189.3845 | 86.0551 | 189.3845
2115 | 86.4699 | 185.9549 | 86.4699 | 185.9549
2116 | 88.7141 | 178.396 | 88.7141 | 178.396
2117 | 90.9131 | 163.5986 | 90.9131 | 163.5986
2118 | 90.6184 | 146.4739 | 90.6184 | 146.4739
2119 | 91.0378 | 135.5186 | 91.0378 | 135.5186
2120 | 87.4618 | 125.6597 | 87.4618 | 125.6597
2121 | 84.2341 | 118.5027 | 84.2341 | 118.5027
2122 | 79.9775 | 112.7687 | 79.9775 | 112.7687
2123 | 75.0826 | 111.1319 | 75.0826 | 111.1319
2124 | 69.9936 | 121.9976 | 69.9936 | 121.9976
2125 | 66.7846 | 131.6469 | 66.7846 | 131.6469
2126 | 65.1097 | 137.5992 | 65.1097 | 137.5992
2127 | 64.377 | 143.6833 | 64.377 | 143.6833
2128 | 64.5221 | 156.4106 | 64.5221 | 156.4106
2129 | 66.1234 | 178.9118 | 66.1234 | 178.9118
2130 | 67.4916 | 187.6164 | 67.4916 | 187.6164
2131 | 71.7572 | 191.1348 | 71.7572 | 191.1348
2132 | 77.9101 | 191.3678 | 77.9101 | 191.3678
2133 | 83.098 | 192.5974 | 83.098 | 192.5974
2134 | 88.9611 | 189.9461 | 88.9611 | 189.9461
2135 | 94.7298 | 189.8384 | 94.7298 | 189.8384
2136 | 93.535 | 192.366 | 93.535 | 192.366
2137 | 88.3229 | 195.0021 | 88.3229 | 195.0021
2138 | 87.445 | 196.1516 | 87.445 | 196.1516
2139 | 88.5406 | 187.8845 | 88.5406 | 187.8845
2140 | 90.2401 | 176.601 | 90.2401 | 176.601
2141 | 93.9262 | 166.7937 | 93.9262 | 166.7937
2142 | 93.9799 | 151.8768 | 93.9799 | 151.8768
2143 | 92.5518 | 138.0406 | 92.5518 | 138.0406
2144 | 88.8168 | 126.6649 | 88.8168 | 126.6649
2145 | 85.9894 | 118.9156 | 85.9894 | 118.9156
2146 | 80.6637 | 112.4905 | 80.6637 | 112.4905
2147 | 75.2175 | 108.6549 | 75.2175 | 108.6549
2148 | 70.295 | 121.845 | 70.295 | 121.845
2149 | 67.0698 | 141.7886 | 67.0698 | 141.7886
2150 | 65.0217 | 151.6718 | 65.0217 | 151.6718
2151 | 65.046 | 158.7162 | 65.046 | 158.7162
2152 | 65.0071 | 164.1829 | 65.0071 | 164.1829
2153 | 66.4429 | 177.5835 | 66.4429 | 177.5835
2154 | 69.4676 | 179.9877 | 69.4676 | 179.9877
2155 | 75.1256 | 181.5047 | 75.1256 | 181.5047
2156 | 83.793 | 181.1813 | 83.793 | 181.1813
2157 | 89.1295 | 181.1993 | 89.1295 | 181.1993
2158 | 92.9069 | 174.0516 | 92.9069 | 174.0516
2159 | 100.4633 | 167.4012 | 100.4633 | 167.4012
2160 | 97.2264 | 164.0592 | 97.2264 | 164.0592
2161 | 91.3354 | 162.9977 | 91.3354 | 162.9977
2162 | 90.0144 | 164.8203 | 90.0144 | 164.8203
2163 | 90.8464 | 160.8073 | 90.8464 | 160.8073
2164 | 91.793 | 140.7374 | 91.793 | 140.7374
2165 | 93.9571 | 127.4119 | 93.9571 | 127.4119
2166 | 96.0052 | 108.7615 | 96.0052 | 108.7615
2167 | 94.4448 | 93.7136 | 94.4448 | 93.7136
2168 | 91.1842 | 81.9341 | 91.1842 | 81.9341
2169 | 87.3463 | 74.8758 | 87.3463 | 74.8758
2170 | 82.5351 | 66.5391 | 82.5351 | 66.5391
2171 | 75.8923 | 64.2561 | 75.8923 | 64.2561
2172 | 71.232 | 138.719 | 71.232 | 138.719
2173 | 67.6013 | 162.7042 | 67.6013 | 162.7042
2174 | 65.6312 | 175.7897 | 65.6312 | 175.7897
2175 | 65.1682 | 190.4834 | 65.1682 | 190.4834
2176 | 65.2552 | 207.1695 | 65.2552 | 207.1695
2177 | 67.1378 | 230.0844 | 67.1378 | 230.0844
2178 | 70.0753 | 244.713 | 70.0753 | 244.713
2179 | 74.9272 | 256.4438 | 74.9272 | 256.4438
2180 | 83.1614 | 262.0107 | 83.1614 | 262.0107
2181 | 89.2316 | 269.2386 | 89.2316 | 269.2386
2182 | 92.7013 | 274.4957 | 92.7013 | 274.4957
2183 | 100.6256 | 272.9031 | 100.6256 | 272.9031
2184 | 97.7979 | 267.869 | 97.7979 | 267.869
2185 | 90.1664 | 259.4562 | 90.1664 | 259.4562
2186 | 90.4038 | 250.8711 | 90.4038 | 250.8711
2187 | 92.2381 | 241.3818 | 92.2381 | 241.3818
2188 | 92.601 | 229.7584 | 92.601 | 229.7584
2189 | 95.5276 | 220.4245 | 95.5276 | 220.4245
2190 | 97.9633 | 203.8377 | 97.9633 | 203.8377
2191 | 96.4069 | 185.6431 | 96.4069 | 185.6431
2192 | 91.3365 | 172.5079 | 91.3365 | 172.5079
2193 | 88.4111 | 163.9981 | 88.4111 | 163.9981
2194 | 83.101 | 156.8791 | 83.101 | 156.8791
2195 | 77.6092 | 154.9639 | 77.6092 | 154.9639
2196 | 72.5989 | 168.4615 | 72.5989 | 168.4615
2197 | 68.9185 | 194.6865 | 68.9185 | 194.6865
2198 | 66.6998 | 212.8767 | 66.6998 | 212.8767
2199 | 65.8877 | 225.018 | 65.8877 | 225.018
2200 | 65.8587 | 245.4893 | 65.8587 | 245.4893
2201 | 67.6589 | 265.8692 | 67.6589 | 265.8692
2202 | 70.3827 | 265.531 | 70.3827 | 265.531
2203 | 75.2257 | 263.0069 | 75.2257 | 263.0069
2204 | 83.5563 | 261.9066 | 83.5563 | 261.9066
2205 | 88.8979 | 264.6028 | 88.8979 | 264.6028
2206 | 92.7662 | 263.7655 | 92.7662 | 263.7655
2207 | 100.3304 | 262.6937 | 100.3304 | 262.6937
2208 | 97.8018 | 263.4588 | 97.8018 | 263.4588
2209 | 91.5927 | 263.3108 | 91.5927 | 263.3108
2210 | 91.4621 | 264.4141 | 91.4621 | 264.4141
2211 | 92.7121 | 259.908 | 92.7121 | 259.908
2212 | 93.2272 | 245.4023 | 93.2272 | 245.4023
2213 | 97.45 | 225.1819 | 97.45 | 225.1819
2214 | 99.6542 | 205.2441 | 99.6542 | 205.2441
2215 | 96.4875 | 191.2339 | 96.4875 | 191.2339
2216 | 91.7614 | 177.3001 | 91.7614 | 177.3001
2217 | 86.6452 | 167.2276 | 86.6452 | 167.2276
2218 | 80.5893 | 160.8899 | 80.5893 | 160.8899
2219 | 74.7607 | 160.0165 | 74.7607 | 160.0165
2220 | 70.059 | 174.66 | 70.059 | 174.66
2221 | 67.0205 | 198.1938 | 67.0205 | 198.1938
2222 | 65.1498 | 210.3244 | 65.1498 | 210.3244
2223 | 64.7447 | 219.1494 | 64.7447 | 219.1494
2224 | 64.7979 | 226.5638 | 64.7979 | 226.5638
2225 | 66.5143 | 245.0685 | 66.5143 | 245.0685
2226 | 68.7735 | 250.0434 | 68.7735 | 250.0434
2227 | 72.5517 | 253.058 | 72.5517 | 253.058
2228 | 79.4041 | 252.2702 | 79.4041 | 252.2702
2229 | 84.5481 | 252.3099 | 84.5481 | 252.3099
2230 | 88.1108 | 250.6566 | 88.1108 | 250.6566
2231 | 95.8393 | 250.314 | 95.8393 | 250.314
2232 | 93.7447 | 253.1974 | 93.7447 | 253.1974
2233 | 88.0412 | 253.1709 | 88.0412 | 253.1709
2234 | 88.3819 | 253.4061 | 88.3819 | 253.4061
2235 | 91.1876 | 253.7615 | 91.1876 | 253.7615
2236 | 91.6041 | 249.7951 | 91.6041 | 249.7951
2237 | 95.058 | 251.4171 | 95.058 | 251.4171
2238 | 96.8315 | 251.7418 | 96.8315 | 251.7418
2239 | 94.5764 | 249.8682 | 94.5764 | 249.8682
2240 | 90.1897 | 247.7932 | 90.1897 | 247.7932
2241 | 86.349 | 245.6035 | 86.349 | 245.6035
2242 | 81.9261 | 240.9152 | 81.9261 | 240.9152
2243 | 76.3633 | 237.0033 | 76.3633 | 237.0033
2244 | 72.226 | 240.9166 | 72.226 | 240.9166
2245 | 68.7098 | 248.5807 | 68.7098 | 248.5807
2246 | 66.5646 | 252.0299 | 66.5646 | 252.0299
2247 | 65.8014 | 256.0628 | 65.8014 | 256.0628
2248 | 65.8545 | 264.8836 | 65.8545 | 264.8836
2249 | 67.3525 | 282.6417 | 67.3525 | 282.6417
2250 | 69.84 | 288.1374 | 69.84 | 288.1374
2251 | 73.0596 | 290.9437 | 73.0596 | 290.9437
2252 | 78.8731 | 291.5796 | 78.8731 | 291.5796
2253 | 83.8314 | 296.1163 | 83.8314 | 296.1163
2254 | 88.1223 | 297.9356 | 88.1223 | 297.9356
2255 | 95.0627 | 302.3331 | 95.0627 | 302.3331
2256 | 94.7913 | 307.873 | 94.7913 | 307.873
2257 | 89.7501 | 312.9511 | 89.7501 | 312.9511
2258 | 88.8934 | 319.6453 | 88.8934 | 319.6453
2259 | 88.4116 | 319.0458 | 88.4116 | 319.0458
2260 | 90.4213 | 311.9888 | 90.4213 | 311.9888
2261 | 93.0338 | 300.1372 | 93.0338 | 300.1372
2262 | 95.3402 | 285.2173 | 95.3402 | 285.2173
2263 | 93.2013 | 263.9147 | 93.2013 | 263.9147
2264 | 89.0402 | 247.7064 | 89.0402 | 247.7064
2265 | 84.6389 | 237.8075 | 84.6389 | 237.8075
2266 | 80.8402 | 231.6261 | 80.8402 | 231.6261
2267 | 75.7931 | 231.4819 | 75.7931 | 231.4819
2268 | 71.357 | 248.643 | 71.357 | 248.643
2269 | 68.6322 | 288.2375 | 68.6322 | 288.2375
2270 | 66.5197 | 312.2616 | 66.5197 | 312.2616
2271 | 65.7918 | 325.3231 | 65.7918 | 325.3231
2272 | 65.5902 | 340.5335 | 65.5902 | 340.5335
2273 | 66.9514 | 363.3441 | 66.9514 | 363.3441
2274 | 68.9964 | 360.7661 | 68.9964 | 360.7661
2275 | 72.4411 | 351.0017 | 72.4411 | 351.0017
2276 | 78.2303 | 347.0191 | 78.2303 | 347.0191
2277 | 82.9154 | 347.7534 | 82.9154 | 347.7534
2278 | 86.3654 | 342.1587 | 86.3654 | 342.1587
2279 | 93.3147 | 338.2568 | 93.3147 | 338.2568
2280 | 92.5233 | 337.6676 | 92.5233 | 337.6676
2281 | 87.4533 | 338.0751 | 87.4533 | 338.0751
2282 | 86.8545 | 338.6923 | 86.8545 | 338.6923
2283 | 87.9116 | 321.0251 | 87.9116 | 321.0251
2284 | 89.8658 | 288.3059 | 89.8658 | 288.3059
2285 | 93.183 | 259.6818 | 93.183 | 259.6818
2286 | 95.3334 | 232.9552 | 95.3334 | 232.9552
2287 | 92.9625 | 209.4302 | 92.9625 | 209.4302
2288 | 89.3236 | 196.868 | 89.3236 | 196.868
2289 | 85.208 | 197.0396 | 85.208 | 197.0396
2290 | 81.1947 | 199.7653 | 81.1947 | 199.7653
2291 | 76.0419 | 207.3823 | 76.0419 | 207.3823
2292 | 71.712 | 230.3773 | 71.712 | 230.3773
2293 | 68.4735 | 272.663 | 68.4735 | 272.663
2294 | 66.5587 | 286.582 | 66.5587 | 286.582
2295 | 65.9196 | 292.4206 | 65.9196 | 292.4206
2296 | 66.0809 | 298.5675 | 66.0809 | 298.5675
2297 | 66.9722 | 315.3012 | 66.9722 | 315.3012
2298 | 69.4749 | 325.9363 | 69.4749 | 325.9363
2299 | 73.0942 | 336.8858 | 73.0942 | 336.8858
2300 | 78.6796 | 341.8103 | 78.6796 | 341.8103
2301 | 83.5376 | 350.0626 | 83.5376 | 350.0626
2302 | 87.8313 | 355.8232 | 87.8313 | 355.8232
2303 | 94.5932 | 365.4122 | 94.5932 | 365.4122
2304 | 93.233 | 370.5354 | 93.233 | 370.5354
2305 | 89.4548 | 368.0086 | 89.4548 | 368.0086
2306 | 88.6482 | 366.2297 | 88.6482 | 366.2297
2307 | 89.1019 | 365.0573 | 89.1019 | 365.0573
2308 | 89.9509 | 358.6948 | 89.9509 | 358.6948
2309 | 93.5923 | 349.083 | 93.5923 | 349.083
2310 | 96.3885 | 338.0524 | 96.3885 | 338.0524
2311 | 94.3461 | 330.7443 | 94.3461 | 330.7443
2312 | 89.4674 | 325.596 | 89.4674 | 325.596
2313 | 85.912 | 320.0726 | 85.912 | 320.0726
2314 | 81.399 | 313.9259 | 81.399 | 313.9259
2315 | 75.3595 | 313.8859 | 75.3595 | 313.8859
2316 | 70.5171 | 328.5468 | 70.5171 | 328.5468
2317 | 67.4075 | 342.6005 | 67.4075 | 342.6005
2318 | 65.3671 | 344.2613 | 65.3671 | 344.2613
2319 | 64.851 | 348.8671 | 64.851 | 348.8671
2320 | 65.2394 | 360.7264 | 65.2394 | 360.7264
2321 | 66.9418 | 380.759 | 66.9418 | 380.759
2322 | 70.4256 | 389.1717 | 70.4256 | 389.1717
2323 | 75.0964 | 395.6416 | 75.0964 | 395.6416
2324 | 82.9404 | 393.7425 | 82.9404 | 393.7425
2325 | 88.8116 | 391.0389 | 88.8116 | 391.0389
2326 | 93.2929 | 388.0313 | 93.2929 | 388.0313
2327 | 100.7068 | 386.265 | 100.7068 | 386.265
2328 | 98.7548 | 389.3914 | 98.7548 | 389.3914
2329 | 93.4074 | 392.8201 | 93.4074 | 392.8201
2330 | 92.1907 | 395.625 | 92.1907 | 395.625
2331 | 93.3266 | 391.1015 | 93.3266 | 391.1015
2332 | 94.1649 | 376.1444 | 94.1649 | 376.1444
2333 | 97.8115 | 365.6472 | 97.8115 | 365.6472
2334 | 100.0651 | 359.617 | 100.0651 | 359.617
2335 | 96.3762 | 353.8889 | 96.3762 | 353.8889
2336 | 91.8264 | 349.2963 | 91.8264 | 349.2963
2337 | 88.6699 | 350.3708 | 88.6699 | 350.3708
2338 | 83.4932 | 353.9298 | 83.4932 | 353.9298
2339 | 77.3309 | 357.0846 | 77.3309 | 357.0846
2340 | 71.9363 | 363.0467 | 71.9363 | 363.0467
2341 | 69.1247 | 368.7663 | 69.1247 | 368.7663
2342 | 67.0902 | 369.9409 | 67.0902 | 369.9409
2343 | 66.4439 | 370.4838 | 66.4439 | 370.4838
2344 | 66.5311 | 373.8527 | 66.5311 | 373.8527
2345 | 68.1856 | 387.2701 | 68.1856 | 387.2701
2346 | 71.3022 | 390.4045 | 71.3022 | 390.4045
2347 | 76.3548 | 393.7317 | 76.3548 | 393.7317
2348 | 84.0349 | 393.3085 | 84.0349 | 393.3085
2349 | 89.9691 | 394.7719 | 89.9691 | 394.7719
2350 | 93.7187 | 392.8929 | 93.7187 | 392.8929
2351 | 100.6385 | 390.3974 | 100.6385 | 390.3974
2352 | 98.6988 | 391.8049 | 98.6988 | 391.8049
2353 | 93.7761 | 394.8342 | 93.7761 | 394.8342
2354 | 91.8941 | 398.0732 | 91.8941 | 398.0732
2355 | 93.0843 | 398.2029 | 93.0843 | 398.2029
2356 | 93.8725 | 384.6175 | 93.8725 | 384.6175
2357 | 97.7078 | 368.4252 | 97.7078 | 368.4252
2358 | 99.8569 | 354.9117 | 99.8569 | 354.9117
2359 | 97.2992 | 345.0512 | 97.2992 | 345.0512
2360 | 93.447 | 334.8678 | 93.447 | 334.8678
2361 | 89.7041 | 327.0872 | 89.7041 | 327.0872
2362 | 84.7023 | 321.9475 | 84.7023 | 321.9475
2363 | 78.8972 | 320.8657 | 78.8972 | 320.8657
2364 | 73.3282 | 341.0654 | 73.3282 | 341.0654
2365 | 70.4138 | 376.3365 | 70.4138 | 376.3365
2366 | 68.219 | 392.9119 | 68.219 | 392.9119
2367 | 67.6784 | 401.7369 | 67.6784 | 401.7369
2368 | 67.7967 | 410.7835 | 67.7967 | 410.7835
2369 | 69.2524 | 429.3055 | 69.2524 | 429.3055
2370 | 72.1479 | 435.7215 | 72.1479 | 435.7215
2371 | 76.9767 | 439.2049 | 76.9767 | 439.2049
2372 | 85.0806 | 436.6287 | 85.0806 | 436.6287
2373 | 90.0245 | 434.637 | 90.0245 | 434.637
2374 | 94.3253 | 432.376 | 94.3253 | 432.376
2375 | 100.1713 | 433.4398 | 100.1713 | 433.4398
2376 | 98.7956 | 439.8305 | 98.7956 | 439.8305
2377 | 94.2373 | 443.155 | 94.2373 | 443.155
2378 | 93.7079 | 445.4911 | 93.7079 | 445.4911
2379 | 94.1771 | 443.0337 | 94.1771 | 443.0337
2380 | 95.3437 | 415.3671 | 95.3437 | 415.3671
2381 | 98.014 | 384.0171 | 98.014 | 384.0171
2382 | 100.0928 | 360.9019 | 100.0928 | 360.9019
2383 | 96.9807 | 338.5923 | 96.9807 | 338.5923
2384 | 92.3993 | 319.519 | 92.3993 | 319.519
2385 | 88.5022 | 309.5334 | 88.5022 | 309.5334
2386 | 84.1816 | 303.2477 | 84.1816 | 303.2477
2387 | 78.8066 | 302.4091 | 78.8066 | 302.4091
2388 | 74.4973 | 315.16 | 74.4973 | 315.16
2389 | 71.3854 | 331.6793 | 71.3854 | 331.6793
2390 | 69.2947 | 342.1604 | 69.2947 | 342.1604
2391 | 68.3885 | 358.9376 | 68.3885 | 358.9376
2392 | 68.4353 | 375.0681 | 68.4353 | 375.0681
2393 | 70.1361 | 398.417 | 70.1361 | 398.417
2394 | 72.7234 | 408.5834 | 72.7234 | 408.5834
2395 | 75.1095 | 416.1818 | 75.1095 | 416.1818
2396 | 81.3018 | 419.4742 | 81.3018 | 419.4742
2397 | 86.8206 | 423.5421 | 86.8206 | 423.5421
2398 | 91.3416 | 423.5556 | 91.3416 | 423.5556
2399 | 97.4514 | 421.1469 | 97.4514 | 421.1469
2400 | 96.418 | 415.3489 | 96.418 | 415.3489
2401 | 92.2933 | 408.0821 | 92.2933 | 408.0821
2402 | 91.6365 | 407.97 | 91.6365 | 407.97
2403 | 91.8771 | 411.5028 | 91.8771 | 411.5028
2404 | 92.8348 | 383.541 | 92.8348 | 383.541
2405 | 94.9345 | 353.3717 | 94.9345 | 353.3717
2406 | 98.3692 | 326.8186 | 98.3692 | 326.8186
2407 | 95.8174 | 300.4114 | 95.8174 | 300.4114
2408 | 91.3007 | 276.2335 | 91.3007 | 276.2335
2409 | 87.6249 | 262.3759 | 87.6249 | 262.3759
2410 | 84.0813 | 255.0138 | 84.0813 | 255.0138
2411 | 79.0832 | 266.3117 | 79.0832 | 266.3117
2412 | 74.5008 | 301.3913 | 74.5008 | 301.3913
2413 | 70.9012 | 333.6239 | 70.9012 | 333.6239
2414 | 69.4665 | 337.7155 | 69.4665 | 337.7155
2415 | 68.5187 | 342.3561 | 68.5187 | 342.3561
2416 | 68.5939 | 353.2257 | 68.5939 | 353.2257
2417 | 69.8556 | 372.4075 | 69.8556 | 372.4075
2418 | 71.8657 | 375.8892 | 71.8657 | 375.8892
2419 | 74.2528 | 374.2506 | 74.2528 | 374.2506
2420 | 78.6128 | 366.8996 | 78.6128 | 366.8996
2421 | 83.8089 | 363.3973 | 83.8089 | 363.3973
2422 | 88.512 | 360.0598 | 88.512 | 360.0598
2423 | 94.8494 | 357.8073 | 94.8494 | 357.8073
2424 | 93.9284 | 358.9023 | 93.9284 | 358.9023
2425 | 90.1573 | 358.2334 | 90.1573 | 358.2334
2426 | 89.2815 | 356.8712 | 89.2815 | 356.8712
2427 | 89.8268 | 356.3064 | 89.8268 | 356.3064
2428 | 90.3548 | 344.1795 | 90.3548 | 344.1795
2429 | 93.1758 | 325.8516 | 93.1758 | 325.8516
2430 | 95.9656 | 312.3033 | 95.9656 | 312.3033
2431 | 94.3927 | 301.6789 | 94.3927 | 301.6789
2432 | 89.9581 | 287.1373 | 89.9581 | 287.1373
2433 | 86.1364 | 274.6515 | 86.1364 | 274.6515
2434 | 82.5875 | 268.3311 | 82.5875 | 268.3311
2435 | 78.1004 | 275.0279 | 78.1004 | 275.0279
2436 | 73.9591 | 296.1998 | 73.9591 | 296.1998
2437 | 71.095 | 310.2709 | 71.095 | 310.2709
2438 | 69.0495 | 317.7309 | 69.0495 | 317.7309
2439 | 68.2851 | 323.7605 | 68.2851 | 323.7605
2440 | 68.366 | 327.2856 | 68.366 | 327.2856
2441 | 69.4717 | 340.1821 | 69.4717 | 340.1821
2442 | 71.4451 | 343.0387 | 71.4451 | 343.0387
2443 | 73.0901 | 348.3452 | 73.0901 | 348.3452
2444 | 76.4748 | 350.2486 | 76.4748 | 350.2486
2445 | 81.1851 | 349.316 | 81.1851 | 349.316
2446 | 85.8059 | 346.1 | 85.8059 | 346.1
2447 | 92.5948 | 343.6219 | 92.5948 | 343.6219
2448 | 91.8224 | 340.1505 | 91.8224 | 340.1505
2449 | 89.0515 | 340.0371 | 89.0515 | 340.0371
2450 | 88.1848 | 352.9472 | 88.1848 | 352.9472
2451 | 88.3357 | 362.2098 | 88.3357 | 362.2098
2452 | 90.3404 | 344.0232 | 90.3404 | 344.0232
2453 | 93.1447 | 333.2308 | 93.1447 | 333.2308
2454 | 94.7648 | 324.0753 | 94.7648 | 324.0753
2455 | 92.4749 | 312.4265 | 92.4749 | 312.4265
2456 | 90.0921 | 305.7503 | 90.0921 | 305.7503
2457 | 86.2695 | 304.8281 | 86.2695 | 304.8281
2458 | 82.2908 | 306.5119 | 82.2908 | 306.5119
2459 | 77.52 | 314.9103 | 77.52 | 314.9103
2460 | 73.1204 | 335.6482 | 73.1204 | 335.6482
2461 | 70.268 | 355.9178 | 70.268 | 355.9178
2462 | 68.1421 | 363.6035 | 68.1421 | 363.6035
2463 | 67.1011 | 372.741 | 67.1011 | 372.741
2464 | 67.3352 | 385.3122 | 67.3352 | 385.3122
2465 | 68.4343 | 406.1782 | 68.4343 | 406.1782
2466 | 71.1645 | 412.3338 | 71.1645 | 412.3338
2467 | 74.2459 | 416.1471 | 74.2459 | 416.1471
2468 | 78.6605 | 414.1439 | 78.6605 | 414.1439
2469 | 83.3949 | 414.9996 | 83.3949 | 414.9996
2470 | 87.3528 | 414.1797 | 87.3528 | 414.1797
2471 | 94.1928 | 413.2468 | 94.1928 | 413.2468
2472 | 92.4048 | 412.1715 | 92.4048 | 412.1715
2473 | 89.2655 | 410.6691 | 89.2655 | 410.6691
2474 | 88.8357 | 410.8001 | 88.8357 | 410.8001
2475 | 90.2378 | 413.0134 | 90.2378 | 413.0134
2476 | 91.8119 | 408.5608 | 91.8119 | 408.5608
2477 | 94.8772 | 400.4076 | 94.8772 | 400.4076
2478 | 96.6423 | 388.5956 | 96.6423 | 388.5956
2479 | 93.5481 | 374.95 | 93.5481 | 374.95
2480 | 89.9846 | 363.3081 | 89.9846 | 363.3081
2481 | 86.8488 | 355.2671 | 86.8488 | 355.2671
2482 | 82.6448 | 348.9988 | 82.6448 | 348.9988
2483 | 77.2928 | 347.2746 | 77.2928 | 347.2746
2484 | 72.6887 | 359.7999 | 72.6887 | 359.7999
2485 | 70.068 | 379.2013 | 70.068 | 379.2013
2486 | 68.0704 | 383.1193 | 68.0704 | 383.1193
2487 | 67.0267 | 387.0653 | 67.0267 | 387.0653
2488 | 67.4295 | 394.9486 | 67.4295 | 394.9486
2489 | 68.9423 | 411.1961 | 68.9423 | 411.1961
2490 | 72.0162 | 415.0771 | 72.0162 | 415.0771
2491 | 76.3074 | 416.9805 | 76.3074 | 416.9805
2492 | 83.3298 | 414.439 | 83.3298 | 414.439
2493 | 87.8869 | 413.7148 | 87.8869 | 413.7148
2494 | 93.6306 | 410.7592 | 93.6306 | 410.7592
2495 | 100.9259 | 408.0901 | 100.9259 | 408.0901
2496 | 98.8493 | 407.8829 | 98.8493 | 407.8829
2497 | 94.8349 | 406.311 | 94.8349 | 406.311
2498 | 93.5881 | 406.1816 | 93.5881 | 406.1816
2499 | 94.9499 | 410.0617 | 94.9499 | 410.0617
2500 | 96.3285 | 407.7101 | 96.3285 | 407.7101
2501 | 99.5783 | 398.6886 | 99.5783 | 398.6886
2502 | 100.0041 | 388.5261 | 100.0041 | 388.5261
2503 | 96.8891 | 378.7525 | 96.8891 | 378.7525
2504 | 92.7637 | 369.9928 | 92.7637 | 369.9928
2505 | 89.3751 | 364.0006 | 89.3751 | 364.0006
2506 | 84.6933 | 359.104 | 84.6933 | 359.104
2507 | 78.3892 | 358.9251 | 78.3892 | 358.9251
2508 | 73.4289 | 376.364 | 73.4289 | 376.364
2509 | 69.8187 | 397.7622 | 69.8187 | 397.7622
2510 | 67.803 | 404.4582 | 67.803 | 404.4582
2511 | 67.1596 | 412.8839 | 67.1596 | 412.8839
2512 | 67.971 | 422.868 | 67.971 | 422.868
2513 | 69.3217 | 440.6608 | 69.3217 | 440.6608
2514 | 72.2308 | 445.6183 | 72.2308 | 445.6183
2515 | 78.2389 | 449.1017 | 78.2389 | 449.1017
2516 | 86.2333 | 448.2792 | 86.2333 | 448.2792
2517 | 92.0786 | 449.8642 | 92.0786 | 449.8642
2518 | 96.3555 | 449.27 | 96.3555 | 449.27
2519 | 103.9283 | 447.6252 | 103.9283 | 447.6252
2520 | 102.0186 | 448.4598 | 102.0186 | 448.4598
2521 | 96.549 | 447.4957 | 96.549 | 447.4957
2522 | 96.6718 | 447.5399 | 96.6718 | 447.5399
2523 | 96.8103 | 449.267 | 96.8103 | 449.267
2524 | 97.0385 | 442.8004 | 97.0385 | 442.8004
2525 | 101.9232 | 422.9619 | 101.9232 | 422.9619
2526 | 104.6561 | 407.5732 | 104.6561 | 407.5732
2527 | 101.2365 | 395.1777 | 101.2365 | 395.1777
2528 | 96.0381 | 384.9422 | 96.0381 | 384.9422
2529 | 92.0254 | 378.2208 | 92.0254 | 378.2208
2530 | 87.13 | 371.5531 | 87.13 | 371.5531
2531 | 81.2826 | 366.6342 | 81.2826 | 366.6342
2532 | 75.589 | 371.0336 | 75.589 | 371.0336
2533 | 71.9707 | 380.7119 | 71.9707 | 380.7119
2534 | 70.128 | 385.4633 | 70.128 | 385.4633
2535 | 69.1632 | 389.5135 | 69.1632 | 389.5135
2536 | 69.421 | 396.1987 | 69.421 | 396.1987
2537 | 70.8479 | 414.0088 | 70.8479 | 414.0088
2538 | 73.9848 | 420.0081 | 73.9848 | 420.0081
2539 | 79.6358 | 424.2208 | 79.6358 | 424.2208
2540 | 86.9493 | 423.5719 | 86.9493 | 423.5719
2541 | 92.6517 | 422.6393 | 92.6517 | 422.6393
2542 | 96.893 | 418.8156 | 96.893 | 418.8156
2543 | 105.1805 | 416.3895 | 105.1805 | 416.3895
2544 | 101.9324 | 417.2067 | 101.9324 | 417.2067
2545 | 96.9197 | 416.312 | 96.9197 | 416.312
2546 | 95.6284 | 416.3736 | 95.6284 | 416.3736
2547 | 96.1522 | 420.5141 | 96.1522 | 420.5141
2548 | 96.9516 | 417.4853 | 96.9516 | 417.4853
2549 | 101.7983 | 403.3592 | 101.7983 | 403.3592
2550 | 104.4986 | 389.1512 | 104.4986 | 389.1512
2551 | 100.1197 | 378.249 | 100.1197 | 378.249
2552 | 96.1232 | 367.0932 | 96.1232 | 367.0932
2553 | 91.8821 | 357.2812 | 91.8821 | 357.2812
2554 | 87.1924 | 347.2278 | 87.1924 | 347.2278
2555 | 81.0657 | 343.5242 | 81.0657 | 343.5242
2556 | 75.9434 | 354.2611 | 75.9434 | 354.2611
2557 | 72.4533 | 368.0197 | 72.4533 | 368.0197
2558 | 70.4815 | 375.0977 | 70.4815 | 375.0977
2559 | 69.3542 | 385.5721 | 69.3542 | 385.5721
2560 | 69.7438 | 400.0359 | 69.7438 | 400.0359
2561 | 70.568 | 418.9573 | 70.568 | 418.9573
2562 | 74.1239 | 423.4286 | 74.1239 | 423.4286
2563 | 78.8781 | 426.8773 | 78.8781 | 426.8773
2564 | 84.5674 | 423.7976 | 84.5674 | 423.7976
2565 | 90.6913 | 423.056 | 90.6913 | 423.056
2566 | 94.8817 | 421.1075 | 94.8817 | 421.1075
2567 | 101.8112 | 422.1192 | 101.8112 | 422.1192
2568 | 99.8419 | 424.9505 | 99.8419 | 424.9505
2569 | 94.1821 | 424.2468 | 94.1821 | 424.2468
2570 | 93.4782 | 423.475 | 93.4782 | 423.475
2571 | 93.1335 | 427.1815 | 93.1335 | 427.1815
2572 | 95.7788 | 423.3193 | 95.7788 | 423.3193
2573 | 100.8169 | 404.3837 | 100.8169 | 404.3837
2574 | 103.4735 | 385.887 | 103.4735 | 385.887
2575 | 99.1732 | 374.6028 | 99.1732 | 374.6028
2576 | 94.1308 | 366.2424 | 94.1308 | 366.2424
2577 | 90.6108 | 359.139 | 90.6108 | 359.139
2578 | 86.1791 | 351.447 | 86.1791 | 351.447
2579 | 81.2682 | 348.6984 | 81.2682 | 348.6984
2580 | 75.949 | 359.0012 | 75.949 | 359.0012
2581 | 72.9129 | 370.3463 | 72.9129 | 370.3463
2582 | 70.3945 | 373.6566 | 70.3945 | 373.6566
2583 | 69.433 | 379.9119 | 69.433 | 379.9119
2584 | 69.3696 | 393.6116 | 69.3696 | 393.6116
2585 | 70.8446 | 417.3251 | 70.8446 | 417.3251
2586 | 73.14 | 427.613 | 73.14 | 427.613
2587 | 76.8786 | 433.6141 | 76.8786 | 433.6141
2588 | 81.6363 | 433.3992 | 81.6363 | 433.3992
2589 | 86.4454 | 431.1297 | 86.4454 | 431.1297
2590 | 90.4521 | 426.9761 | 90.4521 | 426.9761
2591 | 96.7215 | 428.5435 | 96.7215 | 428.5435
2592 | 95.296 | 431.4616 | 95.296 | 431.4616
2593 | 91.6177 | 428.8827 | 91.6177 | 428.8827
2594 | 90.9473 | 426.6003 | 90.9473 | 426.6003
2595 | 91.0241 | 430.7235 | 91.0241 | 430.7235
2596 | 92.6743 | 428.1461 | 92.6743 | 428.1461
2597 | 96.6736 | 411.1552 | 96.6736 | 411.1552
2598 | 99.2079 | 385.1057 | 99.2079 | 385.1057
2599 | 96.3165 | 366.2512 | 96.3165 | 366.2512
2600 | 92.6423 | 354.7656 | 92.6423 | 354.7656
2601 | 89.1541 | 347.7837 | 89.1541 | 347.7837
2602 | 85.2145 | 340.7862 | 85.2145 | 340.7862
2603 | 79.7308 | 341.3192 | 79.7308 | 341.3192
2604 | 75.6993 | 364.5747 | 75.6993 | 364.5747
2605 | 72.1523 | 390.0878 | 72.1523 | 390.0878
2606 | 70.2446 | 401.8191 | 70.2446 | 401.8191
2607 | 69.5394 | 412.8144 | 69.5394 | 412.8144
2608 | 69.9554 | 424.5869 | 69.9554 | 424.5869
2609 | 70.7804 | 443.352 | 70.7804 | 443.352
2610 | 72.8785 | 451.7995 | 72.8785 | 451.7995
2611 | 77.0679 | 452.6611 | 77.0679 | 452.6611
2612 | 81.5301 | 452.2032 | 81.5301 | 452.2032
2613 | 85.8351 | 451.1837 | 85.8351 | 451.1837
2614 | 90.2478 | 449.3047 | 90.2478 | 449.3047
2615 | 96.9723 | 452.8862 | 96.9723 | 452.8862
2616 | 95.5849 | 458.5476 | 95.5849 | 458.5476
2617 | 92.4498 | 459.8233 | 92.4498 | 459.8233
2618 | 91.3195 | 458.3396 | 91.3195 | 458.3396
2619 | 91.4674 | 463.0184 | 91.4674 | 463.0184
2620 | 94.4267 | 460.6667 | 94.4267 | 460.6667
2621 | 100.1124 | 443.6236 | 100.1124 | 443.6236
2622 | 101.3153 | 419.6056 | 101.3153 | 419.6056
2623 | 96.9008 | 405.6996 | 96.9008 | 405.6996
2624 | 93.1928 | 393.2416 | 93.1928 | 393.2416
2625 | 89.5697 | 386.9543 | 89.5697 | 386.9543
2626 | 85.3714 | 381.5888 | 85.3714 | 381.5888
2627 | 79.6034 | 381.8961 | 79.6034 | 381.8961
2628 | 75.1831 | 393.0323 | 75.1831 | 393.0323
2629 | 71.6018 | 403.9607 | 71.6018 | 403.9607
2630 | 69.6038 | 408.6774 | 69.6038 | 408.6774
2631 | 68.6947 | 413.2832 | 68.6947 | 413.2832
2632 | 68.8817 | 423.7882 | 68.8817 | 423.7882
2633 | 69.6652 | 442.8138 | 69.6652 | 442.8138
2634 | 72.4834 | 448.4658 | 72.4834 | 448.4658
2635 | 78.0334 | 451.984 | 78.0334 | 451.984
2636 | 83.2117 | 452.6372 | 83.2117 | 452.6372
2637 | 86.9314 | 451.7567 | 86.9314 | 451.7567
2638 | 91.1149 | 448.697 | 91.1149 | 448.697
2639 | 99.0795 | 444.9514 | 99.0795 | 444.9514
2640 | 96.7993 | 444.8483 | 96.7993 | 444.8483
2641 | 92.8923 | 444.5961 | 92.8923 | 444.5961
2642 | 91.8393 | 446.2203 | 91.8393 | 446.2203
2643 | 92.4263 | 453.4862 | 92.4263 | 453.4862
2644 | 95.0448 | 455.3363 | 95.0448 | 455.3363
2645 | 99.897 | 439.4739 | 99.897 | 439.4739
2646 | 102.7294 | 413.1987 | 102.7294 | 413.1987
2647 | 97.8847 | 400.838 | 97.8847 | 400.838
2648 | 93.7692 | 391.5401 | 93.7692 | 391.5401
2649 | 90.7352 | 385.409 | 90.7352 | 385.409
2650 | 86.2345 | 381.502 | 86.2345 | 381.502
2651 | 80.592 | 381.7051 | 80.592 | 381.7051
2652 | 74.6397 | 394.4387 | 74.6397 | 394.4387
2653 | 71.4881 | 409.3953 | 71.4881 | 409.3953
2654 | 69.624 | 417.2893 | 69.624 | 417.2893
2655 | 68.7266 | 424.1524 | 68.7266 | 424.1524
2656 | 69.0257 | 432.0356 | 69.0257 | 432.0356
2657 | 70.4261 | 447.9011 | 70.4261 | 447.9011
2658 | 73.9958 | 451.2959 | 73.9958 | 451.2959
2659 | 80.5493 | 452.3139 | 80.5493 | 452.3139
2660 | 87.3494 | 449.6508 | 87.3494 | 449.6508
2661 | 91.9848 | 450.524 | 91.9848 | 450.524
2662 | 95.7781 | 450.4159 | 95.7781 | 450.4159
2663 | 102.8757 | 451.7229 | 102.8757 | 451.7229
2664 | 101.0266 | 458.0788 | 101.0266 | 458.0788
2665 | 95.9234 | 464.6328 | 95.9234 | 464.6328
2666 | 93.8158 | 469.9727 | 93.8158 | 469.9727
2667 | 96.248 | 479.0095 | 96.248 | 479.0095
2668 | 98.0249 | 478.3594 | 98.0249 | 478.3594
2669 | 103.4336 | 456.5242 | 103.4336 | 456.5242
2670 | 104.4579 | 428.669 | 104.4579 | 428.669
2671 | 99.1446 | 411.2557 | 99.1446 | 411.2557
2672 | 94.6145 | 395.1862 | 94.6145 | 395.1862
2673 | 90.6258 | 381.2072 | 90.6258 | 381.2072
2674 | 85.8334 | 375.8591 | 85.8334 | 375.8591
2675 | 79.9126 | 380.1425 | 79.9126 | 380.1425
2676 | 74.7574 | 401.3665 | 74.7574 | 401.3665
2677 | 71.3801 | 421.7923 | 71.3801 | 421.7923
2678 | 69.8304 | 433.0548 | 69.8304 | 433.0548
2679 | 68.8489 | 440.5429 | 68.8489 | 440.5429
2680 | 68.8839 | 449.381 | 68.8839 | 449.381
2681 | 70.6771 | 467.1391 | 70.6771 | 467.1391
2682 | 73.4609 | 471.9056 | 73.4609 | 471.9056
2683 | 80.0278 | 473.9827 | 80.0278 | 473.9827
2684 | 87.6108 | 470.8682 | 87.6108 | 470.8682
2685 | 92.4145 | 463.7197 | 92.4145 | 463.7197
2686 | 97.1711 | 458.8716 | 97.1711 | 458.8716
2687 | 103.3415 | 456.1851 | 103.3415 | 456.1851
2688 | 100.7015 | 455.4223 | 100.7015 | 455.4223
2689 | 96.1715 | 453.1212 | 96.1715 | 453.1212
2690 | 95.4508 | 451.6028 | 95.4508 | 451.6028
2691 | 95.9199 | 451.8367 | 95.9199 | 451.8367
2692 | 97.0784 | 447.5925 | 97.0784 | 447.5925
2693 | 101.9891 | 436.0708 | 101.9891 | 436.0708
2694 | 104.5847 | 417.6263 | 104.5847 | 417.6263
2695 | 99.1676 | 401.6714 | 99.1676 | 401.6714
2696 | 94.5786 | 388.8314 | 94.5786 | 388.8314
2697 | 90.1531 | 379.766 | 90.1531 | 379.766
2698 | 85.1098 | 372.3865 | 85.1098 | 372.3865
2699 | 79.5269 | 372.0687 | 79.5269 | 372.0687
2700 | 74.1519 | 385.358 | 74.1519 | 385.358
2701 | 71.2159 | 399.4117 | 71.2159 | 399.4117
2702 | 68.9384 | 408.278 | 68.9384 | 408.278
2703 | 68.3429 | 421.5653 | 68.3429 | 421.5653
2704 | 69.1219 | 445.4918 | 69.1219 | 445.4918
2705 | 70.075 | 482.9393 | 70.075 | 482.9393
2706 | 73.3802 | 504.9297 | 73.3802 | 504.9297
2707 | 80.1746 | 518.3794 | 80.1746 | 518.3794
2708 | 87.4265 | 524.2242 | 87.4265 | 524.2242
2709 | 93.3352 | 529.1602 | 93.3352 | 529.1602
2710 | 97.7954 | 531.4656 | 97.7954 | 531.4656
2711 | 104.0851 | 532.6858 | 104.0851 | 532.6858
2712 | 101.9112 | 534.8052 | 101.9112 | 534.8052
2713 | 96.2417 | 533.9799 | 96.2417 | 533.9799
2714 | 95.0907 | 534.6145 | 95.0907 | 534.6145
2715 | 96.8336 | 543.3388 | 96.8336 | 543.3388
2716 | 98.2861 | 540.3795 | 98.2861 | 540.3795
2717 | 102.8175 | 515.1411 | 102.8175 | 515.1411
2718 | 105.0013 | 469.4022 | 105.0013 | 469.4022
2719 | 100.824 | 429.1915 | 100.824 | 429.1915
2720 | 96.0589 | 411.2469 | 96.0589 | 411.2469
2721 | 91.8201 | 402.0946 | 91.8201 | 402.0946
2722 | 87.2537 | 397.4237 | 87.2537 | 397.4237
2723 | 82.0253 | 399.693 | 82.0253 | 399.693
2724 | 76.9798 | 406.8705 | 76.9798 | 406.8705
2725 | 73.8156 | 404.1691 | 73.8156 | 404.1691
2726 | 72.4161 | 394.0926 | 72.4161 | 394.0926
2727 | 70.9249 | 389.3746 | 70.9249 | 389.3746
2728 | 71.6208 | 395.4521 | 71.6208 | 395.4521
2729 | 72.6331 | 418.7315 | 72.6331 | 418.7315
2730 | 76.0449 | 435.2353 | 76.0449 | 435.2353
2731 | 80.8885 | 451.2894 | 80.8885 | 451.2894
2732 | 86.1086 | 460.7283 | 86.1086 | 460.7283
2733 | 91.8482 | 464.6052 | 91.8482 | 464.6052
2734 | 95.652 | 458.5938 | 95.652 | 458.5938
2735 | 101.0684 | 448.3198 | 101.0684 | 448.3198
2736 | 100.5581 | 429.6559 | 100.5581 | 429.6559
2737 | 95.0669 | 398.0637 | 95.0669 | 398.0637
2738 | 94.1741 | 377.6545 | 94.1741 | 377.6545
2739 | 95.9427 | 376.4299 | 95.9427 | 376.4299
2740 | 97.2438 | 382.6902 | 97.2438 | 382.6902
2741 | 101.6025 | 389.0523 | 101.6025 | 389.0523
2742 | 102.3741 | 391.4084 | 102.3741 | 391.4084
2743 | 97.7954 | 388.1458 | 97.7954 | 388.1458
2744 | 94.4949 | 381.6085 | 94.4949 | 381.6085
2745 | 90.6806 | 377.1269 | 90.6806 | 377.1269
2746 | 86.8372 | 375.1646 | 86.8372 | 375.1646
2747 | 82.0229 | 390.0045 | 82.0229 | 390.0045
2748 | 77.0924 | 425.2751 | 77.0924 | 425.2751
2749 | 73.7568 | 447.6109 | 73.7568 | 447.6109
2750 | 71.9703 | 449.1675 | 71.9703 | 449.1675
2751 | 71.0594 | 449.7625 | 71.0594 | 449.7625
2752 | 71.1136 | 451.8466 | 71.1136 | 451.8466
2753 | 72.5026 | 462.7637 | 72.5026 | 462.7637
2754 | 75.4571 | 463.1721 | 75.4571 | 463.1721
2755 | 79.227 | 464.5373 | 79.227 | 464.5373
2756 | 83.1441 | 465.8156 | 83.1441 | 465.8156
2757 | 87.8345 | 468.425 | 87.8345 | 468.425
2758 | 92.3819 | 468.126 | 92.3819 | 468.126
2759 | 97.3259 | 469.8844 | 97.3259 | 469.8844
2760 | 96.5033 | 474.695 | 96.5033 | 474.695
2761 | 92.5121 | 478.2453 | 92.5121 | 478.2453
2762 | 92.9339 | 485.4777 | 92.9339 | 485.4777
2763 | 93.1217 | 499.1504 | 93.1217 | 499.1504
2764 | 95.9526 | 507.8068 | 95.9526 | 507.8068
2765 | 101.3972 | 499.1326 | 101.3972 | 499.1326
2766 | 101.0149 | 471.0343 | 101.0149 | 471.0343
2767 | 96.4847 | 439.071 | 96.4847 | 439.071
2768 | 93.0836 | 424.4947 | 93.0836 | 424.4947
2769 | 89.7315 | 416.4016 | 89.7315 | 416.4016
2770 | 86.3097 | 412.4599 | 86.3097 | 412.4599
2771 | 81.9816 | 423.0634 | 81.9816 | 423.0634
2772 | 77.3425 | 448.1767 | 77.3425 | 448.1767
2773 | 73.7333 | 468.1164 | 73.7333 | 468.1164
2774 | 71.9438 | 479.5351 | 71.9438 | 479.5351
2775 | 70.9492 | 490.0617 | 70.9492 | 490.0617
2776 | 71.2497 | 494.8543 | 71.2497 | 494.8543
2777 | 72.3114 | 500.5452 | 72.3114 | 500.5452
2778 | 75.2075 | 490.2234 | 75.2075 | 490.2234
2779 | 79.2651 | 486.4492 | 79.2651 | 486.4492
2780 | 83.3625 | 480.7477 | 83.3625 | 480.7477
2781 | 86.8329 | 472.0191 | 86.8329 | 472.0191
2782 | 90.3574 | 472.5709 | 90.3574 | 472.5709
2783 | 96.0242 | 490.5288 | 96.0242 | 490.5288
2784 | 95.3025 | 506.0176 | 95.3025 | 506.0176
2785 | 92.0493 | 515.5232 | 92.0493 | 515.5232
2786 | 91.7654 | 519.3352 | 91.7654 | 519.3352
2787 | 93.0108 | 522.8507 | 93.0108 | 522.8507
2788 | 95.1764 | 514.4915 | 95.1764 | 514.4915
2789 | 100.561 | 476.9603 | 100.561 | 476.9603
2790 | 102.1308 | 435.4579 | 102.1308 | 435.4579
2791 | 96.9711 | 403.4772 | 96.9711 | 403.4772
2792 | 93.9779 | 387.4077 | 93.9779 | 387.4077
2793 | 90.6568 | 379.9223 | 90.6568 | 379.9223
2794 | 86.6766 | 377.4738 | 86.6766 | 377.4738
2795 | 81.461 | 380.1251 | 81.461 | 380.1251
2796 | 76.5901 | 388.7611 | 76.5901 | 388.7611
2797 | 73.7081 | 403.4919 | 73.7081 | 403.4919
2798 | 72.2462 | 407.3752 | 72.2462 | 407.3752
2799 | 71.3949 | 404.4629 | 71.3949 | 404.4629
2800 | 71.627 | 408.4221 | 71.627 | 408.4221
2801 | 73.0631 | 430.6772 | 73.0631 | 430.6772
2802 | 75.6027 | 445.1669 | 75.6027 | 445.1669
2803 | 80.1432 | 459.9361 | 80.1432 | 459.9361
2804 | 85.9924 | 474.5839 | 85.9924 | 474.5839
2805 | 90.0544 | 502.3694 | 90.0544 | 502.3694
2806 | 92.9439 | 536.987 | 92.9439 | 536.987
2807 | 98.264 | 562.3415 | 98.264 | 562.3415
2808 | 96.6157 | 573.9757 | 96.6157 | 573.9757
2809 | 92.0776 | 572.6643 | 92.0776 | 572.6643
2810 | 91.7058 | 566.6836 | 91.7058 | 566.6836
2811 | 93.1464 | 567.3342 | 93.1464 | 567.3342
2812 | 96.3245 | 565.0173 | 96.3245 | 565.0173
2813 | 101.6651 | 548.7209 | 101.6651 | 548.7209
2814 | 102.7066 | 530.4673 | 102.7066 | 530.4673
2815 | 97.6761 | 512.6199 | 97.6761 | 512.6199
2816 | 94.64 | 497.3318 | 94.64 | 497.3318
2817 | 90.8594 | 484.0125 | 90.8594 | 484.0125
2818 | 86.1423 | 476.2683 | 86.1423 | 476.2683
2819 | 80.1029 | 482.8957 | 80.1029 | 482.8957
2820 | 75.2753 | 504.5017 | 75.2753 | 504.5017
2821 | 72.6974 | 515.6384 | 72.6974 | 515.6384
2822 | 71.2913 | 520.9107 | 71.2913 | 520.9107
2823 | 70.4898 | 530.2219 | 70.4898 | 530.2219
2824 | 71.5711 | 542.932 | 71.5711 | 542.932
2825 | 72.9659 | 561.9923 | 72.9659 | 561.9923
2826 | 77.0704 | 570.6654 | 77.0704 | 570.6654
2827 | 83.865 | 579.8265 | 83.865 | 579.8265
2828 | 91.1879 | 582.4591 | 91.1879 | 582.4591
2829 | 96.4674 | 585.1206 | 96.4674 | 585.1206
2830 | 99.6194 | 587.5302 | 99.6194 | 587.5302
2831 | 105.2128 | 589.1497 | 105.2128 | 589.1497
2832 | 102.1414 | 590.1579 | 102.1414 | 590.1579
2833 | 96.1969 | 585.5649 | 96.1969 | 585.5649
2834 | 96.173 | 582.1366 | 96.173 | 582.1366
2835 | 98.0225 | 587.5446 | 98.0225 | 587.5446
2836 | 100.2925 | 592.6763 | 100.2925 | 592.6763
2837 | 105.5339 | 583.0645 | 105.5339 | 583.0645
2838 | 106.4903 | 558.4388 | 106.4903 | 558.4388
2839 | 102.1205 | 531.9968 | 102.1205 | 531.9968
2840 | 97.4603 | 509.3295 | 97.4603 | 509.3295
2841 | 93.1267 | 491.8952 | 93.1267 | 491.8952
2842 | 88.5519 | 478.0914 | 88.5519 | 478.0914
2843 | 82.432 | 466.6441 | 82.432 | 466.6441
2844 | 76.4358 | 463.5775 | 76.4358 | 463.5775
2845 | 73.5953 | 463.359 | 73.5953 | 463.359
2846 | 71.887 | 463.2661 | 71.887 | 463.2661
2847 | 71.4541 | 462.4548 | 71.4541 | 462.4548
2848 | 72.213 | 464.834 | 72.213 | 464.834
2849 | 73.8839 | 477.5221 | 73.8839 | 477.5221
2850 | 77.5056 | 479.1459 | 77.5056 | 479.1459
2851 | 84.7413 | 484.5566 | 84.7413 | 484.5566
2852 | 91.8446 | 487.8664 | 91.8446 | 487.8664
2853 | 96.2416 | 492.2121 | 96.2416 | 492.2121
2854 | 100.2186 | 488.9788 | 100.2186 | 488.9788
2855 | 105.8721 | 478.7221 | 105.8721 | 478.7221
2856 | 102.7034 | 468.7396 | 102.7034 | 468.7396
2857 | 98.2993 | 460.0316 | 98.2993 | 460.0316
2858 | 98.1425 | 457.211 | 98.1425 | 457.211
2859 | 99.4896 | 463.3309 | 99.4896 | 463.3309
2860 | 101.886 | 462.212 | 101.886 | 462.212
2861 | 106.9344 | 444.214 | 106.9344 | 444.214
2862 | 108.8398 | 421.0641 | 108.8398 | 421.0641
2863 | 103.9344 | 397.1397 | 103.9344 | 397.1397
2864 | 99.0203 | 368.8816 | 99.0203 | 368.8816
2865 | 94.6567 | 342.3318 | 94.6567 | 342.3318
2866 | 90.5231 | 326.6007 | 90.5231 | 326.6007
2867 | 84.0596 | 322.4805 | 84.0596 | 322.4805
2868 | 78.5194 | 327.2446 | 78.5194 | 327.2446
2869 | 75.8504 | 334.8393 | 75.8504 | 334.8393
2870 | 73.6285 | 343.7578 | 73.6285 | 343.7578
2871 | 73.0899 | 358.1041 | 73.0899 | 358.1041
2872 | 74.0931 | 378.5233 | 74.0931 | 378.5233
2873 | 74.8213 | 402.8098 | 74.8213 | 402.8098
2874 | 79.3748 | 406.3957 | 79.3748 | 406.3957
2875 | 86.253 | 409.011 | 86.253 | 409.011
2876 | 94.6262 | 415.9669 | 94.6262 | 415.9669
2877 | 97.4114 | 426.1986 | 97.4114 | 426.1986
2878 | 101.4183 | 429.3548 | 101.4183 | 429.3548
2879 | 106.679 | 430.5576 | 106.679 | 430.5576
2880 | 103.7284 | 434.257 | 103.7284 | 434.257
2881 | 98.6794 | 437.1301 | 98.6794 | 437.1301
2882 | 98.4271 | 439.5183 | 98.4271 | 439.5183
2883 | 99.5139 | 442.235 | 99.5139 | 442.235
2884 | 102.2496 | 443.7206 | 102.2496 | 443.7206
2885 | 108.0212 | 429.0562 | 108.0212 | 429.0562
2886 | 109.4168 | 399.1348 | 109.4168 | 399.1348
2887 | 104.1761 | 370.4183 | 104.1761 | 370.4183
2888 | 100.455 | 353.1508 | 100.455 | 353.1508
2889 | 96.9764 | 345.023 | 96.9764 | 345.023
2890 | 91.5883 | 342.7308 | 91.5883 | 342.7308
2891 | 85.6961 | 348.2296 | 85.6961 | 348.2296
2892 | 79.3221 | 360.1992 | 79.3221 | 360.1992
2893 | 75.6879 | 362.1857 | 75.6879 | 362.1857
2894 | 73.6955 | 358.1342 | 73.6955 | 358.1342
2895 | 73.1484 | 352.9474 | 73.1484 | 352.9474
2896 | 73.4651 | 350.2566 | 73.4651 | 350.2566
2897 | 75.0072 | 366.2784 | 75.0072 | 366.2784
2898 | 78.2452 | 382.3481 | 78.2452 | 382.3481
2899 | 83.6279 | 403.5417 | 83.6279 | 403.5417
2900 | 89.5435 | 418.3109 | 89.5435 | 418.3109
2901 | 94.2508 | 431.8416 | 94.2508 | 431.8416
2902 | 97.4921 | 438.071 | 97.4921 | 438.071
2903 | 103.2981 | 436.8777 | 103.2981 | 436.8777
2904 | 100.4346 | 429.951 | 100.4346 | 429.951
2905 | 95.0285 | 428.1882 | 95.0285 | 428.1882
2906 | 94.0202 | 431.9133 | 94.0202 | 431.9133
2907 | 95.0157 | 435.0642 | 95.0157 | 435.0642
2908 | 96.1605 | 431.9312 | 96.1605 | 431.9312
2909 | 99.5855 | 411.3114 | 99.5855 | 411.3114
2910 | 98.2176 | 384.0465 | 98.2176 | 384.0465
2911 | 95.7857 | 363.7163 | 95.7857 | 363.7163
2912 | 92.0437 | 360.7037 | 92.0437 | 360.7037
2913 | 89.8844 | 364.2437 | 89.8844 | 364.2437
2914 | 86.8366 | 371.4489 | 86.8366 | 371.4489
2915 | 82.9989 | 386.4104 | 82.9989 | 386.4104
2916 | 80.3737 | 516.3995 | 80.3737 | 516.3995
2917 | 77.1912 | 529.644 | 77.1912 | 529.644
2918 | 74.6964 | 537.5235 | 74.6964 | 537.5235
2919 | 75.1643 | 550.483 | 75.1643 | 550.483
2920 | 74.9639 | 579.0369 | 74.9639 | 579.0369
2921 | 75.8395 | 612.6357 | 75.8395 | 612.6357
2922 | 78.6775 | 639.2133 | 78.6775 | 639.2133
2923 | 82.8543 | 645.6705 | 82.8543 | 645.6705
2924 | 88.8459 | 653.3387 | 88.8459 | 653.3387
2925 | 91.8521 | 659.0503 | 91.8521 | 659.0503
2926 | 95.9147 | 658.351 | 95.9147 | 658.351
2927 | 101.5447 | 648.4196 | 101.5447 | 648.4196
2928 | 101.0441 | 643.6555 | 101.0441 | 643.6555
2929 | 97.6629 | 642.5836 | 97.6629 | 642.5836
2930 | 97.2415 | 637.1443 | 97.2415 | 637.1443
2931 | 98.2412 | 632.7164 | 98.2412 | 632.7164
2932 | 102.9638 | 628.9806 | 102.9638 | 628.9806
2933 | 107.3655 | 618.8116 | 107.3655 | 618.8116
2934 | 104.3433 | 598.2144 | 104.3433 | 598.2144
2935 | 101.7201 | 572.2455 | 101.7201 | 572.2455
2936 | 98.0525 | 549.625 | 98.0525 | 549.625
2937 | 93.5832 | 537.74 | 93.5832 | 537.74
2938 | 89.4993 | 540.7906 | 89.4993 | 540.7906
2939 | 84.5801 | 557.325 | 84.5801 | 557.325
2940 | 80.0335 | 577.8064 | 80.0335 | 577.8064
2941 | 76.6901 | 586.5761 | 76.6901 | 586.5761
2942 | 74.8459 | 587.2782 | 74.8459 | 587.2782
2943 | 74.2979 | 585.6834 | 74.2979 | 585.6834
2944 | 74.6795 | 586.3916 | 74.6795 | 586.3916
2945 | 76.7894 | 595.3345 | 76.7894 | 595.3345
2946 | 79.6515 | 614.6461 | 79.6515 | 614.6461
2947 | 82.8269 | 624.1382 | 82.8269 | 624.1382
2948 | 87.1386 | 639.5155 | 87.1386 | 639.5155
2949 | 91.0303 | 641.5941 | 91.0303 | 641.5941
2950 | 96.5254 | 626.7615 | 96.5254 | 626.7615
2951 | 100.3662 | 602.7189 | 100.3662 | 602.7189
2952 | 98.6421 | 586.2139 | 98.6421 | 586.2139
2953 | 95.9398 | 577.4552 | 95.9398 | 577.4552
2954 | 95.4031 | 574.7184 | 95.4031 | 574.7184
2955 | 98.3123 | 584.0472 | 98.3123 | 584.0472
2956 | 102.8735 | 602.5969 | 102.8735 | 602.5969
2957 | 108.8434 | 615.6437 | 108.8434 | 615.6437
2958 | 105.1602 | 624.443 | 105.1602 | 624.443
2959 | 100.3507 | 629.0447 | 100.3507 | 629.0447
2960 | 96.5899 | 630.4375 | 96.5899 | 630.4375
2961 | 94.1083 | 627.1034 | 94.1083 | 627.1034
2962 | 89.3212 | 636.1352 | 89.3212 | 636.1352
2963 | 83.9297 | 665.3851 | 83.9297 | 665.3851
2964 | 79.1081 | 698.5156 | 79.1081 | 698.5156
2965 | 75.6124 | 712.3804 | 75.6124 | 712.3804
2966 | 74.4144 | 717.9339 | 74.4144 | 717.9339
2967 | 73.9054 | 716.9372 | 73.9054 | 716.9372
2968 | 73.9542 | 714.4776 | 73.9542 | 714.4776
2969 | 76.1879 | 719.6325 | 76.1879 | 719.6325
2970 | 78.5908 | 732.7857 | 78.5908 | 732.7857
2971 | 83.2118 | 737.0719 | 83.2118 | 737.0719
2972 | 89.1152 | 741.4393 | 89.1152 | 741.4393
2973 | 92.717 | 745.8218 | 92.717 | 745.8218
2974 | 95.8885 | 749.686 | 95.8885 | 749.686
2975 | 98.8255 | 746.6883 | 98.8255 | 746.6883
2976 | 99.625 | 745.8673 | 99.625 | 745.8673
2977 | 95.3075 | 746.6785 | 95.3075 | 746.6785
2978 | 95.5285 | 750.7647 | 95.5285 | 750.7647
2979 | 97.5595 | 753.913 | 97.5595 | 753.913
2980 | 104.734 | 754.0096 | 104.734 | 754.0096
2981 | 108.8629 | 744.2836 | 108.8629 | 744.2836
2982 | 105.3272 | 715.8223 | 105.3272 | 715.8223
2983 | 101.1927 | 686.021 | 101.1927 | 686.021
2984 | 97.219 | 664.6632 | 97.219 | 664.6632
2985 | 93.3835 | 643.6735 | 93.3835 | 643.6735
2986 | 90.3385 | 634.2079 | 90.3385 | 634.2079
2987 | 84.6577 | 635.9887 | 84.6577 | 635.9887
2988 | 79.0387 | 643.4887 | 79.0387 | 643.4887
2989 | 75.9564 | 651.1951 | 75.9564 | 651.1951
2990 | 74.5287 | 660.8246 | 74.5287 | 660.8246
2991 | 74.0452 | 665.6984 | 74.0452 | 665.6984
2992 | 74.8427 | 672.6093 | 74.8427 | 672.6093
2993 | 77.2646 | 687.0682 | 77.2646 | 687.0682
2994 | 80.7469 | 694.5282 | 80.7469 | 694.5282
2995 | 84.9857 | 694.3175 | 84.9857 | 694.3175
2996 | 92.2979 | 695.9602 | 92.2979 | 695.9602
2997 | 97.2641 | 700.4091 | 97.2641 | 700.4091
2998 | 100.3724 | 708.8367 | 100.3724 | 708.8367
2999 | 106.9657 | 707.3232 | 106.9657 | 707.3232
3000 | 105.544 | 699.502 | 105.544 | 699.502
3001 | 99.4814 | 686.5343 | 99.4814 | 686.5343
3002 | 99.4131 | 672.9649 | 99.4131 | 672.9649
3003 | 102.8352 | 667.7396 | 102.8352 | 667.7396
3004 | 108.11 | 671.8901 | 108.11 | 671.8901
3005 | 112.5872 | 675.1455 | 112.5872 | 675.1455
3006 | 110.5809 | 673.3559 | 110.5809 | 673.3559
3007 | 104.8431 | 671.3782 | 104.8431 | 671.3782
3008 | 100.8419 | 668.3627 | 100.8419 | 668.3627
3009 | 97.3238 | 661.8829 | 97.3238 | 661.8829
3010 | 92.4908 | 659.7941 | 92.4908 | 659.7941
3011 | 86.1358 | 677.0595 | 86.1358 | 677.0595
3012 | 81.4662 | 724.6335 | 81.4662 | 724.6335
3013 | 77.2099 | 759.7204 | 77.2099 | 759.7204
3014 | 75.9226 | 768.043 | 75.9226 | 768.043
3015 | 75.4193 | 754.7295 | 75.4193 | 754.7295
3016 | 75.5722 | 739.1999 | 75.5722 | 739.1999
3017 | 77.7603 | 726.0567 | 77.7603 | 726.0567
3018 | 81.0447 | 726.0734 | 81.0447 | 726.0734
3019 | 85.9071 | 723.9354 | 85.9071 | 723.9354
3020 | 92.8395 | 727.1288 | 92.8395 | 727.1288
3021 | 96.8394 | 731.7771 | 96.8394 | 731.7771
3022 | 100.5983 | 740.5591 | 100.5983 | 740.5591
3023 | 106.7645 | 741.8812 | 106.7645 | 741.8812
3024 | 105.9605 | 752.4023 | 105.9605 | 752.4023
3025 | 101.1256 | 763.7581 | 101.1256 | 763.7581
3026 | 100.6759 | 772.0754 | 100.6759 | 772.0754
3027 | 103.2776 | 791.4173 | 103.2776 | 791.4173
3028 | 109.8227 | 818.2963 | 109.8227 | 818.2963
3029 | 112.0905 | 840.913 | 112.0905 | 840.913
3030 | 111.0976 | 837.2626 | 111.0976 | 837.2626
3031 | 106.0183 | 806.9518 | 106.0183 | 806.9518
3032 | 100.7158 | 776.7994 | 100.7158 | 776.7994
3033 | 97.1327 | 761.9459 | 97.1327 | 761.9459
3034 | 93.6669 | 763.2244 | 93.6669 | 763.2244
3035 | 86.8519 | 767.9293 | 86.8519 | 767.9293
3036 | 80.8446 | 775.0527 | 80.8446 | 775.0527
3037 | 77.4181 | 775.5373 | 77.4181 | 775.5373
3038 | 76.0291 | 786.9612 | 76.0291 | 786.9612
3039 | 75.1148 | 811.9495 | 75.1148 | 811.9495
3040 | 76.1963 | 844.4245 | 76.1963 | 844.4245
3041 | 77.8488 | 882.1657 | 77.8488 | 882.1657
3042 | 80.482 | 910.294 | 80.482 | 910.294
3043 | 84.726 | 919.764 | 84.726 | 919.764
3044 | 91.3522 | 927.0334 | 91.3522 | 927.0334
3045 | 96.2613 | 928.4253 | 96.2613 | 928.4253
3046 | 99.9666 | 926.1753 | 99.9666 | 926.1753
3047 | 105.6224 | 918.7472 | 105.6224 | 918.7472
3048 | 104.4435 | 906.5398 | 104.4435 | 906.5398
3049 | 100.0973 | 881.5653 | 100.0973 | 881.5653
3050 | 100.7225 | 848.4574 | 100.7225 | 848.4574
3051 | 103.4239 | 823.4941 | 103.4239 | 823.4941
3052 | 109.9871 | 808.1283 | 109.9871 | 808.1283
3053 | 112.6806 | 786.2848 | 112.6806 | 786.2848
3054 | 110.5533 | 761.4122 | 110.5533 | 761.4122
3055 | 106.6708 | 745.855 | 106.6708 | 745.855
3056 | 102.0863 | 734.7982 | 102.0863 | 734.7982
3057 | 97.5077 | 719.6789 | 97.5077 | 719.6789
3058 | 93.4558 | 724.1251 | 93.4558 | 724.1251
3059 | 86.7666 | 736.2068 | 86.7666 | 736.2068
3060 | 81.8785 | 749.6437 | 81.8785 | 749.6437
3061 | 78.1849 | 759.0558 | 78.1849 | 759.0558
3062 | 76.4932 | 769.8152 | 76.4932 | 769.8152
3063 | 75.984 | 777.7017 | 75.984 | 777.7017
3064 | 76.5519 | 785.2329 | 76.5519 | 785.2329
3065 | 78.1449 | 799.4703 | 78.1449 | 799.4703
3066 | 80.9767 | 823.3674 | 80.9767 | 823.3674
3067 | 85.1177 | 844.2902 | 85.1177 | 844.2902
3068 | 91.8241 | 866.1803 | 91.8241 | 866.1803
3069 | 95.6999 | 870.6071 | 95.6999 | 870.6071
3070 | 97.9842 | 861.7557 | 97.9842 | 861.7557
3071 | 103.6164 | 847.8368 | 103.6164 | 847.8368
3072 | 103.0671 | 839.7941 | 103.0671 | 839.7941
3073 | 98.7219 | 837.6811 | 98.7219 | 837.6811
3074 | 99.0179 | 839.7958 | 99.0179 | 839.7958
3075 | 101.0541 | 855.5932 | 101.0541 | 855.5932
3076 | 107.8317 | 877.2885 | 107.8317 | 877.2885
3077 | 110.5592 | 877.9078 | 110.5592 | 877.9078
3078 | 108.1953 | 842.0032 | 108.1953 | 842.0032
3079 | 103.9394 | 801.7016 | 103.9394 | 801.7016
3080 | 99.6105 | 776.5779 | 99.6105 | 776.5779
3081 | 96.2871 | 757.8034 | 96.2871 | 757.8034
3082 | 91.6564 | 748.4486 | 91.6564 | 748.4486
3083 | 85.7932 | 741.2798 | 85.7932 | 741.2798
3084 | 81.8069 | 737.3712 | 81.8069 | 737.3712
3085 | 78.3757 | 734.8431 | 78.3757 | 734.8431
3086 | 76.6936 | 734.7477 | 76.6936 | 734.7477
3087 | 76.3928 | 733.6402 | 76.3928 | 733.6402
3088 | 75.4494 | 734.1712 | 75.4494 | 734.1712
3089 | 77.0022 | 741.4084 | 77.0022 | 741.4084
3090 | 79.9742 | 753.4097 | 79.9742 | 753.4097
3091 | 83.4989 | 753.8857 | 83.4989 | 753.8857
3092 | 88.1251 | 756.1486 | 88.1251 | 756.1486
3093 | 91.9693 | 753.841 | 91.9693 | 753.841
3094 | 95.8236 | 754.0279 | 95.8236 | 754.0279
3095 | 100.6217 | 766.4484 | 100.6217 | 766.4484
3096 | 100.4476 | 796.2644 | 100.4476 | 796.2644
3097 | 95.8271 | 831.0132 | 95.8271 | 831.0132
3098 | 95.9615 | 863.4325 | 95.9615 | 863.4325
3099 | 97.7498 | 889.9739 | 97.7498 | 889.9739
3100 | 105.3382 | 893.9916 | 105.3382 | 893.9916
3101 | 107.6611 | 871.0183 | 107.6611 | 871.0183
3102 | 104.3615 | 829.6199 | 104.3615 | 829.6199
3103 | 99.9974 | 791.5779 | 99.9974 | 791.5779
3104 | 97.336 | 768.027 | 97.336 | 768.027
3105 | 94.0448 | 750.5595 | 94.0448 | 750.5595
3106 | 90.2566 | 743.42 | 90.2566 | 743.42
3107 | 84.9842 | 741.9886 | 84.9842 | 741.9886
3108 | 80.3536 | 744.1498 | 80.3536 | 744.1498
3109 | 77.1325 | 746.3846 | 77.1325 | 746.3846
3110 | 75.7112 | 749.2798 | 75.7112 | 749.2798
3111 | 75.1056 | 753.7326 | 75.1056 | 753.7326
3112 | 75.006 | 768.3083 | 75.006 | 768.3083
3113 | 76.3544 | 793.9764 | 76.3544 | 793.9764
3114 | 79.2133 | 824.6523 | 79.2133 | 824.6523
3115 | 81.9727 | 841.3218 | 81.9727 | 841.3218
3116 | 86.5168 | 855.3034 | 86.5168 | 855.3034
3117 | 90.5156 | 858.7333 | 90.5156 | 858.7333
3118 | 93.7207 | 866.0976 | 93.7207 | 866.0976
3119 | 98.1324 | 887.1355 | 98.1324 | 887.1355
3120 | 98.1294 | 914.0273 | 98.1294 | 914.0273
3121 | 95.2137 | 930.3453 | 95.2137 | 930.3453
3122 | 95.1906 | 934.7416 | 95.1906 | 934.7416
3123 | 98.8591 | 937.5576 | 98.8591 | 937.5576
3124 | 105.2886 | 944.7874 | 105.2886 | 944.7874
3125 | 108.2764 | 951.1884 | 108.2764 | 951.1884
3126 | 105.3964 | 945.7657 | 105.3964 | 945.7657
3127 | 101.1899 | 926.9743 | 101.1899 | 926.9743
3128 | 97.3233 | 907.3887 | 97.3233 | 907.3887
3129 | 94.3839 | 902.0608 | 94.3839 | 902.0608
3130 | 89.6547 | 914.925 | 89.6547 | 914.925
3131 | 84.6371 | 929.5321 | 84.6371 | 929.5321
3132 | 80.1869 | 941.1303 | 80.1869 | 941.1303
3133 | 76.4424 | 946.5329 | 76.4424 | 946.5329
3134 | 75.3442 | 951.599 | 75.3442 | 951.599
3135 | 74.9182 | 953.3271 | 74.9182 | 953.3271
3136 | 75.3367 | 959.6842 | 75.3367 | 959.6842
3137 | 76.8165 | 969.5797 | 76.8165 | 969.5797
3138 | 78.8869 | 980.4955 | 78.8869 | 980.4955
3139 | 82.5301 | 978.4904 | 82.5301 | 978.4904
3140 | 86.2599 | 973.4208 | 86.2599 | 973.4208
3141 | 91.4103 | 961.0338 | 91.4103 | 961.0338
3142 | 94.6982 | 950.6539 | 94.6982 | 950.6539
3143 | 99.912 | 945.5074 | 99.912 | 945.5074
3144 | 99.2585 | 943.4016 | 99.2585 | 943.4016
3145 | 96.966 | 931.1206 | 96.966 | 931.1206
3146 | 96.2904 | 917.8835 | 96.2904 | 917.8835
3147 | 98.8613 | 921.209 | 98.8613 | 921.209
3148 | 106.4651 | 930.6762 | 106.4651 | 930.6762
3149 | 108.9261 | 923.3648 | 108.9261 | 923.3648
3150 | 104.7068 | 883.6943 | 104.7068 | 883.6943
3151 | 101.2885 | 833.3133 | 101.2885 | 833.3133
3152 | 97.2558 | 794.0119 | 97.2558 | 794.0119
3153 | 94.8023 | 771.9367 | 94.8023 | 771.9367
3154 | 90.3494 | 773.5032 | 90.3494 | 773.5032
3155 | 84.7339 | 788.0216 | 84.7339 | 788.0216
3156 | 80.6368 | 800.6832 | 80.6368 | 800.6832
3157 | 77.5798 | 800.9463 | 77.5798 | 800.9463
3158 | 74.9035 | 794.0944 | 74.9035 | 794.0944
3159 | 74.8326 | 788.4678 | 74.8326 | 788.4678
3160 | 75.1985 | 791.059 | 75.1985 | 791.059
3161 | 77.0582 | 808.3977 | 77.0582 | 808.3977
3162 | 80.0489 | 835.7729 | 80.0489 | 835.7729
3163 | 83.775 | 847.3473 | 83.775 | 847.3473
3164 | 87.6483 | 850.6736 | 87.6483 | 850.6736
3165 | 92.6834 | 850.6477 | 92.6834 | 850.6477
3166 | 97.6131 | 853.9802 | 97.6131 | 853.9802
3167 | 102.4693 | 857.8941 | 102.4693 | 857.8941
3168 | 102.7756 | 862.0353 | 102.7756 | 862.0353
3169 | 97.4514 | 862.6692 | 97.4514 | 862.6692
3170 | 97.1379 | 860.5306 | 97.1379 | 860.5306
3171 | 101.2354 | 855.7261 | 101.2354 | 855.7261
3172 | 107.6014 | 847.3161 | 107.6014 | 847.3161
3173 | 110.5547 | 827.9538 | 110.5547 | 827.9538
3174 | 106.8129 | 783.5426 | 106.8129 | 783.5426
3175 | 103.3546 | 738.8327 | 103.3546 | 738.8327
3176 | 99.1165 | 708.9904 | 99.1165 | 708.9904
3177 | 96.3122 | 698.4567 | 96.3122 | 698.4567
3178 | 92.0492 | 712.4064 | 92.0492 | 712.4064
3179 | 86.5132 | 731.1782 | 86.5132 | 731.1782
3180 | 81.3888 | 728.6209 | 81.3888 | 728.6209
3181 | 78.3825 | 707.9721 | 78.3825 | 707.9721
3182 | 75.5255 | 689.9109 | 75.5255 | 689.9109
3183 | 75.736 | 668.9548 | 75.736 | 668.9548
3184 | 76.4436 | 650.4346 | 76.4436 | 650.4346
3185 | 77.9496 | 655.6559 | 77.9496 | 655.6559
3186 | 80.743 | 676.7397 | 80.743 | 676.7397
3187 | 86.0184 | 688.3584 | 86.0184 | 688.3584
3188 | 92.1166 | 694.4759 | 92.1166 | 694.4759
3189 | 97.5173 | 693.9627 | 97.5173 | 693.9627
3190 | 100.4234 | 689.4975 | 100.4234 | 689.4975
3191 | 104.8922 | 685.8353 | 104.8922 | 685.8353
3192 | 101.6589 | 690.8847 | 101.6589 | 690.8847
3193 | 100.6056 | 701.6645 | 100.6056 | 701.6645
3194 | 101.0607 | 717.1814 | 101.0607 | 717.1814
3195 | 104.496 | 739.4917 | 104.496 | 739.4917
3196 | 110.9586 | 766.1271 | 110.9586 | 766.1271
3197 | 113.5069 | 779.7498 | 113.5069 | 779.7498
3198 | 112.2582 | 755.5197 | 112.2582 | 755.5197
3199 | 107.1978 | 715.9491 | 107.1978 | 715.9491
3200 | 104.0854 | 701.9681 | 104.0854 | 701.9681
3201 | 99.2834 | 701.4473 | 99.2834 | 701.4473
3202 | 95.2892 | 707.3557 | 95.2892 | 707.3557
3203 | 87.599 | 712.3707 | 87.599 | 712.3707
3204 | 82.7417 | 716.7028 | 82.7417 | 716.7028
3205 | 78.5569 | 721.2193 | 78.5569 | 721.2193
3206 | 77.0929 | 729.4975 | 77.0929 | 729.4975
3207 | 75.9418 | 741.7481 | 75.9418 | 741.7481
3208 | 76.5053 | 761.4189 | 76.5053 | 761.4189
3209 | 77.946 | 790.8972 | 77.946 | 790.8972
3210 | 81.5529 | 825.6048 | 81.5529 | 825.6048
3211 | 86.1736 | 846.439 | 86.1736 | 846.439
3212 | 93.0545 | 865.8481 | 93.0545 | 865.8481
3213 | 97.7417 | 878.2497 | 97.7417 | 878.2497
3214 | 101.2572 | 886.4558 | 101.2572 | 886.4558
3215 | 107.0901 | 891.6767 | 107.0901 | 891.6767
3216 | 106.8599 | 902.3086 | 106.8599 | 902.3086
3217 | 100.5592 | 914.9049 | 100.5592 | 914.9049
3218 | 100.8197 | 929.3364 | 100.8197 | 929.3364
3219 | 103.9282 | 951.8017 | 103.9282 | 951.8017
3220 | 109.3302 | 986.4563 | 109.3302 | 986.4563
3221 | 112.9268 | 1011.8421 | 112.9268 | 1011.8421
3222 | 110.4221 | 998.4667 | 110.4221 | 998.4667
3223 | 106.6235 | 967.4691 | 106.6235 | 967.4691
3224 | 101.8546 | 941.0162 | 101.8546 | 941.0162
3225 | 99.1737 | 934.8687 | 99.1737 | 934.8687
3226 | 95.8007 | 952.8945 | 95.8007 | 952.8945
3227 | 89.5636 | 986.2869 | 89.5636 | 986.2869
3228 | 83.8805 | 1016.6262 | 83.8805 | 1016.6262
3229 | 79.6364 | 1033.5924 | 79.6364 | 1033.5924
3230 | 77.6145 | 1045.3264 | 77.6145 | 1045.3264
3231 | 76.6248 | 1052.5705 | 76.6248 | 1052.5705
3232 | 76.7092 | 1059.3707 | 76.7092 | 1059.3707
3233 | 77.7384 | 1067.937 | 77.7384 | 1067.937
3234 | 81.4552 | 1072.8716 | 81.4552 | 1072.8716
3235 | 86.8357 | 1060.1225 | 86.8357 | 1060.1225
3236 | 91.7365 | 1053.5909 | 91.7365 | 1053.5909
3237 | 96.2783 | 1041.4254 | 96.2783 | 1041.4254
3238 | 100.2114 | 1029.0075 | 100.2114 | 1029.0075
3239 | 105.2019 | 1011.4334 | 105.2019 | 1011.4334
3240 | 105.0373 | 993.2891 | 105.0373 | 993.2891
3241 | 99.4241 | 970.973 | 99.4241 | 970.973
3242 | 100.9837 | 955.6093 | 100.9837 | 955.6093
3243 | 104.6419 | 949.3871 | 104.6419 | 949.3871
3244 | 111.1821 | 947.5786 | 111.1821 | 947.5786
3245 | 112.0964 | 949.3941 | 112.0964 | 949.3941
3246 | 109.3508 | 947.6044 | 109.3508 | 947.6044
3247 | 105.5576 | 944.4526 | 105.5576 | 944.4526
3248 | 100.655 | 940.5732 | 100.655 | 940.5732
3249 | 98.0127 | 934.0048 | 98.0127 | 934.0048
3250 | 93.9297 | 930.8306 | 93.9297 | 930.8306
3251 | 88.5276 | 925.3896 | 88.5276 | 925.3896
3252 | 83.3085 | 919.731 | 83.3085 | 919.731
3253 | 80.287 | 915.2092 | 80.287 | 915.2092
3254 | 77.9519 | 909.6199 | 77.9519 | 909.6199
3255 | 76.6851 | 901.0692 | 76.6851 | 901.0692
3256 | 77.1848 | 894.157 | 77.1848 | 894.157
3257 | 78.0664 | 896.4098 | 78.0664 | 896.4098
3258 | 81.2063 | 907.9016 | 81.2063 | 907.9016
3259 | 84.8076 | 907.9788 | 84.8076 | 907.9788
3260 | 89.1901 | 910.0424 | 89.1901 | 910.0424
3261 | 93.4008 | 908.2 | 93.4008 | 908.2
3262 | 97.4538 | 904.4215 | 97.4538 | 904.4215
3263 | 102.6217 | 900.427 | 102.6217 | 900.427
3264 | 101.0349 | 904.5682 | 101.0349 | 904.5682
3265 | 97.9392 | 915.8796 | 97.9392 | 915.8796
3266 | 97.8757 | 928.8047 | 97.8757 | 928.8047
3267 | 101.8455 | 935.874 | 101.8455 | 935.874
3268 | 107.4787 | 943.4582 | 107.4787 | 943.4582
3269 | 109.5334 | 947.2674 | 109.5334 | 947.2674
3270 | 106.4527 | 941.9555 | 106.4527 | 941.9555
3271 | 102.6482 | 934.6169 | 102.6482 | 934.6169
3272 | 99.009 | 928.5443 | 99.009 | 928.5443
3273 | 95.5777 | 921.9538 | 95.5777 | 921.9538
3274 | 92.2234 | 920.5961 | 92.2234 | 920.5961
3275 | 87.2967 | 921.8452 | 87.2967 | 921.8452
3276 | 82.9503 | 922.9652 | 82.9503 | 922.9652
3277 | 79.7921 | 923.1398 | 79.7921 | 923.1398
3278 | 77.4306 | 923.4209 | 77.4306 | 923.4209
3279 | 76.8765 | 923.1774 | 76.8765 | 923.1774
3280 | 76.9253 | 926.2781 | 76.9253 | 926.2781
3281 | 78.2066 | 937.7686 | 78.2066 | 937.7686
3282 | 80.577 | 957.7448 | 80.577 | 957.7448
3283 | 83.5875 | 966.9046 | 83.5875 | 966.9046
3284 | 86.833 | 975.3481 | 86.833 | 975.3481
3285 | 89.9171 | 973.2177 | 89.9171 | 973.2177
3286 | 91.4868 | 967.3126 | 91.4868 | 967.3126
3287 | 101.5814 | 962.3212 | 101.5814 | 962.3212
3288 | 101.5746 | 961.1679 | 101.5746 | 961.1679
3289 | 99.3932 | 952.4757 | 99.3932 | 952.4757
3290 | 98.9661 | 938.6404 | 98.9661 | 938.6404
3291 | 102.4429 | 936.0512 | 102.4429 | 936.0512
3292 | 109.0684 | 941.1986 | 109.0684 | 941.1986
3293 | 110.8055 | 945.3401 | 110.8055 | 945.3401
3294 | 106.7528 | 936.1958 | 106.7528 | 936.1958
3295 | 103.2587 | 924.9806 | 103.2587 | 924.9806
3296 | 98.9083 | 916.4048 | 98.9083 | 916.4048
3297 | 95.461 | 911.0548 | 95.461 | 911.0548
3298 | 90.9718 | 913.8396 | 90.9718 | 913.8396
3299 | 85.0676 | 924.0604 | 85.0676 | 924.0604
3300 | 80.7468 | 933.4655 | 80.7468 | 933.4655
3301 | 77.3116 | 940.1086 | 77.3116 | 940.1086
3302 | 74.9242 | 943.6905 | 74.9242 | 943.6905
3303 | 74.7733 | 941.1875 | 74.7733 | 941.1875
3304 | 75.093 | 943.2248 | 75.093 | 943.2248
3305 | 75.9314 | 962.0478 | 75.9314 | 962.0478
3306 | 78.5155 | 988.4039 | 78.5155 | 988.4039
3307 | 83.3157 | 995.5257 | 83.3157 | 995.5257
3308 | 87.7606 | 998.4975 | 87.7606 | 998.4975
3309 | 92.2544 | 995.0823 | 92.2544 | 995.0823
3310 | 96.3828 | 984.6359 | 96.3828 | 984.6359
3311 | 102.2855 | 960.6155 | 102.2855 | 960.6155
3312 | 102.2863 | 940.4775 | 102.2863 | 940.4775
3313 | 98.7312 | 930.3674 | 98.7312 | 930.3674
3314 | 98.6928 | 929.9345 | 98.6928 | 929.9345
3315 | 103.2087 | 938.045 | 103.2087 | 938.045
3316 | 109.166 | 943.1038 | 109.166 | 943.1038
3317 | 110.4202 | 943.2356 | 110.4202 | 943.2356
3318 | 107.4057 | 927.9994 | 107.4057 | 927.9994
3319 | 102.8854 | 911.977 | 102.8854 | 911.977
3320 | 100.6599 | 897.1985 | 100.6599 | 897.1985
3321 | 97.2477 | 881.7469 | 97.2477 | 881.7469
3322 | 92.0966 | 876.9999 | 92.0966 | 876.9999
3323 | 86.1178 | 877.5844 | 86.1178 | 877.5844
3324 | 81.5427 | 874.2739 | 81.5427 | 874.2739
3325 | 79.0118 | 866.8723 | 79.0118 | 866.8723
3326 | 77.5505 | 860.6628 | 77.5505 | 860.6628
3327 | 76.7765 | 856.9192 | 76.7765 | 856.9192
3328 | 77.6873 | 858.0261 | 77.6873 | 858.0261
3329 | 79.1281 | 869.6274 | 79.1281 | 869.6274
3330 | 82.3304 | 893.3473 | 82.3304 | 893.3473
3331 | 87.7744 | 913.3176 | 87.7744 | 913.3176
3332 | 94.7018 | 930.3341 | 94.7018 | 930.3341
3333 | 99.1639 | 937.242 | 99.1639 | 937.242
3334 | 102.7136 | 945.1601 | 102.7136 | 945.1601
3335 | 109.4145 | 953.1944 | 109.4145 | 953.1944
3336 | 107.1806 | 962.6965 | 107.1806 | 962.6965
3337 | 103.4621 | 975.5808 | 103.4621 | 975.5808
3338 | 104.652 | 994.775 | 104.652 | 994.775
3339 | 108.6729 | 1009.354 | 108.6729 | 1009.354
3340 | 114.1564 | 1016.2736 | 114.1564 | 1016.2736
3341 | 116.0632 | 1021.4784 | 116.0632 | 1021.4784
3342 | 111.753 | 1007.1505 | 111.753 | 1007.1505
3343 | 107.1096 | 979.498 | 107.1096 | 979.498
3344 | 103.5476 | 956.4123 | 103.5476 | 956.4123
3345 | 99.7296 | 943.8627 | 99.7296 | 943.8627
3346 | 94.8741 | 939.2485 | 94.8741 | 939.2485
3347 | 88.3765 | 937.1304 | 88.3765 | 937.1304
3348 | 83.9483 | 935.4814 | 83.9483 | 935.4814
3349 | 81.243 | 943.7859 | 81.243 | 943.7859
3350 | 78.9055 | 957.9789 | 78.9055 | 957.9789
3351 | 78.3084 | 966.6186 | 78.3084 | 966.6186
3352 | 78.5106 | 975.346 | 78.5106 | 975.346
3353 | 79.7279 | 988.3429 | 79.7279 | 988.3429
3354 | 83.8511 | 1004.6861 | 83.8511 | 1004.6861
3355 | 88.342 | 1006.6906 | 88.342 | 1006.6906
3356 | 94.6063 | 1007.4471 | 94.6063 | 1007.4471
3357 | 98.7327 | 998.1836 | 98.7327 | 998.1836
3358 | 103.8785 | 983.1739 | 103.8785 | 983.1739
3359 | 109.7188 | 960.9256 | 109.7188 | 960.9256
3360 | 107.1178 | 941.3193 | 107.1178 | 941.3193
3361 | 102.8101 | 925.9369 | 102.8101 | 925.9369
3362 | 102.7056 | 918.5259 | 102.7056 | 918.5259
3363 | 107.2705 | 920.4115 | 107.2705 | 920.4115
3364 | 113.28 | 933.1351 | 113.28 | 933.1351
3365 | 114.5281 | 950.0808 | 114.5281 | 950.0808
3366 | 111.3397 | 956.4876 | 111.3397 | 956.4876
3367 | 107.3845 | 943.5887 | 107.3845 | 943.5887
3368 | 103.4498 | 926.4177 | 103.4498 | 926.4177
3369 | 98.3927 | 920.381 | 98.3927 | 920.381
3370 | 93.5077 | 936.5238 | 93.5077 | 936.5238
3371 | 87.1651 | 961.033 | 87.1651 | 961.033
3372 | 83.0965 | 973.606 | 83.0965 | 973.606
3373 | 79.9905 | 973.847 | 79.9905 | 973.847
3374 | 78.3533 | 967.2387 | 78.3533 | 967.2387
3375 | 77.4955 | 951.3998 | 77.4955 | 951.3998
3376 | 77.0584 | 935.8702 | 77.0584 | 935.8702
3377 | 77.9047 | 935.7528 | 77.9047 | 935.7528
3378 | 81.8436 | 948.1749 | 81.8436 | 948.1749
3379 | 87.3253 | 949.3155 | 87.3253 | 949.3155
3380 | 93.7684 | 951.8443 | 93.7684 | 951.8443
3381 | 98.1793 | 946.4796 | 98.1793 | 946.4796
3382 | 101.6738 | 938.758 | 101.6738 | 938.758
3383 | 109.4528 | 927.7411 | 109.4528 | 927.7411
3384 | 108.1667 | 912.8311 | 108.1667 | 912.8311
3385 | 103.8824 | 891.6669 | 103.8824 | 891.6669
3386 | 104.4861 | 869.4802 | 104.4861 | 869.4802
3387 | 110.2553 | 847.0423 | 110.2553 | 847.0423
3388 | 114.8216 | 822.3945 | 114.8216 | 822.3945
3389 | 116.1162 | 797.8485 | 116.1162 | 797.8485
3390 | 113.2873 | 766.2636 | 113.2873 | 766.2636
3391 | 107.8758 | 727.5127 | 107.8758 | 727.5127
3392 | 102.509 | 687.3917 | 102.509 | 687.3917
3393 | 99.3236 | 647.1957 | 99.3236 | 647.1957
3394 | 95.5191 | 631.0401 | 95.5191 | 631.0401
3395 | 88.7194 | 624.1592 | 88.7194 | 624.1592
3396 | 84.2913 | 608.4433 | 84.2913 | 608.4433
3397 | 79.7141 | 577.4935 | 79.7141 | 577.4935
3398 | 77.5531 | 540.1154 | 77.5531 | 540.1154
3399 | 77.0834 | 503.1651 | 77.0834 | 503.1651
3400 | 77.6785 | 468.4071 | 77.6785 | 468.4071
3401 | 78.7951 | 441.906 | 78.7951 | 441.906
3402 | 81.9521 | 429.473 | 81.9521 | 429.473
3403 | 86.4423 | 416.4359 | 86.4423 | 416.4359
3404 | 92.2857 | 414.2683 | 92.2857 | 414.2683
3405 | 95.9029 | 416.3026 | 95.9029 | 416.3026
3406 | 99.1366 | 419.5022 | 99.1366 | 419.5022
3407 | 106.198 | 417.2577 | 106.198 | 417.2577
3408 | 105.2529 | 416.6583 | 105.2529 | 416.6583
3409 | 102.2913 | 414.3681 | 102.2913 | 414.3681
3410 | 103.6045 | 412.0744 | 103.6045 | 412.0744
3411 | 108.1868 | 414.7132 | 108.1868 | 414.7132
3412 | 113.0745 | 422.9176 | 113.0745 | 422.9176
3413 | 114.1415 | 439.8854 | 114.1415 | 439.8854
3414 | 110.4685 | 453.3367 | 110.4685 | 453.3367
3415 | 105.769 | 467.3754 | 105.769 | 467.3754
3416 | 101.4441 | 487.9966 | 101.4441 | 487.9966
3417 | 99.1753 | 505.7296 | 99.1753 | 505.7296
3418 | 95.9104 | 524.3978 | 95.9104 | 524.3978
3419 | 90.3803 | 540.0681 | 90.3803 | 540.0681
3420 | 84.7067 | 557.7361 | 84.7067 | 557.7361
3421 | 81.0405 | 584.671 | 81.0405 | 584.671
3422 | 79.002 | 611.9561 | 79.002 | 611.9561
3423 | 78.4561 | 629.4125 | 78.4561 | 629.4125
3424 | 77.9382 | 640.5767 | 77.9382 | 640.5767
3425 | 79.0669 | 652.8647 | 79.0669 | 652.8647
3426 | 81.9592 | 667.9452 | 81.9592 | 667.9452
3427 | 85.48 | 670.8136 | 85.48 | 670.8136
3428 | 90.0702 | 676.9311 | 90.0702 | 676.9311
3429 | 93.727 | 676.3957 | 93.727 | 676.3957
3430 | 97.3507 | 674.9211 | 97.3507 | 674.9211
3431 | 103.0273 | 679.7211 | 103.0273 | 679.7211
3432 | 102.4721 | 686.1662 | 102.4721 | 686.1662
3433 | 99.7742 | 689.0597 | 99.7742 | 689.0597
3434 | 100.1868 | 692.725 | 100.1868 | 692.725
3435 | 104.4737 | 695.5189 | 104.4737 | 695.5189
3436 | 109.2984 | 690.7419 | 109.2984 | 690.7419
3437 | 110.5732 | 699.8013 | 110.5732 | 699.8013
3438 | 107.7739 | 712.2114 | 107.7739 | 712.2114
3439 | 102.9694 | 687.9483 | 102.9694 | 687.9483
3440 | 99.3934 | 662.1821 | 99.3934 | 662.1821
3441 | 96.5511 | 641.8127 | 96.5511 | 641.8127
3442 | 93.4937 | 638.7714 | 93.4937 | 638.7714
3443 | 88.5223 | 636.4982 | 88.5223 | 636.4982
3444 | 84.6894 | 621.4912 | 84.6894 | 621.4912
3445 | 80.7191 | 602.4152 | 80.7191 | 602.4152
3446 | 78.9061 | 576.0468 | 78.9061 | 576.0468
3447 | 77.736 | 542.1757 | 77.736 | 542.1757
3448 | 77.8887 | 531.3425 | 77.8887 | 531.3425
3449 | 79.7351 | 536.9404 | 79.7351 | 536.9404
3450 | 81.8317 | 545.9954 | 81.8317 | 545.9954
3451 | 84.3192 | 539.7813 | 84.3192 | 539.7813
3452 | 88.3611 | 551.0382 | 88.3611 | 551.0382
3453 | 92.1881 | 560.6043 | 92.1881 | 560.6043
3454 | 95.7031 | 554.8322 | 95.7031 | 554.8322
3455 | 100.4063 | 565.5691 | 100.4063 | 565.5691
3456 | 100.5734 | 582.9132 | 100.5734 | 582.9132
3457 | 97.9288 | 602.1109 | 97.9288 | 602.1109
3458 | 99.7134 | 618.4697 | 99.7134 | 618.4697
3459 | 104.2672 | 631.6974 | 104.2672 | 631.6974
3460 | 109.8856 | 641.8956 | 109.8856 | 641.8956
3461 | 111.6258 | 652.1511 | 111.6258 | 652.1511
3462 | 109.139 | 644.5575 | 109.139 | 644.5575
3463 | 105.0487 | 622.7533 | 105.0487 | 622.7533
3464 | 101.8498 | 604.4526 | 101.8498 | 604.4526
3465 | 98.7386 | 597.5076 | 98.7386 | 597.5076
3466 | 96.0668 | 611.9668 | 96.0668 | 611.9668
3467 | 89.7589 | 626.4188 | 89.7589 | 626.4188
3468 | 84.8603 | 632.501 | 84.8603 | 632.501
3469 | 80.4713 | 636.1978 | 80.4713 | 636.1978
3470 | 78.8913 | 635.6815 | 78.8913 | 635.6815
3471 | 77.817 | 631.7607 | 77.817 | 631.7607
3472 | 78.0519 | 634.4626 | 78.0519 | 634.4626
3473 | 78.45 | 654.8806 | 78.45 | 654.8806
3474 | 81.5874 | 684.4931 | 81.5874 | 684.4931
3475 | 86.2088 | 699.6784 | 86.2088 | 699.6784
3476 | 91.1713 | 711.6663 | 91.1713 | 711.6663
3477 | 93.7832 | 717.6881 | 93.7832 | 717.6881
3478 | 99.0839 | 719.4035 | 99.0839 | 719.4035
3479 | 104.7103 | 718.2887 | 104.7103 | 718.2887
3480 | 103.4201 | 717.6228 | 103.4201 | 717.6228
3481 | 99.8108 | 708.8641 | 99.8108 | 708.8641
3482 | 100.8574 | 691.2851 | 100.8574 | 691.2851
3483 | 106.304 | 675.1164 | 106.304 | 675.1164
3484 | 111.871 | 668.7001 | 111.871 | 668.7001
3485 | 114.0806 | 669.7846 | 114.0806 | 669.7846
3486 | 110.939 | 668.7481 | 110.939 | 668.7481
3487 | 105.4231 | 656.7132 | 105.4231 | 656.7132
3488 | 101.8344 | 643.6626 | 101.8344 | 643.6626
3489 | 99.3881 | 632.6415 | 99.3881 | 632.6415
3490 | 94.6744 | 630.7521 | 94.6744 | 630.7521
3491 | 88.9045 | 631.2259 | 88.9045 | 631.2259
3492 | 83.6062 | 636.5771 | 83.6062 | 636.5771
3493 | 79.7113 | 644.1063 | 79.7113 | 644.1063
3494 | 77.793 | 652.3845 | 77.793 | 652.3845
3495 | 76.8584 | 660.3374 | 76.8584 | 660.3374
3496 | 76.8539 | 672.5872 | 76.8539 | 672.5872
3497 | 78.5573 | 689.5936 | 78.5573 | 689.5936
3498 | 82.5685 | 706.1583 | 82.5685 | 706.1583
3499 | 89.1754 | 705.0171 | 89.1754 | 705.0171
3500 | 95.5309 | 704.4003 | 95.5309 | 704.4003
3501 | 99.926 | 703.0895 | 99.926 | 703.0895
3502 | 104.4628 | 702.4568 | 104.4628 | 702.4568
3503 | 110.6018 | 700.0793 | 110.6018 | 700.0793
3504 | 109.7664 | 700.5211 | 109.7664 | 700.5211
3505 | 104.2547 | 700.0252 | 104.2547 | 700.0252
3506 | 105.6897 | 699.8581 | 105.6897 | 699.8581
3507 | 111.7193 | 704.2027 | 111.7193 | 704.2027
3508 | 116.6693 | 711.2552 | 116.6693 | 711.2552
3509 | 118.535 | 720.3367 | 118.535 | 720.3367
3510 | 115.5473 | 725.37 | 115.5473 | 725.37
3511 | 110.2736 | 726.2943 | 110.2736 | 726.2943
3512 | 106.4825 | 725.5162 | 106.4825 | 725.5162
3513 | 103.5224 | 722.9353 | 103.5224 | 722.9353
3514 | 98.5155 | 724.2359 | 98.5155 | 724.2359
3515 | 91.1584 | 722.5165 | 91.1584 | 722.5165
3516 | 85.9464 | 719.1175 | 85.9464 | 719.1175
3517 | 81.8697 | 719.1591 | 81.8697 | 719.1591
3518 | 79.9286 | 720.7916 | 79.9286 | 720.7916
3519 | 78.4226 | 722.9849 | 78.4226 | 722.9849
3520 | 78.3744 | 727.7027 | 78.3744 | 727.7027
3521 | 79.3656 | 739.747 | 79.3656 | 739.747
3522 | 82.7823 | 756.6883 | 82.7823 | 756.6883
3523 | 89.6949 | 761.6834 | 89.6949 | 761.6834
3524 | 95.6527 | 767.3578 | 95.6527 | 767.3578
3525 | 99.6932 | 770.2339 | 99.6932 | 770.2339
3526 | 102.4885 | 775.3608 | 102.4885 | 775.3608
3527 | 108.6624 | 780.7811 | 108.6624 | 780.7811
3528 | 108.5347 | 788.666 | 108.5347 | 788.666
3529 | 103.4148 | 794.528 | 103.4148 | 794.528
3530 | 105.3553 | 799.5003 | 105.3553 | 799.5003
3531 | 110.5286 | 807.7658 | 110.5286 | 807.7658
3532 | 115.9892 | 818.0083 | 115.9892 | 818.0083
3533 | 117.6001 | 829.4158 | 117.6001 | 829.4158
3534 | 115.0424 | 836.1328 | 115.0424 | 836.1328
3535 | 109.5809 | 836.2374 | 109.5809 | 836.2374
3536 | 105.5143 | 832.8896 | 105.5143 | 832.8896
3537 | 101.7671 | 829.9321 | 101.7671 | 829.9321
3538 | 97.9558 | 839.695 | 97.9558 | 839.695
3539 | 91.6227 | 844.5771 | 91.6227 | 844.5771
3540 | 86.5705 | 851.4125 | 86.5705 | 851.4125
3541 | 82.3811 | 872.5212 | 82.3811 | 872.5212
3542 | 80.3563 | 899.1418 | 80.3563 | 899.1418
3543 | 79.6097 | 912.0569 | 79.6097 | 912.0569
3544 | 79.7064 | 910.7714 | 79.7064 | 910.7714
3545 | 81.2824 | 914.8407 | 81.2824 | 914.8407
3546 | 84.479 | 928.1933 | 84.479 | 928.1933
3547 | 90.6311 | 935.3372 | 90.6311 | 935.3372
3548 | 98.0593 | 944.4453 | 98.0593 | 944.4453
3549 | 102.4682 | 945.6821 | 102.4682 | 945.6821
3550 | 104.9256 | 945.8025 | 104.9256 | 945.8025
3551 | 111.0113 | 944.8429 | 111.0113 | 944.8429
3552 | 109.5855 | 941.3857 | 109.5855 | 941.3857
3553 | 105.0828 | 931.2978 | 105.0828 | 931.2978
3554 | 105.996 | 922.4469 | 105.996 | 922.4469
3555 | 110.9563 | 915.3386 | 110.9563 | 915.3386
3556 | 115.1194 | 897.5581 | 115.1194 | 897.5581
3557 | 116.8476 | 868.3379 | 116.8476 | 868.3379
3558 | 114.9992 | 837.2626 | 114.9992 | 837.2626
3559 | 108.9617 | 807.0182 | 108.9617 | 807.0182
3560 | 105.1155 | 781.6065 | 105.1155 | 781.6065
3561 | 101.4977 | 768.8575 | 101.4977 | 768.8575
3562 | 98.0992 | 776.5824 | 98.0992 | 776.5824
3563 | 92.1635 | 793.9585 | 92.1635 | 793.9585
3564 | 87.0989 | 807.6391 | 87.0989 | 807.6391
3565 | 83.1392 | 815.5448 | 83.1392 | 815.5448
3566 | 81.1274 | 816.3355 | 81.1274 | 816.3355
3567 | 79.8889 | 815.073 | 79.8889 | 815.073
3568 | 79.4331 | 814.8287 | 79.4331 | 814.8287
3569 | 80.467 | 819.0531 | 80.467 | 819.0531
3570 | 83.2044 | 827.5321 | 83.2044 | 827.5321
3571 | 88.5157 | 820.8528 | 88.5157 | 820.8528
3572 | 94.3124 | 808.0964 | 94.3124 | 808.0964
3573 | 97.6784 | 792.5194 | 97.6784 | 792.5194
3574 | 101.6129 | 776.4906 | 101.6129 | 776.4906
3575 | 108.258 | 756.812 | 108.258 | 756.812
3576 | 107.2424 | 747.3072 | 107.2424 | 747.3072
3577 | 103.7669 | 741.8271 | 103.7669 | 741.8271
3578 | 105.4746 | 735.413 | 105.4746 | 735.413
3579 | 110.9038 | 728.6591 | 110.9038 | 728.6591
3580 | 115.2431 | 717.2807 | 115.2431 | 717.2807
3581 | 115.6409 | 704.0324 | 115.6409 | 704.0324
3582 | 112.8775 | 683.9448 | 112.8775 | 683.9448
3583 | 109.0144 | 661.1215 | 109.0144 | 661.1215
3584 | 104.681 | 642.2227 | 104.681 | 642.2227
3585 | 100.7018 | 627.5243 | 100.7018 | 627.5243
3586 | 97.2381 | 621.8025 | 97.2381 | 621.8025
3587 | 92.3309 | 610.8898 | 92.3309 | 610.8898
3588 | 88.0862 | 599.1614 | 88.0862 | 599.1614
3589 | 84.2497 | 595.9909 | 84.2497 | 595.9909
3590 | 82.0764 | 594.079 | 82.0764 | 594.079
3591 | 80.9774 | 592.3734 | 80.9774 | 592.3734
3592 | 80.6918 | 586.8125 | 80.6918 | 586.8125
3593 | 82.0588 | 583.5494 | 82.0588 | 583.5494
3594 | 84.6824 | 588.0188 | 84.6824 | 588.0188
3595 | 88.3928 | 581.6496 | 88.3928 | 581.6496
3596 | 92.8633 | 577.6434 | 92.8633 | 577.6434
3597 | 95.3584 | 573.5414 | 95.3584 | 573.5414
3598 | 99.6865 | 572.7979 | 99.6865 | 572.7979
3599 | 105.1514 | 569.2907 | 105.1514 | 569.2907
3600 | 105.7051 | 564.0392 | 105.7051 | 564.0392
3601 | 102.1338 | 555.1697 | 102.1338 | 555.1697
3602 | 103.5391 | 552.8095 | 103.5391 | 552.8095
3603 | 108.4878 | 562.3821 | 108.4878 | 562.3821
3604 | 112.8 | 578.1184 | 112.8 | 578.1184
3605 | 113.5945 | 591.0101 | 113.5945 | 591.0101
3606 | 111.0796 | 598.2144 | 111.0796 | 598.2144
3607 | 106.2967 | 598.8729 | 106.2967 | 598.8729
3608 | 103.6273 | 595.9238 | 103.6273 | 595.9238
3609 | 99.818 | 591.2827 | 99.818 | 591.2827
3610 | 96.2704 | 592.982 | 96.2704 | 592.982
3611 | 91.5252 | 594.2754 | 91.5252 | 594.2754
3612 | 87.1054 | 592.4713 | 87.1054 | 592.4713
3613 | 83.4159 | 602.9911 | 83.4159 | 602.9911
3614 | 81.6261 | 624.8046 | 81.6261 | 624.8046
3615 | 80.1089 | 643.3686 | 80.1089 | 643.3686
3616 | 79.1128 | 661.6881 | 79.1128 | 661.6881
3617 | 80.0364 | 686.9575 | 80.0364 | 686.9575
3618 | 82.3484 | 714.6427 | 82.3484 | 714.6427
3619 | 86.0579 | 728.0558 | 86.0579 | 728.0558
3620 | 90.0347 | 741.4615 | 90.0347 | 741.4615
3621 | 93.1418 | 749.3662 | 93.1418 | 749.3662
3622 | 97.1085 | 755.202 | 97.1085 | 755.202
3623 | 103.6012 | 752.5366 | 103.6012 | 752.5366
3624 | 103.7145 | 744.6932 | 103.7145 | 744.6932
3625 | 100.6456 | 734.561 | 100.6456 | 734.561
3626 | 102.0472 | 724.3145 | 102.0472 | 724.3145
3627 | 106.8095 | 723.4089 | 106.8095 | 723.4089
3628 | 112.1502 | 722.3093 | 112.1502 | 722.3093
3629 | 113.9608 | 710.7003 | 113.9608 | 710.7003
3630 | 110.091 | 684.9195 | 110.091 | 684.9195
3631 | 105.5284 | 649.4693 | 105.5284 | 649.4693
3632 | 103.2049 | 622.1081 | 103.2049 | 622.1081
3633 | 99.871 | 606.568 | 99.871 | 606.568
3634 | 96.3524 | 603.3716 | 96.3524 | 603.3716
3635 | 90.644 | 605.8612 | 90.644 | 605.8612
3636 | 86.5042 | 538.1619 | 86.5042 | 538.1619
3637 | 83.5998 | 552.6212 | 83.5998 | 552.6212
3638 | 81.1487 | 566.8757 | 81.1487 | 566.8757
3639 | 80.5865 | 586.3265 | 80.5865 | 586.3265
3640 | 80.1936 | 602.3539 | 80.1936 | 602.3539
3641 | 81.901 | 612.8935 | 81.901 | 612.8935
3642 | 84.1266 | 630.8029 | 84.1266 | 630.8029
3643 | 89.025 | 634.4383 | 89.025 | 634.4383
3644 | 94.4892 | 633.5666 | 94.4892 | 633.5666
3645 | 98.6248 | 629.2609 | 98.6248 | 629.2609
3646 | 102.2281 | 627.8624 | 102.2281 | 627.8624
3647 | 108.8743 | 625.7079 | 108.8743 | 625.7079
3648 | 107.2331 | 623.7915 | 107.2331 | 623.7915
3649 | 104.2191 | 626.4658 | 104.2191 | 626.4658
3650 | 106.2248 | 626.8937 | 106.2248 | 626.8937
3651 | 111.2872 | 632.2792 | 111.2872 | 632.2792
3652 | 115.352 | 638.074 | 115.352 | 638.074
3653 | 117.4912 | 647.6444 | 117.4912 | 647.6444
3654 | 114.3396 | 654.5646 | 114.3396 | 654.5646
3655 | 109.5253 | 657.5481 | 109.5253 | 657.5481
3656 | 106.2943 | 660.8471 | 106.2943 | 660.8471
3657 | 102.8571 | 661.0439 | 102.8571 | 661.0439
3658 | 98.1547 | 665.0706 | 98.1547 | 665.0706
3659 | 92.3698 | 668.92 | 92.3698 | 668.92
3660 | 86.8796 | 672.4095 | 86.8796 | 672.4095
3661 | 82.976 | 679.1952 | 82.976 | 679.1952
3662 | 81.0444 | 685.0205 | 81.0444 | 685.0205
3663 | 80.4688 | 697.8442 | 80.4688 | 697.8442
3664 | 80.2155 | 715.635 | 80.2155 | 715.635
3665 | 82.1114 | 740.107 | 82.1114 | 740.107
3666 | 85.2993 | 773.0728 | 85.2993 | 773.0728
3667 | 91.2802 | 783.9166 | 91.2802 | 783.9166
3668 | 98.1514 | 781.0685 | 98.1514 | 781.0685
3669 | 102.1477 | 771.4145 | 102.1477 | 771.4145
3670 | 106.1896 | 766.528 | 106.1896 | 766.528
3671 | 112.4298 | 761.4863 | 112.4298 | 761.4863
3672 | 111.1418 | 751.3538 | 111.1418 | 751.3538
3673 | 106.0022 | 743.2542 | 106.0022 | 743.2542
3674 | 108.2085 | 733.8771 | 108.2085 | 733.8771
3675 | 113.6242 | 732.4417 | 113.6242 | 732.4417
3676 | 117.2205 | 733.4502 | 117.2205 | 733.4502
3677 | 119.3083 | 735.6572 | 119.3083 | 735.6572
3678 | 117.2999 | 730.3889 | 117.2999 | 730.3889
3679 | 111.4923 | 717.1728 | 111.4923 | 717.1728
3680 | 107.6716 | 704.6791 | 107.6716 | 704.6791
3681 | 103.9903 | 691.2148 | 103.9903 | 691.2148
3682 | 99.0022 | 680.4757 | 99.0022 | 680.4757
3683 | 92.8097 | 667.7961 | 92.8097 | 667.7961
3684 | 87.4253 | 657.1787 | 87.4253 | 657.1787
3685 | 83.7015 | 652.493 | 83.7015 | 652.493
3686 | 81.7758 | 646.4399 | 81.7758 | 646.4399
3687 | 80.9853 | 643.994 | 80.9853 | 643.994
3688 | 80.9628 | 645.0232 | 80.9628 | 645.0232
3689 | 82.68 | 650.1371 | 82.68 | 650.1371
3690 | 86.0101 | 666.3607 | 86.0101 | 666.3607
3691 | 91.9134 | 669.3178 | 91.9134 | 669.3178
3692 | 98.7919 | 670.0739 | 98.7919 | 670.0739
3693 | 103.7271 | 669.9925 | 103.7271 | 669.9925
3694 | 106.7345 | 673.5352 | 106.7345 | 673.5352
3695 | 113.1566 | 677.3491 | 113.1566 | 677.3491
3696 | 112.2236 | 680.9165 | 112.2236 | 680.9165
3697 | 107.5906 | 685.296 | 107.5906 | 685.296
3698 | 109.9331 | 682.7786 | 109.9331 | 682.7786
3699 | 114.5523 | 685.7225 | 114.5523 | 685.7225
3700 | 117.0181 | 691.9629 | 117.0181 | 691.9629
3701 | 118.8923 | 701.3977 | 118.8923 | 701.3977
3702 | 117.1904 | 708.7054 | 117.1904 | 708.7054
3703 | 112.0285 | 713.4135 | 112.0285 | 713.4135
3704 | 108.0449 | 721.1113 | 108.0449 | 721.1113
3705 | 104.667 | 729.1172 | 104.667 | 729.1172
3706 | 99.14 | 739.0928 | 99.14 | 739.0928
3707 | 93.1251 | 745.8101 | 93.1251 | 745.8101
3708 | 87.8119 | 752.5743 | 87.8119 | 752.5743
3709 | 83.7194 | 762.5768 | 83.7194 | 762.5768
3710 | 81.6354 | 769.0222 | 81.6354 | 769.0222
3711 | 83.4686 | 776.8464 | 83.4686 | 776.8464
3712 | 83.4552 | 784.8515 | 83.4552 | 784.8515
3713 | 85.1171 | 796.2437 | 85.1171 | 796.2437
3714 | 88.5529 | 819.1332 | 88.5529 | 819.1332
3715 | 94.2713 | 828.5818 | 94.2713 | 828.5818
3716 | 101.1484 | 834.8024 | 101.1484 | 834.8024
3717 | 103.5541 | 836.7749 | 103.5541 | 836.7749
3718 | 106.7246 | 838.7094 | 106.7246 | 838.7094
3719 | 112.3562 | 838.7058 | 112.3562 | 838.7058
3720 | 110.8687 | 837.5838 | 110.8687 | 837.5838
3721 | 107.832 | 839.7543 | 107.832 | 839.7543
3722 | 108.7878 | 838.5546 | 108.7878 | 838.5546
3723 | 114.2596 | 842.603 | 114.2596 | 842.603
3724 | 117.2915 | 847.5645 | 117.2915 | 847.5645
3725 | 117.7654 | 854.2864 | 117.7654 | 854.2864
3726 | 116.3361 | 856.5754 | 116.3361 | 856.5754
3727 | 111.2285 | 852.9899 | 111.2285 | 852.9899
3728 | 106.1407 | 849.7394 | 106.1407 | 849.7394
3729 | 102.8343 | 845.9638 | 102.8343 | 845.9638
3730 | 98.9613 | 844.9522 | 98.9613 | 844.9522
3731 | 93.3957 | 841.2251 | 93.3957 | 841.2251
3732 | 88.6844 | 839.3082 | 88.6844 | 839.3082
3733 | 84.7064 | 842.6835 | 84.7064 | 842.6835
3734 | 82.6978 | 843.9745 | 82.6978 | 843.9745
3735 | 81.5756 | 848.1364 | 81.5756 | 848.1364
3736 | 81.3572 | 853.1767 | 81.3572 | 853.1767
3737 | 82.8268 | 863.135 | 82.8268 | 863.135
3738 | 85.4622 | 888.7761 | 85.4622 | 888.7761
3739 | 90.3027 | 902.8172 | 90.3027 | 902.8172
3740 | 96.3856 | 911.7699 | 96.3856 | 911.7699
3741 | 100.177 | 913.8006 | 100.177 | 913.8006
3742 | 104.128 | 917.9441 | 104.128 | 917.9441
3743 | 110.2718 | 925.3815 | 110.2718 | 925.3815
3744 | 109.393 | 934.4522 | 109.393 | 934.4522
3745 | 105.9377 | 945.4394 | 105.9377 | 945.4394
3746 | 107.7055 | 948.3671 | 107.7055 | 948.3671
3747 | 113.7601 | 954.0238 | 113.7601 | 954.0238
3748 | 116.4918 | 961.3688 | 116.4918 | 961.3688
3749 | 118.0451 | 970.6485 | 118.0451 | 970.6485
3750 | 115.1789 | 976.4255 | 115.1789 | 976.4255
3751 | 109.3837 | 972.5493 | 109.3837 | 972.5493
3752 | 105.4434 | 964.6869 | 105.4434 | 964.6869
3753 | 102.2052 | 955.9119 | 102.2052 | 955.9119
3754 | 98.2857 | 955.5398 | 98.2857 | 955.5398
3755 | 93.1149 | 956.2114 | 93.1149 | 956.2114
3756 | 88.3092 | 959.6814 | 88.3092 | 959.6814
3757 | 85.0111 | 969.1995 | 85.0111 | 969.1995
3758 | 82.5854 | 973.7458 | 82.5854 | 973.7458
3759 | 81.6263 | 978.5666 | 81.6263 | 978.5666
3760 | 81.1453 | 984.5371 | 81.1453 | 984.5371
3761 | 82.4669 | 990.0966 | 82.4669 | 990.0966
3762 | 84.2843 | 1005.4676 | 84.2843 | 1005.4676
3763 | 88.3072 | 1009.8587 | 88.3072 | 1009.8587
3764 | 92.4599 | 1011.5642 | 92.4599 | 1011.5642
3765 | 96.2598 | 1009.8163 | 96.2598 | 1009.8163
3766 | 100.3697 | 1005.9375 | 100.3697 | 1005.9375
3767 | 105.6635 | 995.9933 | 105.6635 | 995.9933
3768 | 104.3872 | 983.9424 | 104.3872 | 983.9424
3769 | 102.5932 | 975.5134 | 102.5932 | 975.5134
3770 | 104.2236 | 966.3688 | 104.2236 | 966.3688
3771 | 108.8098 | 968.6732 | 108.8098 | 968.6732
3772 | 113.5 | 973.441 | 113.5 | 973.441
3773 | 114.489 | 974.5047 | 114.489 | 974.5047
3774 | 110.2759 | 963.4813 | 110.2759 | 963.4813
3775 | 107.4074 | 935.0344 | 107.4074 | 935.0344
3776 | 103.5127 | 902.5432 | 103.5127 | 902.5432
3777 | 100.52 | 876.0571 | 100.52 | 876.0571
3778 | 97.1721 | 853.614 | 97.1721 | 853.614
3779 | 92.3411 | 824.231 | 92.3411 | 824.231
3780 | 87.3903 | 796.29 | 87.3903 | 796.29
3781 | 83.6748 | 780.1328 | 83.6748 | 780.1328
3782 | 81.593 | 770.4755 | 81.593 | 770.4755
3783 | 81.0537 | 767.5646 | 81.0537 | 767.5646
3784 | 80.7152 | 769.0976 | 80.7152 | 769.0976
3785 | 81.7871 | 779.8891 | 81.7871 | 779.8891
3786 | 83.8512 | 806.6541 | 83.8512 | 806.6541
3787 | 88.3114 | 819.1643 | 88.3114 | 819.1643
3788 | 93.198 | 823.7765 | 93.198 | 823.7765
3789 | 96.3098 | 816.8548 | 96.3098 | 816.8548
3790 | 100.0652 | 801.6014 | 100.0652 | 801.6014
3791 | 105.9152 | 791.3084 | 105.9152 | 791.3084
3792 | 105.5767 | 799.5264 | 105.5767 | 799.5264
3793 | 103.2737 | 828.961 | 103.2737 | 828.961
3794 | 104.5838 | 857.2927 | 104.5838 | 857.2927
3795 | 110.4073 | 880.0985 | 110.4073 | 880.0985
3796 | 114.7403 | 898.2174 | 114.7403 | 898.2174
3797 | 115.7837 | 910.8882 | 115.7837 | 910.8882
3798 | 112.5731 | 911.5301 | 112.5731 | 911.5301
3799 | 107.5149 | 899.5154 | 107.5149 | 899.5154
3800 | 104.9031 | 889.8509 | 104.9031 | 889.8509
3801 | 102.3937 | 892.8187 | 102.3937 | 892.8187
3802 | 98.1899 | 915.6027 | 98.1899 | 915.6027
3803 | 92.9494 | 934.8961 | 92.9494 | 934.8961
3804 | 88.0701 | 942.2417 | 88.0701 | 942.2417
3805 | 83.9124 | 943.718 | 83.9124 | 943.718
3806 | 82.0007 | 936.5797 | 82.0007 | 936.5797
3807 | 80.926 | 933.5138 | 80.926 | 933.5138
3808 | 80.8402 | 935.9382 | 80.8402 | 935.9382
3809 | 82.2745 | 943.1642 | 82.2745 | 943.1642
3810 | 84.9007 | 961.4806 | 84.9007 | 961.4806
3811 | 89.9049 | 964.4571 | 89.9049 | 964.4571
3812 | 95.8831 | 962.7716 | 95.8831 | 962.7716
3813 | 99.702 | 957.1676 | 99.702 | 957.1676
3814 | 103.8131 | 951.4672 | 103.8131 | 951.4672
3815 | 109.2662 | 946.8518 | 109.2662 | 946.8518
3816 | 108.544 | 944.8579 | 108.544 | 944.8579
3817 | 104.9303 | 948.5786 | 104.9303 | 948.5786
3818 | 106.6099 | 951.7775 | 106.6099 | 951.7775
3819 | 112.1334 | 965.7666 | 112.1334 | 965.7666
3820 | 116.0661 | 980.3975 | 116.0661 | 980.3975
3821 | 116.8575 | 990.7237 | 116.8575 | 990.7237
3822 | 114.3047 | 991.4043 | 114.3047 | 991.4043
3823 | 109.3748 | 979.1377 | 109.3748 | 979.1377
3824 | 106.3484 | 966.2177 | 106.3484 | 966.2177
3825 | 102.5413 | 956.8033 | 102.5413 | 956.8033
3826 | 97.8323 | 952.0713 | 97.8323 | 952.0713
3827 | 92.3475 | 941.9495 | 92.3475 | 941.9495
3828 | 87.0045 | 929.1424 | 87.0045 | 929.1424
3829 | 83.3592 | 919.8836 | 83.3592 | 919.8836
3830 | 81.6003 | 908.9861 | 81.6003 | 908.9861
3831 | 80.5621 | 901.2502 | 80.5621 | 901.2502
3832 | 80.8032 | 894.6447 | 80.8032 | 894.6447
3833 | 82.106 | 891.8719 | 82.106 | 891.8719
3834 | 84.7064 | 900.6932 | 84.7064 | 900.6932
3835 | 90.0898 | 895.6087 | 90.0898 | 895.6087
3836 | 97.5168 | 886.8504 | 97.5168 | 886.8504
3837 | 101.5005 | 874.9874 | 101.5005 | 874.9874
3838 | 105.037 | 869.7909 | 105.037 | 869.7909
3839 | 110.6693 | 868.9735 | 110.6693 | 868.9735
3840 | 109.6624 | 863.8985 | 109.6624 | 863.8985
3841 | 105.7177 | 856.0508 | 105.7177 | 856.0508
3842 | 107.8963 | 844.9879 | 107.8963 | 844.9879
3843 | 113.2623 | 842.913 | 113.2623 | 842.913
3844 | 116.4965 | 845.4717 | 116.4965 | 845.4717
3845 | 118.5313 | 847.3105 | 118.5313 | 847.3105
3846 | 116.1154 | 841.5966 | 116.1154 | 841.5966
3847 | 111.1183 | 830.5508 | 111.1183 | 830.5508
3848 | 108.0292 | 825.4399 | 108.0292 | 825.4399
3849 | 104.1291 | 822.3232 | 104.1291 | 822.3232
3850 | 99.0256 | 824.3733 | 99.0256 | 824.3733
3851 | 92.5425 | 825.258 | 92.5425 | 825.258
3852 | 87.5157 | 827.6041 | 87.5157 | 827.6041
3853 | 83.3977 | 834.3706 | 83.3977 | 834.3706
3854 | 80.9351 | 839.8664 | 80.9351 | 839.8664
3855 | 80.1692 | 849.8804 | 80.1692 | 849.8804
3856 | 79.9845 | 863.3306 | 79.9845 | 863.3306
3857 | 81.3267 | 878.8889 | 81.3267 | 878.8889
3858 | 85.0056 | 904.5687 | 85.0056 | 904.5687
3859 | 91.1832 | 916.5171 | 91.1832 | 916.5171
3860 | 98.3761 | 925.6443 | 98.3761 | 925.6443
3861 | 102.6543 | 928.5276 | 102.6543 | 928.5276
3862 | 105.4085 | 928.8149 | 105.4085 | 928.8149
3863 | 111.2612 | 924.4902 | 111.2612 | 924.4902
3864 | 110.2133 | 917.8456 | 110.2133 | 917.8456
3865 | 106.5001 | 914.9779 | 106.5001 | 914.9779
3866 | 107.2164 | 909.0307 | 107.2164 | 909.0307
3867 | 111.7201 | 911.277 | 111.7201 | 911.277
3868 | 115.5924 | 922.8075 | 115.5924 | 922.8075
3869 | 117.0433 | 941.3497 | 117.0433 | 941.3497
3870 | 114.6285 | 956.8542 | 114.6285 | 956.8542
3871 | 109.6661 | 965.5347 | 109.6661 | 965.5347
3872 | 106.5357 | 973.4649 | 106.5357 | 973.4649
3873 | 102.9686 | 979.4556 | 102.9686 | 979.4556
3874 | 97.7937 | 983.4047 | 97.7937 | 983.4047
3875 | 91.238 | 980.4333 | 91.238 | 980.4333
3876 | 86.106 | 976.7724 | 86.106 | 976.7724
3877 | 82.2414 | 974.6833 | 82.2414 | 974.6833
3878 | 80.031 | 968.6108 | 80.031 | 968.6108
3879 | 78.6886 | 965.9324 | 78.6886 | 965.9324
3880 | 78.8401 | 966.0121 | 78.8401 | 966.0121
3881 | 80.2249 | 971.4942 | 80.2249 | 971.4942
3882 | 83.2101 | 989.1905 | 83.2101 | 989.1905
3883 | 88.946 | 992.9421 | 88.946 | 992.9421
3884 | 96.0974 | 991.0822 | 96.0974 | 991.0822
3885 | 99.9409 | 983.8698 | 99.9409 | 983.8698
3886 | 103.1566 | 975.7667 | 103.1566 | 975.7667
3887 | 109.1069 | 968.8066 | 109.1069 | 968.8066
3888 | 108.353 | 966.522 | 108.353 | 966.522
3889 | 104.6196 | 967.9174 | 104.6196 | 967.9174
3890 | 106.6802 | 962.2414 | 106.6802 | 962.2414
3891 | 111.4737 | 961.7942 | 111.4737 | 961.7942
3892 | 114.9637 | 964.2367 | 114.9637 | 964.2367
3893 | 115.164 | 968.3039 | 115.164 | 968.3039
3894 | 112.4712 | 969.4883 | 112.4712 | 969.4883
3895 | 107.5551 | 964.1589 | 107.5551 | 964.1589
3896 | 104.8129 | 959.1256 | 104.8129 | 959.1256
3897 | 101.3882 | 953.1022 | 101.3882 | 953.1022
3898 | 96.6324 | 953.6602 | 96.6324 | 953.6602
3899 | 91.122 | 956.347 | 91.122 | 956.347
3900 | 85.9958 | 956.7167 | 85.9958 | 956.7167
3901 | 82.2197 | 955.6352 | 82.2197 | 955.6352
3902 | 79.7314 | 946.3266 | 79.7314 | 946.3266
3903 | 78.5844 | 939.4821 | 78.5844 | 939.4821
3904 | 78.5205 | 936.8296 | 78.5205 | 936.8296
3905 | 79.7783 | 940.1994 | 79.7783 | 940.1994
3906 | 83.6215 | 955.6673 | 83.6215 | 955.6673
3907 | 88.8797 | 958.702 | 88.8797 | 958.702
3908 | 94.6322 | 960.4463 | 94.6322 | 960.4463
3909 | 98.1624 | 958.7371 | 98.1624 | 958.7371
3910 | 100.92 | 961.2335 | 100.92 | 961.2335
3911 | 106.906 | 969.5623 | 106.906 | 969.5623
3912 | 106.8732 | 981.8302 | 106.8732 | 981.8302
3913 | 103.6046 | 994.5421 | 103.6046 | 994.5421
3914 | 105.1038 | 996.6559 | 105.1038 | 996.6559
3915 | 110.5343 | 999.2897 | 110.5343 | 999.2897
3916 | 114.3486 | 1000.2595 | 114.3486 | 1000.2595
3917 | 115.0626 | 1006.1676 | 115.0626 | 1006.1676
3918 | 111.5424 | 1014.6574 | 111.5424 | 1014.6574
3919 | 106.6936 | 1019.9468 | 106.6936 | 1019.9468
3920 | 103.1138 | 1023.1489 | 103.1138 | 1023.1489
3921 | 99.5834 | 1030.2054 | 99.5834 | 1030.2054
3922 | 96.1319 | 1049.5209 | 96.1319 | 1049.5209
3923 | 91.4287 | 1064.2218 | 91.4287 | 1064.2218
3924 | 86.6824 | 1071.858 | 86.6824 | 1071.858
3925 | 83.1274 | 1077.6168 | 83.1274 | 1077.6168
3926 | 80.6172 | 1079.4503 | 80.6172 | 1079.4503
3927 | 79.2259 | 1081.1125 | 79.2259 | 1081.1125
3928 | 78.6589 | 1082.8199 | 78.6589 | 1082.8199
3929 | 80.1787 | 1085.7441 | 80.1787 | 1085.7441
3930 | 82.9697 | 1098.2278 | 82.9697 | 1098.2278
3931 | 87.2602 | 1097.542 | 87.2602 | 1097.542
3932 | 91.6144 | 1093.2793 | 91.6144 | 1093.2793
3933 | 93.8831 | 1088.276 | 93.8831 | 1088.276
3934 | 97.6799 | 1086.0249 | 97.6799 | 1086.0249
3935 | 102.826 | 1080.8863 | 102.826 | 1080.8863
3936 | 103.0286 | 1074.0479 | 103.0286 | 1074.0479
3937 | 100.8218 | 1069.5525 | 100.8218 | 1069.5525
3938 | 102.6022 | 1060.8924 | 102.6022 | 1060.8924
3939 | 108.2312 | 1057.2286 | 108.2312 | 1057.2286
3940 | 112.3565 | 1051.9006 | 112.3565 | 1051.9006
3941 | 110.8352 | 1046.9573 | 110.8352 | 1046.9573
3942 | 106.6379 | 1034.965 | 106.6379 | 1034.965
3943 | 102.824 | 1014.2304 | 102.824 | 1014.2304
3944 | 100.3435 | 994.0633 | 100.3435 | 994.0633
3945 | 98.7601 | 972.9254 | 98.7601 | 972.9254
3946 | 94.7158 | 960.7912 | 94.7158 | 960.7912
3947 | 90.5859 | 949.468 | 90.5859 | 949.468
3948 | 85.9839 | 932.4172 | 85.9839 | 932.4172
3949 | 82.2147 | 920.93 | 82.2147 | 920.93
3950 | 80.2728 | 911.292 | 80.2728 | 911.292
3951 | 79.0822 | 906.579 | 79.0822 | 906.579
3952 | 79.1099 | 899.6828 | 79.1099 | 899.6828
3953 | 79.7979 | 896.4256 | 79.7979 | 896.4256
3954 | 81.939 | 906.0802 | 81.939 | 906.0802
3955 | 86.7767 | 902.1002 | 86.7767 | 902.1002
3956 | 91.054 | 896.5392 | 91.054 | 896.5392
3957 | 94.3798 | 890.9545 | 94.3798 | 890.9545
3958 | 98.0967 | 888.3159 | 98.0967 | 888.3159
3959 | 104.4584 | 882.7509 | 104.4584 | 882.7509
3960 | 103.9084 | 874.9825 | 103.9084 | 874.9825
3961 | 101.4467 | 868.6075 | 101.4467 | 868.6075
3962 | 103.6266 | 855.4905 | 103.6266 | 855.4905
3963 | 109.8232 | 843.3587 | 109.8232 | 843.3587
3964 | 112.5809 | 829.4465 | 112.5809 | 829.4465
3965 | 113.9436 | 820.6664 | 113.9436 | 820.6664
3966 | 110.5694 | 812.8984 | 110.5694 | 812.8984
3967 | 106.3628 | 797.1826 | 106.3628 | 797.1826
3968 | 102.9697 | 777.2868 | 102.9697 | 777.2868
3969 | 100.1118 | 760.16 | 100.1118 | 760.16
3970 | 96.4127 | 751.63 | 96.4127 | 751.63
3971 | 91.4314 | 741.1401 | 91.4314 | 741.1401
3972 | 86.9023 | 732.7317 | 86.9023 | 732.7317
3973 | 83.0182 | 732.1347 | 83.0182 | 732.1347
3974 | 80.7203 | 731.701 | 80.7203 | 731.701
3975 | 79.4303 | 730.6504 | 79.4303 | 730.6504
3976 | 79.2818 | 724.3549 | 79.2818 | 724.3549
3977 | 80.3978 | 717.6097 | 80.3978 | 717.6097
3978 | 83.0458 | 719.552 | 83.0458 | 719.552
3979 | 87.9585 | 707.8016 | 87.9585 | 707.8016
3980 | 93.5643 | 695.7104 | 93.5643 | 695.7104
3981 | 97.0292 | 684.9325 | 97.0292 | 684.9325
3982 | 100.3863 | 682.0226 | 100.3863 | 682.0226
3983 | 106.521 | 682.6391 | 106.521 | 682.6391
3984 | 105.7256 | 684.23 | 105.7256 | 684.23
3985 | 102.3897 | 687.1756 | 102.3897 | 687.1756
3986 | 103.0781 | 686.344 | 103.0781 | 686.344
3987 | 109.3492 | 690.6637 | 109.3492 | 690.6637
3988 | 113.6854 | 695.8578 | 113.6854 | 695.8578
3989 | 115.0502 | 706.4552 | 115.0502 | 706.4552
3990 | 111.6443 | 712.7747 | 111.6443 | 712.7747
3991 | 106.9881 | 712.4447 | 106.9881 | 712.4447
3992 | 103.8251 | 718.8441 | 103.8251 | 718.8441
3993 | 101.5163 | 733.0121 | 101.5163 | 733.0121
3994 | 96.9146 | 759.6717 | 96.9146 | 759.6717
3995 | 91.9613 | 783.0537 | 91.9613 | 783.0537
3996 | 86.6043 | 804.9131 | 86.6043 | 804.9131
3997 | 83.3557 | 827.4915 | 83.3557 | 827.4915
3998 | 80.6775 | 845.9704 | 80.6775 | 845.9704
3999 | 79.7638 | 872.9784 | 79.7638 | 872.9784
4000 | 79.6581 | 897.59 | 79.6581 | 897.59
4001 | 80.8386 | 913.0903 | 80.8386 | 913.0903
4002 | 84.1056 | 926.6979 | 84.1056 | 926.6979
4003 | 89.8516 | 914.0561 | 89.8516 | 914.0561
4004 | 97.1124 | 897.7212 | 97.1124 | 897.7212
4005 | 101.0866 | 897.8723 | 101.0866 | 897.8723
4006 | 103.0218 | 923.5248 | 103.0218 | 923.5248
4007 | 108.8775 | 934.5859 | 108.8775 | 934.5859
4008 | 107.7904 | 935.5567 | 107.7904 | 935.5567
4009 | 104.0006 | 938.1728 | 104.0006 | 938.1728
4010 | 104.4596 | 935.5198 | 104.4596 | 935.5198
4011 | 110.7056 | 935.2276 | 110.7056 | 935.2276
4012 | 113.9359 | 932.9807 | 113.9359 | 932.9807
4013 | 114.4255 | 930.789 | 114.4255 | 930.789
4014 | 111.742 | 932.3416 | 111.742 | 932.3416
4015 | 105.9898 | 925.8882 | 105.9898 | 925.8882
4016 | 103.7309 | 908.899 | 103.7309 | 908.899
4017 | 102.4466 | 889.5051 | 102.4466 | 889.5051
4018 | 98.1174 | 880.0837 | 98.1174 | 880.0837
4019 | 92.274 | 881.9373 | 92.274 | 881.9373
4020 | 87.2131 | 893.3909 | 87.2131 | 893.3909
4021 | 83.3988 | 904.8467 | 83.3988 | 904.8467
4022 | 81.1988 | 908.8892 | 81.1988 | 908.8892
4023 | 80.2592 | 911.249 | 80.2592 | 911.249
4024 | 80.2075 | 913.8672 | 80.2075 | 913.8672
4025 | 81.5611 | 920.5312 | 81.5611 | 920.5312
4026 | 84.9396 | 937.9175 | 84.9396 | 937.9175
4027 | 90.1892 | 942.2117 | 90.1892 | 942.2117
4028 | 97.2555 | 943.5879 | 97.2555 | 943.5879
4029 | 100.4214 | 941.2974 | 100.4214 | 941.2974
4030 | 103.9108 | 941.8172 | 103.9108 | 941.8172
4031 | 110.1292 | 949.0609 | 110.1292 | 949.0609
4032 | 109.2539 | 959.3717 | 109.2539 | 959.3717
4033 | 104.2464 | 979.8539 | 104.2464 | 979.8539
4034 | 106.5595 | 1003.5737 | 106.5595 | 1003.5737
4035 | 112.4368 | 1034.0337 | 112.4368 | 1034.0337
4036 | 116.7121 | 1064.6317 | 116.7121 | 1064.6317
4037 | 116.3879 | 1090.2079 | 116.3879 | 1090.2079
4038 | 112.7607 | 1102.8445 | 112.7607 | 1102.8445
4039 | 108.4213 | 1089.2796 | 108.4213 | 1089.2796
4040 | 106.0107 | 1060.9933 | 106.0107 | 1060.9933
4041 | 103.665 | 1032.1625 | 103.665 | 1032.1625
4042 | 99.1434 | 1015.3195 | 99.1434 | 1015.3195
4043 | 92.7695 | 1000.5472 | 92.7695 | 1000.5472
4044 | 87.8887 | 991.1118 | 87.8887 | 991.1118
4045 | 83.7912 | 991.5418 | 83.7912 | 991.5418
4046 | 81.2528 | 995.9137 | 81.2528 | 995.9137
4047 | 79.772 | 1005.1332 | 79.772 | 1005.1332
4048 | 79.6575 | 1013.9328 | 79.6575 | 1013.9328
4049 | 81.1995 | 1024.1429 | 81.1995 | 1024.1429
4050 | 84.3752 | 1044.3777 | 84.3752 | 1044.3777
4051 | 89.5916 | 1050.474 | 89.5916 | 1050.474
4052 | 97.2709 | 1053.0709 | 97.2709 | 1053.0709
4053 | 100.5033 | 1052.8538 | 100.5033 | 1052.8538
4054 | 102.513 | 1052.7343 | 102.513 | 1052.7343
4055 | 108.3974 | 1049.921 | 108.3974 | 1049.921
4056 | 108.5522 | 1046.0861 | 108.5522 | 1046.0861
4057 | 103.6418 | 1046.7452 | 103.6418 | 1046.7452
4058 | 104.4218 | 1043.6852 | 104.4218 | 1043.6852
4059 | 109.643 | 1046.319 | 109.643 | 1046.319
4060 | 113.0532 | 1051.5131 | 113.0532 | 1051.5131
4061 | 112.9423 | 1060.4634 | 112.9423 | 1060.4634
4062 | 110.374 | 1067.4611 | 110.374 | 1067.4611
4063 | 105.5695 | 1068.5263 | 105.5695 | 1068.5263
4064 | 102.3548 | 1067.3491 | 102.3548 | 1067.3491
4065 | 100.1435 | 1063.806 | 100.1435 | 1063.806
4066 | 96.5005 | 1063.4921 | 96.5005 | 1063.4921
4067 | 91.5024 | 1057.9628 | 91.5024 | 1057.9628
4068 | 86.0637 | 1048.0818 | 86.0637 | 1048.0818
4069 | 82.3925 | 1037.389 | 82.3925 | 1037.389
4070 | 79.7359 | 1023.3911 | 79.7359 | 1023.3911
4071 | 78.5804 | 1013.4268 | 78.5804 | 1013.4268
4072 | 78.0154 | 1006.4337 | 78.0154 | 1006.4337
4073 | 78.9699 | 1002.4982 | 78.9699 | 1002.4982
4074 | 82.032 | 1007.7348 | 82.032 | 1007.7348
4075 | 86.331 | 998.891 | 86.331 | 998.891
4076 | 92.9359 | 988.2918 | 92.9359 | 988.2918
4077 | 95.8505 | 976.1382 | 95.8505 | 976.1382
4078 | 99.1328 | 966.0004 | 99.1328 | 966.0004
4079 | 103.8513 | 956.8894 | 103.8513 | 956.8894
4080 | 103.9455 | 950.7487 | 103.9455 | 950.7487
4081 | 100.6078 | 949.6056 | 100.6078 | 949.6056
4082 | 102.3989 | 944.7822 | 102.3989 | 944.7822
4083 | 107.968 | 943.1336 | 107.968 | 943.1336
4084 | 111.725 | 941.0224 | 111.725 | 941.0224
4085 | 112.2242 | 943.0743 | 112.2242 | 943.0743
4086 | 108.0736 | 943.4643 | 108.0736 | 943.4643
4087 | 103.8157 | 940.0338 | 103.8157 | 940.0338
4088 | 100.5592 | 934.3998 | 100.5592 | 934.3998
4089 | 98.6134 | 928.8415 | 98.6134 | 928.8415
4090 | 95.7403 | 926.0085 | 95.7403 | 926.0085
4091 | 90.9517 | 919.1615 | 90.9517 | 919.1615
4092 | 86.3923 | 914.2217 | 86.3923 | 914.2217
4093 | 82.6124 | 915.9112 | 82.6124 | 915.9112
4094 | 80.1025 | 918.6168 | 80.1025 | 918.6168
4095 | 79.2298 | 926.441 | 79.2298 | 926.441
4096 | 78.7036 | 937.4496 | 78.7036 | 937.4496
4097 | 80.0035 | 953.1242 | 80.0035 | 953.1242
4098 | 82.1403 | 981.0519 | 82.1403 | 981.0519
4099 | 85.7412 | 995.1899 | 85.7412 | 995.1899
4100 | 89.476 | 1003.9489 | 89.476 | 1003.9489
4101 | 91.6913 | 1007.4329 | 91.6913 | 1007.4329
4102 | 95.0385 | 1009.2123 | 95.0385 | 1009.2123
4103 | 99.8833 | 1005.6627 | 99.8833 | 1005.6627
4104 | 101.1447 | 999.1344 | 101.1447 | 999.1344
4105 | 99.3788 | 995.5304 | 99.3788 | 995.5304
4106 | 101.0108 | 987.9166 | 101.0108 | 987.9166
4107 | 106.1562 | 983.0514 | 106.1562 | 983.0514
4108 | 109.4616 | 976.7158 | 109.4616 | 976.7158
4109 | 108.2389 | 972.005 | 108.2389 | 972.005
4110 | 106.2382 | 964.5858 | 106.2382 | 964.5858
4111 | 102.7183 | 953.7144 | 102.7183 | 953.7144
4112 | 101.1201 | 942.8484 | 101.1201 | 942.8484
4113 | 97.9808 | 934.8873 | 97.9808 | 934.8873
4114 | 95.2199 | 931.9961 | 95.2199 | 931.9961
4115 | 90.8293 | 925.5755 | 90.8293 | 925.5755
4116 | 86.8341 | 919.7831 | 86.8341 | 919.7831
4117 | 83.2158 | 918.3722 | 83.2158 | 918.3722
4118 | 81.2538 | 914.9544 | 81.2538 | 914.9544
4119 | 79.964 | 913.5937 | 79.964 | 913.5937
4120 | 79.1942 | 914.0028 | 79.1942 | 914.0028
4121 | 79.5863 | 919.8724 | 79.5863 | 919.8724
4122 | 81.4792 | 937.685 | 81.4792 | 937.685
4123 | 84.5652 | 940.8553 | 84.5652 | 940.8553
4124 | 88.5252 | 938.5303 | 88.5252 | 938.5303
4125 | 91.2156 | 932.5387 | 91.2156 | 932.5387
4126 | 94.7754 | 927.4585 | 94.7754 | 927.4585
4127 | 99.7682 | 920.6534 | 99.7682 | 920.6534
4128 | 100.394 | 913.5438 | 100.394 | 913.5438
4129 | 98.4275 | 910.8893 | 98.4275 | 910.8893
4130 | 99.5182 | 905.1552 | 99.5182 | 905.1552
4131 | 104.6438 | 905.8513 | 104.6438 | 905.8513
4132 | 108.2204 | 908.2356 | 108.2204 | 908.2356
4133 | 109.2602 | 912.671 | 109.2602 | 912.671
4134 | 106.0774 | 914.4755 | 106.0774 | 914.4755
4135 | 102.9393 | 911.9945 | 102.9393 | 911.9945
4136 | 100.7077 | 909.0153 | 100.7077 | 909.0153
4137 | 98.8069 | 907.9525 | 98.8069 | 907.9525
4138 | 96.1009 | 921.2029 | 96.1009 | 921.2029
4139 | 91.7426 | 932.8033 | 91.7426 | 932.8033
4140 | 87.6021 | 938.5793 | 87.6021 | 938.5793
4141 | 84.1419 | 944.5512 | 84.1419 | 944.5512
4142 | 81.7189 | 944.6408 | 81.7189 | 944.6408
4143 | 80.8988 | 945.6248 | 80.8988 | 945.6248
4144 | 79.9512 | 949.2699 | 79.9512 | 949.2699
4145 | 80.2716 | 954.6938 | 80.2716 | 954.6938
4146 | 81.9104 | 971.4019 | 81.9104 | 971.4019
4147 | 84.9139 | 975.0566 | 84.9139 | 975.0566
4148 | 89.399 | 973.1192 | 89.399 | 973.1192
4149 | 92.6165 | 969.0072 | 92.6165 | 969.0072
4150 | 96.1009 | 968.8295 | 96.1009 | 968.8295
4151 | 102.5755 | 975.5306 | 102.5755 | 975.5306
4152 | 101.7327 | 989.8138 | 101.7327 | 989.8138
4153 | 98.9757 | 1006.9825 | 98.9757 | 1006.9825
4154 | 100.6819 | 1018.8238 | 100.6819 | 1018.8238
4155 | 106.7078 | 1032.7935 | 106.7078 | 1032.7935
4156 | 110.2485 | 1044.6147 | 110.2485 | 1044.6147
4157 | 111.0797 | 1056.6461 | 111.0797 | 1056.6461
4158 | 108.2115 | 1060.7565 | 108.2115 | 1060.7565
4159 | 104.0502 | 1042.9673 | 104.0502 | 1042.9673
4160 | 100.8603 | 1014.1771 | 100.8603 | 1014.1771
4161 | 98.8175 | 995.9459 | 98.8175 | 995.9459
4162 | 96.3361 | 989.5087 | 96.3361 | 989.5087
4163 | 92.806 | 981.1697 | 92.806 | 981.1697
4164 | 88.3186 | 974.1952 | 88.3186 | 974.1952
4165 | 85.0883 | 972.5324 | 85.0883 | 972.5324
4166 | 82.6055 | 969.4247 | 82.6055 | 969.4247
4167 | 80.9693 | 965.5643 | 80.9693 | 965.5643
4168 | 80.1775 | 958.048 | 80.1775 | 958.048
4169 | 80.7763 | 953.4149 | 80.7763 | 953.4149
4170 | 83.6508 | 962.7982 | 83.6508 | 962.7982
4171 | 87.3391 | 959.1089 | 87.3391 | 959.1089
4172 | 92.0483 | 948.8779 | 92.0483 | 948.8779
4173 | 95.6382 | 937.0149 | 95.6382 | 937.0149
4174 | 98.8607 | 930.0744 | 98.8607 | 930.0744
4175 | 104.2392 | 921.2154 | 104.2392 | 921.2154
4176 | 105.81 | 905.0952 | 105.81 | 905.0952
4177 | 102.4146 | 885.931 | 102.4146 | 885.931
4178 | 102.9011 | 862.699 | 102.9011 | 862.699
4179 | 108.3687 | 839.4638 | 108.3687 | 839.4638
4180 | 112.1189 | 812.5687 | 112.1189 | 812.5687
4181 | 111.953 | 799.0798 | 111.953 | 799.0798
4182 | 110.3639 | 795.3812 | 110.3639 | 795.3812
4183 | 105.7506 | 790.9624 | 105.7506 | 790.9624
4184 | 101.6614 | 780.891 | 101.6614 | 780.891
4185 | 99.0889 | 780.6615 | 99.0889 | 780.6615
4186 | 97.3495 | 788.2536 | 97.3495 | 788.2536
4187 | 93.3616 | 779.1782 | 93.3616 | 779.1782
4188 | 89.6302 | 772.9982 | 89.6302 | 772.9982
4189 | 85.8947 | 775.6372 | 85.8947 | 775.6372
4190 | 82.8536 | 775.4749 | 82.8536 | 775.4749
4191 | 81.0296 | 778.3385 | 81.0296 | 778.3385
4192 | 80.0811 | 780.2978 | 80.0811 | 780.2978
4193 | 80.868 | 785.0047 | 80.868 | 785.0047
4194 | 83.7316 | 798.0698 | 83.7316 | 798.0698
4195 | 86.7306 | 792.7721 | 86.7306 | 792.7721
4196 | 91.1789 | 778.1231 | 91.1789 | 778.1231
4197 | 95.0202 | 768.1397 | 95.0202 | 768.1397
4198 | 98.059 | 775.6742 | 98.059 | 775.6742
4199 | 102.4715 | 795.7264 | 102.4715 | 795.7264
4200 | 103.8664 | 820.0472 | 103.8664 | 820.0472
4201 | 101.1094 | 839.8512 | 101.1094 | 839.8512
4202 | 101.7621 | 849.2897 | 101.7621 | 849.2897
4203 | 107.1174 | 854.4039 | 107.1174 | 854.4039
4204 | 110.7633 | 855.0636 | 110.7633 | 855.0636
4205 | 110.4497 | 858.317 | 110.4497 | 858.317
4206 | 107.8556 | 860.8772 | 107.8556 | 860.8772
4207 | 104.1438 | 859.1326 | 104.1438 | 859.1326
4208 | 100.3854 | 856.5796 | 100.3854 | 856.5796
4209 | 97.9546 | 854.6449 | 97.9546 | 854.6449
4210 | 94.701 | 858.1871 | 94.701 | 858.1871
4211 | 92.36 | 858.5098 | 92.36 | 858.5098
4212 | 89.518 | 858.9958 | 89.518 | 858.9958
4213 | 87.0804 | 864.3088 | 87.0804 | 864.3088
4214 | 84.5264 | 869.2428 | 84.5264 | 869.2428
4215 | 82.0863 | 873.6178 | 82.0863 | 873.6178
4216 | 80.8384 | 876.953 | 80.8384 | 876.953
4217 | 80.8695 | 881.0979 | 80.8695 | 881.0979
4218 | 82.9515 | 894.9381 | 82.9515 | 894.9381
4219 | 85.7387 | 895.725 | 85.7387 | 895.725
4220 | 88.4101 | 895.5897 | 88.4101 | 895.5897
4221 | 90.0869 | 894.9269 | 90.0869 | 894.9269
4222 | 92.8635 | 897.3264 | 92.8635 | 897.3264
4223 | 96.6088 | 898.408 | 96.6088 | 898.408
4224 | 97.0787 | 895.7358 | 97.0787 | 895.7358
4225 | 95.5725 | 893.3332 | 95.5725 | 893.3332
4226 | 97.1055 | 885.4676 | 97.1055 | 885.4676
4227 | 101.1941 | 879.0909 | 101.1941 | 879.0909
4228 | 104.3448 | 871.612 | 104.3448 | 871.612
4229 | 103.8164 | 862.4831 | 103.8164 | 862.4831
4230 | 101.0331 | 849.8127 | 101.0331 | 849.8127
4231 | 98.6707 | 827.3147 | 98.6707 | 827.3147
4232 | 96.0241 | 800.1716 | 96.0241 | 800.1716
4233 | 94.3362 | 776.5341 | 94.3362 | 776.5341
4234 | 91.9122 | 759.5942 | 91.9122 | 759.5942
4235 | 90.1846 | 734.1254 | 90.1846 | 734.1254
4236 | 88.0957 | 710.06 | 88.0957 | 710.06
4237 | 85.924 | 693.4571 | 85.924 | 693.4571
4238 | 83.5521 | 677.1145 | 83.5521 | 677.1145
4239 | 81.3269 | 671.8008 | 81.3269 | 671.8008
4240 | 80.4083 | 673.3919 | 80.4083 | 673.3919
4241 | 80.5881 | 670.0959 | 80.5881 | 670.0959
4242 | 82.2596 | 676.7083 | 82.2596 | 676.7083
4243 | 84.4686 | 675.1892 | 84.4686 | 675.1892
4244 | 87.3074 | 670.9072 | 87.3074 | 670.9072
4245 | 89.8118 | 663.6948 | 89.8118 | 663.6948
4246 | 93.6296 | 667.16 | 93.6296 | 667.16
4247 | 99.125 | 682.4454 | 99.125 | 682.4454
4248 | 101.4211 | 698.8794 | 101.4211 | 698.8794
4249 | 100.484 | 723.2953 | 100.484 | 723.2953
4250 | 102.3476 | 745.0386 | 102.3476 | 745.0386
4251 | 107.2032 | 769.4528 | 107.2032 | 769.4528
4252 | 110.9847 | 786.2734 | 110.9847 | 786.2734
4253 | 111.9552 | 799.8356 | 111.9552 | 799.8356
4254 | 107.791 | 804.8955 | 107.791 | 804.8955
4255 | 103.2185 | 802.6277 | 103.2185 | 802.6277
4256 | 99.49 | 797.0131 | 99.49 | 797.0131
4257 | 96.5053 | 793.1987 | 96.5053 | 793.1987
4258 | 94.4797 | 796.489 | 94.4797 | 796.489
4259 | 92.4012 | 795.7654 | 92.4012 | 795.7654
4260 | 90.2214 | 792.4727 | 90.2214 | 792.4727
4261 | 87.9237 | 794.0459 | 87.9237 | 794.0459
4262 | 85.3153 | 796.3057 | 85.3153 | 796.3057
4263 | 82.4882 | 801.5722 | 82.4882 | 801.5722
4264 | 80.9371 | 810.4299 | 80.9371 | 810.4299
4265 | 80.8835 | 831.0651 | 80.8835 | 831.0651
4266 | 82.3402 | 865.2905 | 82.3402 | 865.2905
4267 | 84.968 | 882.9939 | 84.968 | 882.9939
4268 | 87.509 | 900.841 | 87.509 | 900.841
4269 | 90.1271 | 917.8893 | 90.1271 | 917.8893
4270 | 93.9203 | 933.9112 | 93.9203 | 933.9112
4271 | 99.8842 | 945.4179 | 99.8842 | 945.4179
4272 | 101.7493 | 953.2871 | 101.7493 | 953.2871
4273 | 100.9481 | 962.3173 | 100.9481 | 962.3173
4274 | 101.9393 | 966.4076 | 101.9393 | 966.4076
4275 | 107.3143 | 974.6028 | 107.3143 | 974.6028
4276 | 110.8976 | 983.2848 | 110.8976 | 983.2848
4277 | 110.6464 | 993.4947 | 110.6464 | 993.4947
4278 | 107.773 | 999.6785 | 107.773 | 999.6785
4279 | 103.4617 | 1000.4724 | 103.4617 | 1000.4724
4280 | 100.1044 | 999.334 | 100.1044 | 999.334
4281 | 96.6118 | 993.795 | 96.6118 | 993.795
4282 | 94.1444 | 989.6249 | 94.1444 | 989.6249
4283 | 91.6587 | 984.2894 | 91.6587 | 984.2894
4284 | 89.8719 | 979.2334 | 89.8719 | 979.2334
4285 | 87.0725 | 976.7179 | 87.0725 | 976.7179
4286 | 84.2933 | 970.4517 | 84.2933 | 970.4517
4287 | 82.4864 | 970.6218 | 82.4864 | 970.6218
4288 | 81.1201 | 972.3098 | 81.1201 | 972.3098
4289 | 80.9466 | 980.0978 | 80.9466 | 980.0978
4290 | 82.203 | 1001.5146 | 82.203 | 1001.5146
4291 | 84.8965 | 997.1664 | 84.8965 | 997.1664
4292 | 87.2789 | 980.5602 | 87.2789 | 980.5602
4293 | 88.9765 | 972.5727 | 88.9765 | 972.5727
4294 | 92.6941 | 968.442 | 92.6941 | 968.442
4295 | 97.9266 | 959.9511 | 97.9266 | 959.9511
4296 | 100.6397 | 948.4621 | 100.6397 | 948.4621
4297 | 99.8652 | 943.8892 | 99.8652 | 943.8892
4298 | 101.7771 | 936.6824 | 101.7771 | 936.6824
4299 | 107.0074 | 933.8712 | 107.0074 | 933.8712
4300 | 109.9017 | 934.0465 | 109.9017 | 934.0465
4301 | 111.6901 | 936.4084 | 111.6901 | 936.4084
4302 | 108.2887 | 933.853 | 108.2887 | 933.853
4303 | 103.7714 | 926.3727 | 103.7714 | 926.3727
4304 | 100.6018 | 916.6306 | 100.6018 | 916.6306
4305 | 98.1577 | 901.4417 | 98.1577 | 901.4417
4306 | 95.8246 | 885.4125 | 95.8246 | 885.4125
4307 | 93.342 | 869.4582 | 93.342 | 869.4582
4308 | 90.8993 | 867.1731 | 90.8993 | 867.1731
4309 | 88.141 | 873.4744 | 88.141 | 873.4744
4310 | 85.7921 | 882.0126 | 85.7921 | 882.0126
4311 | 83.9532 | 898.8086 | 83.9532 | 898.8086
4312 | 82.984 | 910.0692 | 82.984 | 910.0692
4313 | 83.1719 | 921.5776 | 83.1719 | 921.5776
4314 | 84.3576 | 952.1212 | 84.3576 | 952.1212
4315 | 87.0487 | 970.1735 | 87.0487 | 970.1735
4316 | 90.1797 | 982.1104 | 90.1797 | 982.1104
4317 | 92.1599 | 987.0283 | 92.1599 | 987.0283
4318 | 96.3474 | 990.9199 | 96.3474 | 990.9199
4319 | 101.4039 | 991.0326 | 101.4039 | 991.0326
4320 | 103.8028 | 987.6241 | 103.8028 | 987.6241
4321 | 103.0337 | 987.1786 | 103.0337 | 987.1786
4322 | 103.532 | 983.5954 | 103.532 | 983.5954
4323 | 108.1427 | 984.0978 | 108.1427 | 984.0978
4324 | 112.7099 | 985.5713 | 112.7099 | 985.5713
4325 | 113.3811 | 989.8904 | 113.3811 | 989.8904
4326 | 110.4255 | 989.7378 | 110.4255 | 989.7378
4327 | 106.0644 | 981.5793 | 106.0644 | 981.5793
4328 | 101.724 | 969.9964 | 101.724 | 969.9964
4329 | 98.1249 | 956.0282 | 98.1249 | 956.0282
4330 | 96.5141 | 945.6573 | 96.5141 | 945.6573
4331 | 93.4903 | 933.5203 | 93.4903 | 933.5203
4332 | 91.1569 | 921.1976 | 91.1569 | 921.1976
4333 | 88.66 | 912.0551 | 88.66 | 912.0551
4334 | 86.2496 | 900.1306 | 86.2496 | 900.1306
4335 | 84.6558 | 886.969 | 84.6558 | 886.969
4336 | 83.134 | 873.9301 | 83.134 | 873.9301
4337 | 83.6037 | 864.9565 | 83.6037 | 864.9565
4338 | 85.3629 | 867.3251 | 85.3629 | 867.3251
4339 | 88.1648 | 857.1637 | 88.1648 | 857.1637
4340 | 91.7854 | 845.15 | 91.7854 | 845.15
4341 | 94.2703 | 827.3574 | 94.2703 | 827.3574
4342 | 97.4139 | 807.6472 | 97.4139 | 807.6472
4343 | 102.6533 | 790.882 | 102.6533 | 790.882
4344 | 104.6456 | 770.6345 | 104.6456 | 770.6345
4345 | 103.4869 | 751.3734 | 103.4869 | 751.3734
4346 | 105.0841 | 733.5865 | 105.0841 | 733.5865
4347 | 109.0521 | 715.7964 | 109.0521 | 715.7964
4348 | 113.4423 | 694.2107 | 113.4423 | 694.2107
4349 | 114.6646 | 676.6526 | 114.6646 | 676.6526
4350 | 111.7729 | 656.3279 | 111.7729 | 656.3279
4351 | 106.6336 | 633.0355 | 106.6336 | 633.0355
4352 | 102.3901 | 619.8249 | 102.3901 | 619.8249
4353 | 98.4143 | 607.7557 | 98.4143 | 607.7557
4354 | 95.9995 | 599.5551 | 95.9995 | 599.5551
4355 | 93.4275 | 591.8168 | 93.4275 | 591.8168
4356 | 87.8516 | 580.1336 | 87.8516 | 580.1336
4357 | 86.0398 | 577.967 | 86.0398 | 577.967
4358 | 84.1599 | 573.6578 | 84.1599 | 573.6578
4359 | 82.3534 | 576.0564 | 82.3534 | 576.0564
4360 | 80.9163 | 583.7515 | 80.9163 | 583.7515
4361 | 81.0778 | 592.082 | 81.0778 | 592.082
4362 | 82.9561 | 615.9791 | 82.9561 | 615.9791
4363 | 85.2406 | 630.0202 | 85.2406 | 630.0202
4364 | 88.5099 | 642.364 | 88.5099 | 642.364
4365 | 90.8397 | 645.6737 | 90.8397 | 645.6737
4366 | 94.4661 | 646.3873 | 94.4661 | 646.3873
4367 | 99.9315 | 646.3644 | 99.9315 | 646.3644
4368 | 101.5626 | 647.2577 | 101.5626 | 647.2577
4369 | 99.9289 | 654.2338 | 99.9289 | 654.2338
4370 | 101.8516 | 654.0611 | 101.8516 | 654.0611
4371 | 105.7829 | 660.7254 | 105.7829 | 660.7254
4372 | 109.1044 | 666.1326 | 109.1044 | 666.1326
4373 | 110.1097 | 669.7735 | 110.1097 | 669.7735
4374 | 106.3053 | 672.7407 | 106.3053 | 672.7407
4375 | 101.306 | 667.1012 | 101.306 | 667.1012
4376 | 97.9368 | 654.5107 | 97.9368 | 654.5107
4377 | 94.2473 | 637.5002 | 94.2473 | 637.5002
4378 | 91.2407 | 639.8216 | 91.2407 | 639.8216
4379 | 88.9959 | 655.7239 | 88.9959 | 655.7239
4380 | 87.7608 | 657.3292 | 87.7608 | 657.3292
4381 | 87.6825 | 655.7775 | 87.6825 | 655.7775
4382 | 85.9113 | 655.5763 | 85.9113 | 655.5763
4383 | 82.8741 | 648.2067 | 82.8741 | 648.2067
4384 | 81.3229 | 634.3648 | 81.3229 | 634.3648
4385 | 81.0838 | 605.0819 | 81.0838 | 605.0819
4386 | 81.7078 | 535.2534 | 81.7078 | 535.2534
4387 | 82.5364 | 490.5572 | 82.5364 | 490.5572
4388 | 83.1454 | 485.5996 | 83.1454 | 485.5996
4389 | 83.1091 | 492.7685 | 83.1091 | 492.7685
4390 | 84.1082 | 510.6272 | 84.1082 | 510.6272
4391 | 88.3326 | 529.1239 | 88.3326 | 529.1239
4392 | 90.4523 | 549.05 | 90.4523 | 549.05
4393 | 90.0695 | 570.7315 | 90.0695 | 570.7315
4394 | 92.4424 | 595.3668 | 92.4424 | 595.3668
4395 | 98.342 | 610.835 | 98.342 | 610.835
4396 | 101.9429 | 622.2743 | 101.9429 | 622.2743
4397 | 102.8358 | 636.2079 | 102.8358 | 636.2079
4398 | 100.7134 | 643.833 | 100.7134 | 643.833
4399 | 98.3504 | 616.9588 | 98.3504 | 616.9588
4400 | 96.4543 | 602.4372 | 96.4543 | 602.4372
4401 | 93.5729 | 610.5323 | 93.5729 | 610.5323
4402 | 91.3794 | 618.7726 | 91.3794 | 618.7726
4403 | 90.2263 | 602.4558 | 90.2263 | 602.4558
4404 | 88.6114 | 566.3714 | 88.6114 | 566.3714
4405 | 86.8143 | 545.4098 | 86.8143 | 545.4098
4406 | 84.9755 | 542.103 | 84.9755 | 542.103
4407 | 82.6621 | 535.7288 | 82.6621 | 535.7288
4408 | 81.0101 | 525.7092 | 81.0101 | 525.7092
4409 | 81.0845 | 519.2204 | 81.0845 | 519.2204
4410 | 81.975 | 520.6213 | 81.975 | 520.6213
4411 | 83.8551 | 504.4328 | 83.8551 | 504.4328
4412 | 86.1594 | 493.065 | 86.1594 | 493.065
4413 | 87.9569 | 473.4183 | 87.9569 | 473.4183
4414 | 90.4492 | 447.2415 | 90.4492 | 447.2415
4415 | 95.6069 | 426.6994 | 95.6069 | 426.6994
4416 | 97.9754 | 421.3229 | 97.9754 | 421.3229
4417 | 98.1406 | 433.5682 | 98.1406 | 433.5682
4418 | 100.6279 | 464.1758 | 100.6279 | 464.1758
4419 | 105.1824 | 486.8505 | 105.1824 | 486.8505
4420 | 109.3657 | 503.426 | 109.3657 | 503.426
4421 | 110.3571 | 517.9369 | 110.3571 | 517.9369
4422 | 107.6187 | 515.7077 | 107.6187 | 515.7077
4423 | 103.2131 | 501.435 | 103.2131 | 501.435
4424 | 100.504 | 497.8228 | 100.504 | 497.8228
4425 | 98.0776 | 504.7036 | 98.0776 | 504.7036
4426 | 95.2754 | 518.3189 | 95.2754 | 518.3189
4427 | 92.7849 | 518.7245 | 92.7849 | 518.7245
4428 | 90.7653 | 499.3824 | 90.7653 | 499.3824
4429 | 88.2423 | 472.568 | 88.2423 | 472.568
4430 | 85.9408 | 448.9156 | 85.9408 | 448.9156
4431 | 83.5331 | 444.5719 | 83.5331 | 444.5719
4432 | 81.9913 | 466.8225 | 81.9913 | 466.8225
4433 | 81.6202 | 495.5105 | 81.6202 | 495.5105
4434 | 82.7168 | 523.3287 | 82.7168 | 523.3287
4435 | 84.5937 | 528.4612 | 84.5937 | 528.4612
4436 | 86.7577 | 536.0454 | 86.7577 | 536.0454
4437 | 88.5677 | 541.4027 | 88.5677 | 541.4027
4438 | 91.6515 | 545.3063 | 91.6515 | 545.3063
4439 | 96.5994 | 545.9657 | 96.5994 | 545.9657
4440 | 98.8618 | 545.1083 | 98.8618 | 545.1083
4441 | 97.9694 | 542.0645 | 97.9694 | 542.0645
4442 | 100.7841 | 538.6302 | 100.7841 | 538.6302
4443 | 105.6287 | 539.8843 | 105.6287 | 539.8843
4444 | 110.0146 | 549.4126 | 110.0146 | 549.4126
4445 | 110.614 | 566.9096 | 110.614 | 566.9096
4446 | 108.711 | 577.5208 | 108.711 | 577.5208
4447 | 104.9879 | 577.0242 | 104.9879 | 577.0242
4448 | 101.7953 | 572.5957 | 101.7953 | 572.5957
4449 | 98.5497 | 571.4935 | 98.5497 | 571.4935
4450 | 95.0234 | 580.3311 | 95.0234 | 580.3311
4451 | 93.4486 | 586.8682 | 93.4486 | 586.8682
4452 | 90.404 | 595.775 | 90.404 | 595.775
4453 | 87.7851 | 605.8095 | 87.7851 | 605.8095
4454 | 84.9656 | 615.2435 | 84.9656 | 615.2435
4455 | 82.9073 | 619.699 | 82.9073 | 619.699
4456 | 81.4136 | 614.5965 | 81.4136 | 614.5965
4457 | 81.6036 | 612.6667 | 81.6036 | 612.6667
4458 | 82.2517 | 626.4301 | 82.2517 | 626.4301
4459 | 83.9815 | 626.9839 | 83.9815 | 626.9839
4460 | 85.7408 | 627.2819 | 85.7408 | 627.2819
4461 | 87.4282 | 625.2137 | 87.4282 | 625.2137
4462 | 90.5406 | 630.3117 | 90.5406 | 630.3117
4463 | 95.9563 | 641.9203 | 95.9563 | 641.9203
4464 | 97.867 | 654.5005 | 97.867 | 654.5005
4465 | 97.1268 | 662.4656 | 97.1268 | 662.4656
4466 | 98.2305 | 669.2837 | 98.2305 | 669.2837
4467 | 103.3207 | 679.3768 | 103.3207 | 679.3768
4468 | 107.8217 | 688.8055 | 107.8217 | 688.8055
4469 | 109.8794 | 698.8372 | 109.8794 | 698.8372
4470 | 107.6665 | 707.6368 | 107.6665 | 707.6368
4471 | 103.8752 | 709.4295 | 103.8752 | 709.4295
4472 | 101.6829 | 713.0637 | 101.6829 | 713.0637
4473 | 100.0198 | 720.1634 | 100.0198 | 720.1634
4474 | 97.2372 | 739.8307 | 97.2372 | 739.8307
4475 | 94.0231 | 754.5299 | 94.0231 | 754.5299
4476 | 90.4534 | 756.7676 | 90.4534 | 756.7676
4477 | 86.7289 | 752.5881 | 86.7289 | 752.5881
4478 | 84.2886 | 748.9827 | 84.2886 | 748.9827
4479 | 82.305 | 752.4229 | 82.305 | 752.4229
4480 | 80.6822 | 759.6632 | 80.6822 | 759.6632
4481 | 80.9576 | 769.7375 | 80.9576 | 769.7375
4482 | 81.6576 | 788.1793 | 81.6576 | 788.1793
4483 | 84.084 | 787.5983 | 84.084 | 787.5983
4484 | 86.597 | 785.6269 | 86.597 | 785.6269
4485 | 88.8263 | 783.3198 | 88.8263 | 783.3198
4486 | 92.0545 | 783.1024 | 92.0545 | 783.1024
4487 | 97.3628 | 784.0804 | 97.3628 | 784.0804
4488 | 98.7031 | 785.4327 | 98.7031 | 785.4327
4489 | 98.154 | 786.4899 | 98.154 | 786.4899
4490 | 98.9629 | 787.1964 | 98.9629 | 787.1964
4491 | 104.0864 | 788.5102 | 104.0864 | 788.5102
4492 | 108.4739 | 790.7722 | 108.4739 | 790.7722
4493 | 109.8137 | 796.5237 | 109.8137 | 796.5237
4494 | 107.8553 | 799.2913 | 107.8553 | 799.2913
4495 | 104.3517 | 794.0965 | 104.3517 | 794.0965
4496 | 102.633 | 786.2838 | 102.633 | 786.2838
4497 | 101.1422 | 777.8556 | 101.1422 | 777.8556
4498 | 97.662 | 774.45 | 97.662 | 774.45
4499 | 94.0901 | 768.9231 | 94.0901 | 768.9231
4500 | 90.3643 | 763.3172 | 90.3643 | 763.3172
4501 | 86.9003 | 761.4072 | 86.9003 | 761.4072
4502 | 84.204 | 762.2411 | 84.204 | 762.2411
4503 | 82.4376 | 766.2189 | 82.4376 | 766.2189
4504 | 81.179 | 771.6674 | 81.179 | 771.6674
4505 | 81.1893 | 782.8766 | 81.1893 | 782.8766
4506 | 82.7127 | 806.5142 | 82.7127 | 806.5142
4507 | 85.9184 | 815.9268 | 85.9184 | 815.9268
4508 | 90.2945 | 826.5967 | 90.2945 | 826.5967
4509 | 91.7965 | 836.8513 | 91.7965 | 836.8513
4510 | 95.0963 | 849.5739 | 95.0963 | 849.5739
4511 | 101.8071 | 861.2223 | 101.8071 | 861.2223
4512 | 101.8131 | 876.4104 | 101.8131 | 876.4104
4513 | 99.5264 | 891.6418 | 99.5264 | 891.6418
4514 | 101.8019 | 903.815 | 101.8019 | 903.815
4515 | 106.977 | 915.8392 | 106.977 | 915.8392
4516 | 111.6993 | 925.9049 | 111.6993 | 925.9049
4517 | 112.1961 | 932.8509 | 112.1961 | 932.8509
4518 | 109.4531 | 931.637 | 109.4531 | 931.637
4519 | 105.6963 | 917.225 | 105.6963 | 917.225
4520 | 103.6907 | 902.7631 | 103.6907 | 902.7631
4521 | 101.1082 | 896.2659 | 101.1082 | 896.2659
4522 | 97.9307 | 902.2766 | 97.9307 | 902.2766
4523 | 94.1552 | 914.8656 | 94.1552 | 914.8656
4524 | 89.8385 | 928.7294 | 89.8385 | 928.7294
4525 | 85.8736 | 943.3028 | 85.8736 | 943.3028
4526 | 84.0217 | 956.8577 | 84.0217 | 956.8577
4527 | 82.2348 | 970.0726 | 82.2348 | 970.0726
4528 | 80.8925 | 976.3374 | 80.8925 | 976.3374
4529 | 81.4085 | 974.4274 | 81.4085 | 974.4274
4530 | 83.1727 | 974.5741 | 83.1727 | 974.5741
4531 | 86.9334 | 959.2217 | 86.9334 | 959.2217
4532 | 92.8937 | 948.5705 | 92.8937 | 948.5705
4533 | 96.3541 | 938.4994 | 96.3541 | 938.4994
4534 | 100.0443 | 931.2746 | 100.0443 | 931.2746
4535 | 106.4974 | 925.0262 | 106.4974 | 925.0262
4536 | 106.3062 | 919.9881 | 106.3062 | 919.9881
4537 | 103.2452 | 914.4559 | 103.2452 | 914.4559
4538 | 104.8138 | 908.9114 | 104.8138 | 908.9114
4539 | 109.4301 | 906.5025 | 109.4301 | 906.5025
4540 | 114.2697 | 906.6344 | 114.2697 | 906.6344
4541 | 115.3934 | 910.9128 | 115.3934 | 910.9128
4542 | 113.0134 | 912.0877 | 113.0134 | 912.0877
4543 | 107.8781 | 906.2957 | 107.8781 | 906.2957
4544 | 105.364 | 899.1599 | 105.364 | 899.1599
4545 | 102.9784 | 891.1298 | 102.9784 | 891.1298
4546 | 100.1275 | 886.3505 | 100.1275 | 886.3505
4547 | 94.4817 | 878.6736 | 94.4817 | 878.6736
4548 | 89.6086 | 870.4599 | 89.6086 | 870.4599
4549 | 86.031 | 866.8577 | 86.031 | 866.8577
4550 | 83.9056 | 868.05 | 83.9056 | 868.05
4551 | 82.1006 | 874.6356 | 82.1006 | 874.6356
4552 | 80.6898 | 882.7518 | 80.6898 | 882.7518
4553 | 81.3748 | 895.3943 | 81.3748 | 895.3943
4554 | 83.4309 | 921.8787 | 83.4309 | 921.8787
4555 | 87.6935 | 936.746 | 87.6935 | 936.746
4556 | 94.0135 | 951.5168 | 94.0135 | 951.5168
4557 | 96.5564 | 961.6122 | 96.5564 | 961.6122
4558 | 99.9874 | 970.7116 | 99.9874 | 970.7116
4559 | 106.7873 | 978.5378 | 106.7873 | 978.5378
4560 | 105.5742 | 985.8823 | 105.5742 | 985.8823
4561 | 102.4524 | 989.5673 | 102.4524 | 989.5673
4562 | 104.1772 | 986.4315 | 104.1772 | 986.4315
4563 | 108.9041 | 982.6889 | 108.9041 | 982.6889
4564 | 113.3775 | 982.6415 | 113.3775 | 982.6415
4565 | 114.3801 | 988.2338 | 114.3801 | 988.2338
4566 | 112.9821 | 999.0839 | 112.9821 | 999.0839
4567 | 107.5104 | 1008.8596 | 107.5104 | 1008.8596
4568 | 105.0156 | 1019.3619 | 105.0156 | 1019.3619
4569 | 102.9823 | 1031.3389 | 102.9823 | 1031.3389
4570 | 99.6693 | 1046.3279 | 99.6693 | 1046.3279
4571 | 94.6067 | 1051.0933 | 94.6067 | 1051.0933
4572 | 89.7698 | 1047.1198 | 89.7698 | 1047.1198
4573 | 86.0757 | 1039.6357 | 86.0757 | 1039.6357
4574 | 83.556 | 1028.7241 | 83.556 | 1028.7241
4575 | 82.052 | 1015.9795 | 82.052 | 1015.9795
4576 | 80.9638 | 1004.7057 | 80.9638 | 1004.7057
4577 | 81.892 | 1002.079 | 81.892 | 1002.079
4578 | 83.8729 | 1020.2023 | 83.8729 | 1020.2023
4579 | 88.2843 | 1032.4418 | 88.2843 | 1032.4418
4580 | 94.5359 | 1050.8358 | 94.5359 | 1050.8358
4581 | 98.0898 | 1065.3108 | 98.0898 | 1065.3108
4582 | 100.8288 | 1076.5801 | 100.8288 | 1076.5801
4583 | 107.9395 | 1086.1781 | 107.9395 | 1086.1781
4584 | 107.2751 | 1097.1458 | 107.2751 | 1097.1458
4585 | 103.9915 | 1109.6498 | 103.9915 | 1109.6498
4586 | 105.164 | 1121.3055 | 105.164 | 1121.3055
4587 | 109.8477 | 1129.2884 | 109.8477 | 1129.2884
4588 | 114.778 | 1133.78 | 114.778 | 1133.78
4589 | 115.7063 | 1143.1149 | 115.7063 | 1143.1149
4590 | 113.3508 | 1145.8626 | 113.3508 | 1145.8626
4591 | 108.575 | 1129.3005 | 108.575 | 1129.3005
4592 | 105.6004 | 1109.6826 | 105.6004 | 1109.6826
4593 | 102.5256 | 1101.4137 | 102.5256 | 1101.4137
4594 | 99.2049 | 1107.1257 | 99.2049 | 1107.1257
4595 | 94.2249 | 1110.7563 | 94.2249 | 1110.7563
4596 | 89.7825 | 1110.4459 | 89.7825 | 1110.4459
4597 | 86.0537 | 1110.7854 | 86.0537 | 1110.7854
4598 | 83.7364 | 1110.1462 | 83.7364 | 1110.1462
4599 | 82.1361 | 1106.5988 | 82.1361 | 1106.5988
4600 | 80.8889 | 1102.5714 | 80.8889 | 1102.5714
4601 | 81.3718 | 1102.1943 | 81.3718 | 1102.1943
4602 | 82.9752 | 1098.2002 | 82.9752 | 1098.2002
4603 | 86.92 | 1070.5051 | 86.92 | 1070.5051
4604 | 92.0644 | 1049.3826 | 92.0644 | 1049.3826
4605 | 95.7846 | 1020.7576 | 95.7846 | 1020.7576
4606 | 99.1388 | 997.2285 | 99.1388 | 997.2285
4607 | 105.2231 | 980.9466 | 105.2231 | 980.9466
4608 | 105.8777 | 970.2946 | 105.8777 | 970.2946
4609 | 103.6447 | 962.5328 | 103.6447 | 962.5328
4610 | 104.9218 | 957.2868 | 104.9218 | 957.2868
4611 | 109.4765 | 954.659 | 109.4765 | 954.659
4612 | 114.6826 | 953.7357 | 114.6826 | 953.7357
4613 | 116.2565 | 956.7002 | 116.2565 | 956.7002
4614 | 114.1058 | 957.0988 | 114.1058 | 957.0988
4615 | 109.5565 | 953.3174 | 109.5565 | 953.3174
4616 | 106.6036 | 948.6899 | 106.6036 | 948.6899
4617 | 103.6321 | 945.4775 | 103.6321 | 945.4775
4618 | 100.1088 | 951.9062 | 100.1088 | 951.9062
4619 | 95.6922 | 963.2809 | 95.6922 | 963.2809
4620 | 91.8574 | 972.9641 | 91.8574 | 972.9641
4621 | 87.9462 | 980.6097 | 87.9462 | 980.6097
4622 | 85.0957 | 986.3807 | 85.0957 | 986.3807
4623 | 83.1549 | 992.6478 | 83.1549 | 992.6478
4624 | 82.0229 | 994.8116 | 82.0229 | 994.8116
4625 | 82.5162 | 1001.0837 | 82.5162 | 1001.0837
4626 | 83.6772 | 1023.6264 | 83.6772 | 1023.6264
4627 | 86.5885 | 1034.5122 | 86.5885 | 1034.5122
4628 | 90.9343 | 1046.3168 | 90.9343 | 1046.3168
4629 | 93.679 | 1054.1426 | 93.679 | 1054.1426
4630 | 96.6846 | 1047.6345 | 96.6846 | 1047.6345
4631 | 102.6226 | 1025.7586 | 102.6226 | 1025.7586
4632 | 102.5974 | 1001.2907 | 102.5974 | 1001.2907
4633 | 100.9898 | 991.9363 | 100.9898 | 991.9363
4634 | 102.5119 | 986.2922 | 102.5119 | 986.2922
4635 | 106.9077 | 981.1958 | 106.9077 | 981.1958
4636 | 111.5146 | 975.8929 | 111.5146 | 975.8929
4637 | 112.9934 | 974.6967 | 112.9934 | 974.6967
4638 | 110.4136 | 971.4124 | 110.4136 | 971.4124
4639 | 106.2044 | 961.6388 | 106.2044 | 961.6388
4640 | 103.6715 | 951.4969 | 103.6715 | 951.4969
4641 | 101.2035 | 940.839 | 101.2035 | 940.839
4642 | 98.2042 | 932.3968 | 98.2042 | 932.3968
4643 | 93.7482 | 920.8379 | 93.7482 | 920.8379
4644 | 89.8152 | 912.3056 | 89.8152 | 912.3056
4645 | 86.1426 | 908.3451 | 86.1426 | 908.3451
4646 | 83.947 | 906.6309 | 83.947 | 906.6309
4647 | 82.3532 | 906.0498 | 82.3532 | 906.0498
4648 | 81.1025 | 908.134 | 81.1025 | 908.134
4649 | 81.1671 | 922.2894 | 81.1671 | 922.2894
4650 | 82.2017 | 954.9054 | 82.2017 | 954.9054
4651 | 85.3877 | 971.9028 | 85.3877 | 971.9028
4652 | 88.9841 | 983.3292 | 88.9841 | 983.3292
4653 | 91.3561 | 983.7096 | 91.3561 | 983.7096
4654 | 95.8962 | 980.526 | 95.8962 | 980.526
4655 | 101.7011 | 978.9359 | 101.7011 | 978.9359
4656 | 101.9608 | 978.2776 | 101.9608 | 978.2776
4657 | 100.143 | 976.4681 | 100.143 | 976.4681
4658 | 101.7699 | 976.856 | 101.7699 | 976.856
4659 | 105.9361 | 988.3625 | 105.9361 | 988.3625
4660 | 110.6436 | 1006.3515 | 110.6436 | 1006.3515
4661 | 112.8366 | 1027.8698 | 112.8366 | 1027.8698
4662 | 110.1245 | 1044.6126 | 110.1245 | 1044.6126
4663 | 105.1546 | 1044.7729 | 105.1546 | 1044.7729
4664 | 103.28 | 1038.6125 | 103.28 | 1038.6125
4665 | 100.9077 | 1037.6098 | 100.9077 | 1037.6098
4666 | 96.8277 | 1049.8317 | 96.8277 | 1049.8317
4667 | 92.0893 | 1059.1558 | 92.0893 | 1059.1558
4668 | 88.0437 | 1057.0935 | 88.0437 | 1057.0935
4669 | 84.1954 | 1053.0534 | 84.1954 | 1053.0534
4670 | 81.7792 | 1047.2581 | 81.7792 | 1047.2581
4671 | 80.2756 | 1038.8732 | 80.2756 | 1038.8732
4672 | 79.1579 | 1032.4768 | 79.1579 | 1032.4768
4673 | 79.2974 | 1035.2451 | 79.2974 | 1035.2451
4674 | 81.0789 | 1050.5812 | 81.0789 | 1050.5812
4675 | 84.7364 | 1052.1105 | 84.7364 | 1052.1105
4676 | 89.4802 | 1049.9599 | 89.4802 | 1049.9599
4677 | 91.241 | 1041.7402 | 91.241 | 1041.7402
4678 | 94.2368 | 1033.4404 | 94.2368 | 1033.4404
4679 | 100.4959 | 1028.2868 | 100.4959 | 1028.2868
4680 | 101.2073 | 1024.3636 | 101.2073 | 1024.3636
4681 | 98.3164 | 1029.1236 | 98.3164 | 1029.1236
4682 | 99.1755 | 1040.5404 | 99.1755 | 1040.5404
4683 | 103.9029 | 1062.0604 | 103.9029 | 1062.0604
4684 | 108.2962 | 1085.524 | 108.2962 | 1085.524
4685 | 110.7739 | 1103.24 | 110.7739 | 1103.24
4686 | 108.1477 | 1103.539 | 108.1477 | 1103.539
4687 | 103.378 | 1082.1395 | 103.378 | 1082.1395
4688 | 101.4767 | 1057.2261 | 101.4767 | 1057.2261
4689 | 99.1936 | 1045.5131 | 99.1936 | 1045.5131
4690 | 95.8721 | 1046.9252 | 95.8721 | 1046.9252
4691 | 91.4496 | 1043.3293 | 91.4496 | 1043.3293
4692 | 86.9509 | 1030.2581 | 86.9509 | 1030.2581
4693 | 82.9216 | 1013.4771 | 82.9216 | 1013.4771
4694 | 80.5878 | 999.6391 | 80.5878 | 999.6391
4695 | 78.5914 | 989.6417 | 78.5914 | 989.6417
4696 | 77.8323 | 982.6282 | 77.8323 | 982.6282
4697 | 78.3507 | 981.9126 | 78.3507 | 981.9126
4698 | 80.6483 | 993.4863 | 80.6483 | 993.4863
4699 | 85.9215 | 988.4858 | 85.9215 | 988.4858
4700 | 93.1416 | 982.1745 | 93.1416 | 982.1745
4701 | 96.3865 | 972.8599 | 96.3865 | 972.8599
4702 | 99.1825 | 966.6504 | 99.1825 | 966.6504
4703 | 105.9274 | 963.8061 | 105.9274 | 963.8061
4704 | 105.2615 | 963.4066 | 105.2615 | 963.4066
4705 | 101.432 | 964.4041 | 101.432 | 964.4041
4706 | 103.6207 | 964.7522 | 103.6207 | 964.7522
4707 | 106.7917 | 963.4979 | 106.7917 | 963.4979
4708 | 112.5941 | 961.4399 | 112.5941 | 961.4399
4709 | 115.1767 | 964.1656 | 115.1767 | 964.1656
4710 | 113.6503 | 964.6239 | 113.6503 | 964.6239
4711 | 107.5103 | 959.3295 | 107.5103 | 959.3295
4712 | 105.4047 | 951.9747 | 105.4047 | 951.9747
4713 | 103.6965 | 945.1988 | 103.6965 | 945.1988
4714 | 98.1517 | 949.2983 | 98.1517 | 949.2983
4715 | 93.0791 | 957.0697 | 93.0791 | 957.0697
4716 | 88.2799 | 965.7376 | 88.2799 | 965.7376
4717 | 84.2162 | 977.9819 | 84.2162 | 977.9819
4718 | 82.2481 | 989.3469 | 82.2481 | 989.3469
4719 | 81.0556 | 997.3261 | 81.0556 | 997.3261
4720 | 79.7174 | 1000.6844 | 79.7174 | 1000.6844
4721 | 80.5293 | 1006.7772 | 80.5293 | 1006.7772
4722 | 83.3599 | 1024.5222 | 83.3599 | 1024.5222
4723 | 88.2315 | 1026.151 | 88.2315 | 1026.151
4724 | 96.726 | 1025.4536 | 96.726 | 1025.4536
4725 | 98.7671 | 1019.5831 | 98.7671 | 1019.5831
4726 | 101.5347 | 1012.9356 | 101.5347 | 1012.9356
4727 | 108.2991 | 1005.8908 | 108.2991 | 1005.8908
4728 | 107.8139 | 1000.6139 | 107.8139 | 1000.6139
4729 | 103.8951 | 996.0372 | 103.8951 | 996.0372
4730 | 104.9968 | 991.1696 | 104.9968 | 991.1696
4731 | 108.8463 | 989.2982 | 108.8463 | 989.2982
4732 | 115.2081 | 989.5893 | 115.2081 | 989.5893
4733 | 118.1191 | 993.1112 | 118.1191 | 993.1112
4734 | 116.3838 | 992.9922 | 116.3838 | 992.9922
4735 | 110.6983 | 987.24 | 110.6983 | 987.24
4736 | 107.5524 | 980.9601 | 107.5524 | 980.9601
4737 | 104.9463 | 971.0189 | 104.9463 | 971.0189
4738 | 100.8353 | 964.5874 | 100.8353 | 964.5874
4739 | 95.7418 | 956.9901 | 95.7418 | 956.9901
4740 | 89.9624 | 950.3889 | 89.9624 | 950.3889
4741 | 85.9323 | 947.0654 | 85.9323 | 947.0654
4742 | 84.413 | 945.6099 | 84.413 | 945.6099
4743 | 82.9913 | 946.5418 | 82.9913 | 946.5418
4744 | 82.5585 | 947.4913 | 82.5585 | 947.4913
4745 | 83.2256 | 950.9563 | 83.2256 | 950.9563
4746 | 85.9818 | 965.7749 | 85.9818 | 965.7749
4747 | 90.9874 | 963.8402 | 90.9874 | 963.8402
4748 | 97.6151 | 959.6391 | 97.6151 | 959.6391
4749 | 100.5305 | 948.6722 | 100.5305 | 948.6722
4750 | 103.4846 | 936.6497 | 103.4846 | 936.6497
4751 | 108.7065 | 926.1211 | 108.7065 | 926.1211
4752 | 107.313 | 920.9835 | 107.313 | 920.9835
4753 | 104.2157 | 919.7513 | 104.2157 | 919.7513
4754 | 105.9276 | 920.4976 | 105.9276 | 920.4976
4755 | 109.3103 | 931.168 | 109.3103 | 931.168
4756 | 115.0432 | 952.8399 | 115.0432 | 952.8399
4757 | 117.5291 | 981.0671 | 117.5291 | 981.0671
4758 | 114.7731 | 1000.4974 | 114.7731 | 1000.4974
4759 | 109.19 | 1002.7679 | 109.19 | 1002.7679
4760 | 106.9465 | 999.295 | 106.9465 | 999.295
4761 | 105.2699 | 1003.3489 | 105.2699 | 1003.3489
4762 | 100.2985 | 1022.3791 | 100.2985 | 1022.3791
4763 | 95.0753 | 1042.4932 | 95.0753 | 1042.4932
4764 | 90.2046 | 1051.9773 | 90.2046 | 1051.9773
4765 | 86.7705 | 1051.202 | 86.7705 | 1051.202
4766 | 84.7619 | 1037.6826 | 84.7619 | 1037.6826
4767 | 83.3301 | 1017.6915 | 83.3301 | 1017.6915
4768 | 82.4038 | 1003.6108 | 82.4038 | 1003.6108
4769 | 82.9991 | 998.4359 | 82.9991 | 998.4359
4770 | 85.2448 | 1004.4553 | 85.2448 | 1004.4553
4771 | 89.4606 | 993.8808 | 89.4606 | 993.8808
4772 | 94.8263 | 983.2296 | 94.8263 | 983.2296
4773 | 98.0009 | 970.8692 | 98.0009 | 970.8692
4774 | 101.3947 | 961.8527 | 101.3947 | 961.8527
4775 | 107.6383 | 950.906 | 107.6383 | 950.906
4776 | 107.8866 | 940.3735 | 107.8866 | 940.3735
4777 | 105.0643 | 931.8552 | 105.0643 | 931.8552
4778 | 106.5102 | 926.1514 | 106.5102 | 926.1514
4779 | 110.0897 | 924.0809 | 110.0897 | 924.0809
4780 | 115.9111 | 923.7947 | 115.9111 | 923.7947
4781 | 118.8554 | 926.6397 | 118.8554 | 926.6397
4782 | 116.3494 | 924.7291 | 116.3494 | 924.7291
4783 | 111.996 | 913.9203 | 111.996 | 913.9203
4784 | 108.4079 | 899.7571 | 108.4079 | 899.7571
4785 | 106.1006 | 883.6843 | 106.1006 | 883.6843
4786 | 102.7979 | 871.4796 | 102.7979 | 871.4796
4787 | 96.7345 | 860.2591 | 96.7345 | 860.2591
4788 | 91.7307 | 853.0009 | 91.7307 | 853.0009
4789 | 88.1993 | 848.901 | 88.1993 | 848.901
4790 | 85.8871 | 843.1655 | 85.8871 | 843.1655
4791 | 84.3523 | 840.514 | 84.3523 | 840.514
4792 | 83.4171 | 838.318 | 83.4171 | 838.318
4793 | 84.0356 | 841.4049 | 84.0356 | 841.4049
4794 | 85.9149 | 857.5373 | 85.9149 | 857.5373
4795 | 89.2072 | 858.967 | 89.2072 | 858.967
4796 | 93.1551 | 859.1058 | 93.1551 | 859.1058
4797 | 95.7856 | 854.7084 | 95.7856 | 854.7084
4798 | 98.931 | 850.7285 | 98.931 | 850.7285
4799 | 105.4106 | 845.7939 | 105.4106 | 845.7939
4800 | 106.3304 | 841.3332 | 106.3304 | 841.3332
4801 | 103.8642 | 837.3339 | 103.8642 | 837.3339
4802 | 103.5412 | 834.1982 | 103.5412 | 834.1982
4803 | 106.6104 | 834.1583 | 106.6104 | 834.1583
4804 | 112.9061 | 836.2809 | 112.9061 | 836.2809
4805 | 115.4726 | 841.5149 | 115.4726 | 841.5149
4806 | 113.4004 | 842.3515 | 113.4004 | 842.3515
4807 | 109.1179 | 837.4951 | 109.1179 | 837.4951
4808 | 105.7891 | 832.9472 | 105.7891 | 832.9472
4809 | 103.7162 | 827.4852 | 103.7162 | 827.4852
4810 | 100.5005 | 824.0995 | 100.5005 | 824.0995
4811 | 95.7512 | 818.4532 | 95.7512 | 818.4532
4812 | 91.4113 | 813.3649 | 91.4113 | 813.3649
4813 | 87.557 | 810.1808 | 87.557 | 810.1808
4814 | 85.4734 | 807.1527 | 85.4734 | 807.1527
4815 | 84.0484 | 806.3924 | 84.0484 | 806.3924
4816 | 82.9617 | 807.0631 | 82.9617 | 807.0631
4817 | 83.2288 | 813.4546 | 83.2288 | 813.4546
4818 | 84.7243 | 832.4538 | 84.7243 | 832.4538
4819 | 87.693 | 836.7502 | 87.693 | 836.7502
4820 | 91.3541 | 839.5964 | 91.3541 | 839.5964
4821 | 93.905 | 839.6184 | 93.905 | 839.6184
4822 | 97.7659 | 841.8895 | 97.7659 | 841.8895
4823 | 103.5895 | 842.8874 | 103.5895 | 842.8874
4824 | 103.9707 | 843.762 | 103.9707 | 843.762
4825 | 100.7249 | 844.4608 | 100.7249 | 844.4608
4826 | 102.8014 | 846.9391 | 102.8014 | 846.9391
4827 | 106.2971 | 851.9358 | 106.2971 | 851.9358
4828 | 112.4733 | 858.5575 | 112.4733 | 858.5575
4829 | 114.7955 | 866.8971 | 114.7955 | 866.8971
4830 | 111.8039 | 865.0063 | 111.8039 | 865.0063
4831 | 107.483 | 856.5267 | 107.483 | 856.5267
4832 | 105.0408 | 848.495 | 105.0408 | 848.495
4833 | 102.9956 | 842.9733 | 102.9956 | 842.9733
4834 | 99.603 | 846.4756 | 99.603 | 846.4756
4835 | 94.8565 | 854.0479 | 94.8565 | 854.0479
4836 | 89.9167 | 858.7542 | 89.9167 | 858.7542
4837 | 86.0805 | 858.9146 | 86.0805 | 858.9146
4838 | 84.1492 | 855.1897 | 84.1492 | 855.1897
4839 | 82.5139 | 851.3238 | 82.5139 | 851.3238
4840 | 81.846 | 848.4112 | 81.846 | 848.4112
4841 | 82.4847 | 852.5332 | 82.4847 | 852.5332
4842 | 84.1337 | 872.05 | 84.1337 | 872.05
4843 | 88.7481 | 869.956 | 88.7481 | 869.956
4844 | 93.6723 | 867.029 | 93.6723 | 867.029
4845 | 95.6762 | 868.9224 | 95.6762 | 868.9224
4846 | 98.512 | 880.0325 | 98.512 | 880.0325
4847 | 105.1861 | 889.949 | 105.1861 | 889.949
4848 | 104.5981 | 892.1175 | 104.5981 | 892.1175
4849 | 100.53 | 892.8363 | 100.53 | 892.8363
4850 | 101.5328 | 899.6544 | 101.5328 | 899.6544
4851 | 105.4555 | 909.1303 | 105.4555 | 909.1303
4852 | 111.6192 | 917.1456 | 111.6192 | 917.1456
4853 | 113.9945 | 922.5786 | 113.9945 | 922.5786
4854 | 112.5262 | 909.7187 | 112.5262 | 909.7187
4855 | 107.9584 | 884.7159 | 107.9584 | 884.7159
4856 | 105.5176 | 868.4624 | 105.5176 | 868.4624
4857 | 103.0665 | 862.3633 | 103.0665 | 862.3633
4858 | 99.6102 | 867.7369 | 99.6102 | 867.7369
4859 | 94.6891 | 874.274 | 94.6891 | 874.274
4860 | 89.6832 | 868.5488 | 89.6832 | 868.5488
4861 | 86.1489 | 857.4613 | 86.1489 | 857.4613
4862 | 84.0137 | 850.0336 | 84.0137 | 850.0336
4863 | 81.9893 | 847.3622 | 81.9893 | 847.3622
4864 | 81.6184 | 848.5904 | 81.6184 | 848.5904
4865 | 82.23 | 856.6143 | 82.23 | 856.6143
4866 | 84.8845 | 876.7282 | 84.8845 | 876.7282
4867 | 90.561 | 881.3631 | 90.561 | 881.3631
4868 | 97.3278 | 886.9167 | 97.3278 | 886.9167
4869 | 100.5063 | 893.2893 | 100.5063 | 893.2893
4870 | 103.0825 | 905.7531 | 103.0825 | 905.7531
4871 | 108.8228 | 922.2789 | 108.8228 | 922.2789
4872 | 107.5661 | 936.9693 | 107.5661 | 936.9693
4873 | 103.9029 | 944.4965 | 103.9029 | 944.4965
4874 | 105.2547 | 946.3178 | 105.2547 | 946.3178
4875 | 108.3252 | 948.3284 | 108.3252 | 948.3284
4876 | 115.1944 | 952.5811 | 115.1944 | 952.5811
4877 | 117.7707 | 962.6327 | 117.7707 | 962.6327
4878 | 115.4907 | 961.9762 | 115.4907 | 961.9762
4879 | 111.0371 | 946.3697 | 111.0371 | 946.3697
4880 | 108.2837 | 928.9018 | 108.2837 | 928.9018
4881 | 106.139 | 916.9698 | 106.139 | 916.9698
4882 | 101.8091 | 917.5258 | 101.8091 | 917.5258
4883 | 95.1036 | 923.187 | 95.1036 | 923.187
4884 | 90.2204 | 929.2072 | 90.2204 | 929.2072
4885 | 86.4553 | 938.7042 | 86.4553 | 938.7042
4886 | 84.3124 | 947.8993 | 84.3124 | 947.8993
4887 | 82.4302 | 956.5354 | 82.4302 | 956.5354
4888 | 81.7944 | 966.2641 | 81.7944 | 966.2641
4889 | 82.2631 | 980.3599 | 82.2631 | 980.3599
4890 | 84.3319 | 999.1002 | 84.3319 | 999.1002
4891 | 90.0744 | 984.5839 | 90.0744 | 984.5839
4892 | 96.4486 | 963.8795 | 96.4486 | 963.8795
4893 | 99.5062 | 953.7885 | 99.5062 | 953.7885
4894 | 101.8441 | 957.3735 | 101.8441 | 957.3735
4895 | 107.8251 | 962.7909 | 107.8251 | 962.7909
4896 | 107.2507 | 965.7159 | 107.2507 | 965.7159
4897 | 102.9946 | 962.7318 | 102.9946 | 962.7318
4898 | 104.3741 | 959.8151 | 104.3741 | 959.8151
4899 | 107.4748 | 957.8641 | 107.4748 | 957.8641
4900 | 114.2494 | 958.2746 | 114.2494 | 958.2746
4901 | 117.5802 | 964.2253 | 117.5802 | 964.2253
4902 | 115.8926 | 955.6455 | 115.8926 | 955.6455
4903 | 110.8746 | 933.9673 | 110.8746 | 933.9673
4904 | 107.649 | 919.8837 | 107.649 | 919.8837
4905 | 104.2107 | 916.93 | 104.2107 | 916.93
4906 | 100.34 | 937.1149 | 100.34 | 937.1149
4907 | 94.3877 | 972.7768 | 94.3877 | 972.7768
4908 | 89.8075 | 999.9189 | 89.8075 | 999.9189
4909 | 85.7616 | 1016.2044 | 85.7616 | 1016.2044
4910 | 84.185 | 1023.5083 | 84.185 | 1023.5083
4911 | 82.7049 | 1023.4647 | 82.7049 | 1023.4647
4912 | 81.692 | 1019.4373 | 81.692 | 1019.4373
4913 | 82.6548 | 1017.3681 | 82.6548 | 1017.3681
4914 | 85.0254 | 1021.556 | 85.0254 | 1021.556
4915 | 89.9775 | 1006.4823 | 89.9775 | 1006.4823
4916 | 96.224 | 989.3811 | 96.224 | 989.3811
4917 | 99.4044 | 974.6516 | 99.4044 | 974.6516
4918 | 101.8132 | 972.4236 | 101.8132 | 972.4236
4919 | 107.7213 | 979.135 | 107.7213 | 979.135
4920 | 107.7455 | 992.9096 | 107.7455 | 992.9096
4921 | 103.6106 | 1010.2911 | 103.6106 | 1010.2911
4922 | 104.7674 | 1024.6939 | 104.7674 | 1024.6939
4923 | 108.0952 | 1032.5176 | 108.0952 | 1032.5176
4924 | 113.7822 | 1028.9864 | 113.7822 | 1028.9864
4925 | 116.4697 | 1027.1333 | 116.4697 | 1027.1333
4926 | 114.212 | 1013.716 | 114.212 | 1013.716
4927 | 108.9789 | 984.3335 | 108.9789 | 984.3335
4928 | 106.1167 | 955.7571 | 106.1167 | 955.7571
4929 | 103.5405 | 941.8543 | 103.5405 | 941.8543
4930 | 98.9911 | 944.5603 | 98.9911 | 944.5603
4931 | 94.3835 | 947.1557 | 94.3835 | 947.1557
4932 | 90.1455 | 943.0629 | 90.1455 | 943.0629
4933 | 86.5781 | 937.0718 | 86.5781 | 937.0718
4934 | 84.1237 | 923.8908 | 84.1237 | 923.8908
4935 | 82.5099 | 890.9996 | 82.5099 | 890.9996
4936 | 81.6551 | 850.0834 | 81.6551 | 850.0834
4937 | 82.2191 | 823.488 | 82.2191 | 823.488
4938 | 83.8605 | 822.4602 | 83.8605 | 822.4602
4939 | 87.9912 | 816.962 | 87.9912 | 816.962
4940 | 93.2355 | 819.5096 | 93.2355 | 819.5096
4941 | 96.6812 | 828.9679 | 96.6812 | 828.9679
4942 | 99.5805 | 842.4669 | 99.5805 | 842.4669
4943 | 105.1773 | 847.944 | 105.1773 | 847.944
4944 | 104.9605 | 848.6592 | 104.9605 | 848.6592
4945 | 102.0466 | 845.1775 | 102.0466 | 845.1775
4946 | 102.7014 | 841.9224 | 102.7014 | 841.9224
4947 | 106.0602 | 837.4033 | 106.0602 | 837.4033
4948 | 111.5763 | 830.3684 | 111.5763 | 830.3684
4949 | 113.956 | 823.4388 | 113.956 | 823.4388
4950 | 113.3406 | 806.6173 | 113.3406 | 806.6173
4951 | 107.7564 | 779.2853 | 107.7564 | 779.2853
4952 | 104.5546 | 749.8728 | 104.5546 | 749.8728
4953 | 101.7743 | 722.6319 | 101.7743 | 722.6319
4954 | 98.3072 | 710.6063 | 98.3072 | 710.6063
4955 | 93.6055 | 714.5355 | 93.6055 | 714.5355
4956 | 88.7551 | 727.9614 | 88.7551 | 727.9614
4957 | 84.8575 | 735.7861 | 84.8575 | 735.7861
4958 | 82.5104 | 728.7964 | 82.5104 | 728.7964
4959 | 81.0041 | 718.0425 | 81.0041 | 718.0425
4960 | 80.0776 | 709.0979 | 80.0776 | 709.0979
4961 | 80.8936 | 708.9995 | 80.8936 | 708.9995
4962 | 82.3207 | 725.4107 | 82.3207 | 725.4107
4963 | 86.235 | 723.9538 | 86.235 | 723.9538
4964 | 89.4699 | 716.229 | 89.4699 | 716.229
4965 | 92.6608 | 701.4996 | 92.6608 | 701.4996
4966 | 95.9745 | 694.434 | 95.9745 | 694.434
4967 | 101.1528 | 684.1244 | 101.1528 | 684.1244
4968 | 101.6429 | 690.7721 | 101.6429 | 690.7721
4969 | 99.3281 | 692.0284 | 99.3281 | 692.0284
4970 | 101.0703 | 675.0569 | 101.0703 | 675.0569
4971 | 103.7054 | 677.2069 | 103.7054 | 677.2069
4972 | 109.0698 | 699.5755 | 109.0698 | 699.5755
4973 | 112.169 | 708.6914 | 112.169 | 708.6914
4974 | 110.2398 | 694.5376 | 110.2398 | 694.5376
4975 | 106.4671 | 677.0399 | 106.4671 | 677.0399
4976 | 103.7944 | 660.5873 | 103.7944 | 660.5873
4977 | 101.5474 | 654.4086 | 101.5474 | 654.4086
4978 | 98.3821 | 653.9692 | 98.3821 | 653.9692
4979 | 93.3749 | 648.2433 | 93.3749 | 648.2433
4980 | 88.4884 | 645.2851 | 88.4884 | 645.2851
4981 | 85.4167 | 648.2325 | 85.4167 | 648.2325
4982 | 83.376 | 655.636 | 83.376 | 655.636
4983 | 81.4683 | 648.8238 | 81.4683 | 648.8238
4984 | 81.0186 | 626.3221 | 81.0186 | 626.3221
4985 | 81.1883 | 609.9194 | 81.1883 | 609.9194
4986 | 82.5273 | 596.6085 | 82.5273 | 596.6085
4987 | 86.4917 | 568.4556 | 86.4917 | 568.4556
4988 | 89.4259 | 547.7113 | 89.4259 | 547.7113
4989 | 92.3049 | 545.6431 | 92.3049 | 545.6431
4990 | 96.4051 | 555.1605 | 96.4051 | 555.1605
4991 | 102.0173 | 562.1705 | 102.0173 | 562.1705
4992 | 101.7625 | 568.0418 | 101.7625 | 568.0418
4993 | 100.4007 | 565.9337 | 100.4007 | 565.9337
4994 | 101.1823 | 561.305 | 101.1823 | 561.305
4995 | 103.9795 | 558.5975 | 103.9795 | 558.5975
4996 | 109.5238 | 557.2561 | 109.5238 | 557.2561
4997 | 113.6384 | 556.1595 | 113.6384 | 556.1595
4998 | 111.5181 | 545.1311 | 111.5181 | 545.1311
4999 | 106.132 | 532.8094 | 106.132 | 532.8094
5000 | 103.216 | 525.2953 | 103.216 | 525.2953
5001 | 102.0234 | 518.8578 | 102.0234 | 518.8578
5002 | 98.8599 | 517.4231 | 98.8599 | 517.4231
5003 | 94.1367 | 516.2758 | 94.1367 | 516.2758
5004 | 89.2305 | 513.0987 | 89.2305 | 513.0987
5005 | 85.4026 | 513.7966 | 85.4026 | 513.7966
5006 | 82.9787 | 517.8954 | 82.9787 | 517.8954
5007 | 81.7377 | 530.9908 | 81.7377 | 530.9908
5008 | 80.9732 | 556.7053 | 80.9732 | 556.7053
5009 | 81.477 | 581.4715 | 81.477 | 581.4715
5010 | 83.2138 | 607.5577 | 83.2138 | 607.5577
5011 | 86.73 | 609.724 | 86.73 | 609.724
5012 | 90.882 | 613.6253 | 90.882 | 613.6253
5013 | 93.7401 | 623.7604 | 93.7401 | 623.7604
5014 | 96.6778 | 647.8303 | 96.6778 | 647.8303
5015 | 101.7628 | 673.1553 | 101.7628 | 673.1553
5016 | 101.4456 | 695.7092 | 101.4456 | 695.7092
5017 | 98.8551 | 716.9527 | 98.8551 | 716.9527
5018 | 99.2803 | 738.7612 | 99.2803 | 738.7612
5019 | 101.8798 | 768.6624 | 101.8798 | 768.6624
5020 | 108.1642 | 797.1426 | 108.1642 | 797.1426
5021 | 112.5701 | 810.7378 | 112.5701 | 810.7378
5022 | 110.8103 | 800.864 | 110.8103 | 800.864
5023 | 105.5167 | 778.2899 | 105.5167 | 778.2899
5024 | 103.4098 | 761.3197 | 103.4098 | 761.3197
5025 | 101.4476 | 747.5762 | 101.4476 | 747.5762
5026 | 98.0644 | 733.7987 | 98.0644 | 733.7987
5027 | 93.7044 | 716.9045 | 93.7044 | 716.9045
5028 | 88.6515 | 710.0047 | 88.6515 | 710.0047
5029 | 85.105 | 714.6841 | 85.105 | 714.6841
5030 | 83.426 | 726.5269 | 83.426 | 726.5269
5031 | 81.4412 | 745.3358 | 81.4412 | 745.3358
5032 | 80.5121 | 770.7517 | 80.5121 | 770.7517
5033 | 81.6191 | 804.6356 | 81.6191 | 804.6356
5034 | 83.7745 | 849.1761 | 83.7745 | 849.1761
5035 | 88.6307 | 877.2422 | 88.6307 | 877.2422
5036 | 94.4357 | 903.3405 | 94.4357 | 903.3405
5037 | 97.3292 | 921.9164 | 97.3292 | 921.9164
5038 | 99.9194 | 937.5256 | 99.9194 | 937.5256
5039 | 106.2072 | 948.0194 | 106.2072 | 948.0194
5040 | 105.5118 | 953.5921 | 105.5118 | 953.5921
5041 | 101.8971 | 957.735 | 101.8971 | 957.735
5042 | 102.0975 | 963.3786 | 102.0975 | 963.3786
5043 | 105.9168 | 968.1762 | 105.9168 | 968.1762
5044 | 111.8545 | 970.1993 | 111.8545 | 970.1993
5045 | 116.3248 | 965.0415 | 116.3248 | 965.0415
5046 | 115.3824 | 938.7241 | 115.3824 | 938.7241
5047 | 108.8691 | 899.0095 | 108.8691 | 899.0095
5048 | 106.3697 | 864.7595 | 106.3697 | 864.7595
5049 | 103.5913 | 849.6424 | 103.5913 | 849.6424
5050 | 100.0458 | 843.7881 | 100.0458 | 843.7881
5051 | 94.0839 | 839.7344 | 94.0839 | 839.7344
5052 | 89.4003 | 844.3809 | 89.4003 | 844.3809
5053 | 85.0548 | 852.9025 | 85.0548 | 852.9025
5054 | 83.2443 | 857.28 | 83.2443 | 857.28
5055 | 81.9117 | 846.5062 | 81.9117 | 846.5062
5056 | 81.1198 | 826.0749 | 81.1198 | 826.0749
5057 | 81.8491 | 815.9232 | 81.8491 | 815.9232
5058 | 84.4912 | 823.8139 | 84.4912 | 823.8139
5059 | 89.0625 | 818.5745 | 89.0625 | 818.5745
5060 | 95.6051 | 814.2142 | 95.6051 | 814.2142
5061 | 98.3304 | 816.2469 | 98.3304 | 816.2469
5062 | 100.9326 | 826.2223 | 100.9326 | 826.2223
5063 | 106.874 | 834.1082 | 106.874 | 834.1082
5064 | 105.6765 | 842.7069 | 105.6765 | 842.7069
5065 | 101.813 | 847.2479 | 101.813 | 847.2479
5066 | 102.4261 | 848.1534 | 102.4261 | 848.1534
5067 | 105.197 | 838.2593 | 105.197 | 838.2593
5068 | 111.0299 | 822.7239 | 111.0299 | 822.7239
5069 | 115.8075 | 818.8202 | 115.8075 | 818.8202
5070 | 113.4591 | 820.9508 | 113.4591 | 820.9508
5071 | 108.2758 | 825.6899 | 108.2758 | 825.6899
5072 | 105.6921 | 826.7161 | 105.6921 | 826.7161
5073 | 102.7471 | 814.7643 | 102.7471 | 814.7643
5074 | 98.8328 | 810.4628 | 98.8328 | 810.4628
5075 | 93.2878 | 807.3248 | 93.2878 | 807.3248
5076 | 88.0349 | 801.3009 | 88.0349 | 801.3009
5077 | 84.5495 | 798.1367 | 84.5495 | 798.1367
5078 | 82.2237 | 795.7456 | 82.2237 | 795.7456
5079 | 81.0769 | 790.7848 | 81.0769 | 790.7848
5080 | 80.0251 | 783.0347 | 80.0251 | 783.0347
5081 | 80.8323 | 778.5964 | 80.8323 | 778.5964
5082 | 83.0999 | 786.3279 | 83.0999 | 786.3279
5083 | 88.0134 | 779.3765 | 88.0134 | 779.3765
5084 | 94.1466 | 770.1985 | 94.1466 | 770.1985
5085 | 97.2626 | 761.3219 | 97.2626 | 761.3219
5086 | 100.1401 | 761.1045 | 100.1401 | 761.1045
5087 | 106.4025 | 766.9002 | 106.4025 | 766.9002
5088 | 105.6827 | 779.6993 | 105.6827 | 779.6993
5089 | 102.4181 | 786.9279 | 102.4181 | 786.9279
5090 | 103.1784 | 793.4474 | 103.1784 | 793.4474
5091 | 106.1159 | 803.4011 | 106.1159 | 803.4011
5092 | 111.1233 | 810.6599 | 111.1233 | 810.6599
5093 | 114.6887 | 812.4896 | 114.6887 | 812.4896
5094 | 113.485 | 798.9927 | 113.485 | 798.9927
5095 | 108.6116 | 779.3848 | 108.6116 | 779.3848
5096 | 105.9671 | 764.8832 | 105.9671 | 764.8832
5097 | 102.6432 | 756.1762 | 102.6432 | 756.1762
5098 | 99.3172 | 753.547 | 99.3172 | 753.547
5099 | 93.9909 | 748.6173 | 93.9909 | 748.6173
5100 | 89.5274 | 745.5597 | 89.5274 | 745.5597
5101 | 85.5021 | 746.2376 | 85.5021 | 746.2376
5102 | 83.7457 | 747.8081 | 83.7457 | 747.8081
5103 | 81.8784 | 750.1335 | 81.8784 | 750.1335
5104 | 80.7961 | 752.8946 | 80.7961 | 752.8946
5105 | 81.3831 | 761.6153 | 81.3831 | 761.6153
5106 | 83.616 | 784.8945 | 83.616 | 784.8945
5107 | 87.1941 | 798.3086 | 87.1941 | 798.3086
5108 | 91.8678 | 810.7901 | 91.8678 | 810.7901
5109 | 95.837 | 816.446 | 95.837 | 816.446
5110 | 98.4687 | 821.5241 | 98.4687 | 821.5241
5111 | 104.0942 | 828.1558 | 104.0942 | 828.1558
5112 | 104.7703 | 837.7499 | 104.7703 | 837.7499
5113 | 101.6459 | 848.94 | 101.6459 | 848.94
5114 | 102.6309 | 859.66 | 102.6309 | 859.66
5115 | 104.7019 | 876.3027 | 104.7019 | 876.3027
5116 | 109.8304 | 898.2732 | 109.8304 | 898.2732
5117 | 113.9515 | 902.3923 | 113.9515 | 902.3923
5118 | 112.9653 | 874.5818 | 112.9653 | 874.5818
5119 | 108.867 | 850.3952 | 108.867 | 850.3952
5120 | 106.1124 | 839.5167 | 106.1124 | 839.5167
5121 | 103.7629 | 836.3242 | 103.7629 | 836.3242
5122 | 100.3239 | 836.4621 | 100.3239 | 836.4621
5123 | 95.0221 | 834.6778 | 95.0221 | 834.6778
5124 | 90.0959 | 731.6203 | 90.0959 | 731.6203
5125 | 86.285 | 732.5065 | 86.285 | 732.5065
5126 | 84.4166 | 734.1672 | 84.4166 | 734.1672
5127 | 82.709 | 734.7389 | 82.709 | 734.7389
5128 | 81.6881 | 733.1165 | 81.6881 | 733.1165
5129 | 82.1077 | 740.1795 | 82.1077 | 740.1795
5130 | 83.8418 | 760.2354 | 83.8418 | 760.2354
5131 | 86.4588 | 765.394 | 86.4588 | 765.394
5132 | 90.1765 | 769.4561 | 90.1765 | 769.4561
5133 | 93.3265 | 771.1164 | 93.3265 | 771.1164
5134 | 96.988 | 774.2397 | 96.988 | 774.2397
5135 | 102.8118 | 776.3331 | 102.8118 | 776.3331
5136 | 103.6476 | 779.6553 | 103.6476 | 779.6553
5137 | 101.3722 | 781.7879 | 101.3722 | 781.7879
5138 | 101.1632 | 786.3867 | 101.1632 | 786.3867
5139 | 104.0193 | 795.062 | 104.0193 | 795.062
5140 | 109.177 | 805.924 | 109.177 | 805.924
5141 | 113.2906 | 817.152 | 113.2906 | 817.152
5142 | 111.8244 | 821.1935 | 111.8244 | 821.1935
5143 | 107.8853 | 821.2322 | 107.8853 | 821.2322
5144 | 105.4551 | 823.87 | 105.4551 | 823.87
5145 | 102.988 | 821.9933 | 102.988 | 821.9933
5146 | 100.3095 | 823.9985 | 100.3095 | 823.9985
5147 | 95.8621 | 841.4514 | 95.8621 | 841.4514
5148 | 91.3038 | 879.9489 | 91.3038 | 879.9489
5149 | 87.4835 | 911.206 | 87.4835 | 911.206
5150 | 85.2516 | 927.9649 | 85.2516 | 927.9649
5151 | 83.5211 | 935.0995 | 83.5211 | 935.0995
5152 | 83.0077 | 941.1047 | 83.0077 | 941.1047
5153 | 82.8738 | 958.3438 | 82.8738 | 958.3438
5154 | 84.2851 | 978.1902 | 84.2851 | 978.1902
5155 | 87.3484 | 973.679 | 87.3484 | 973.679
5156 | 91.2146 | 966.3607 | 91.2146 | 966.3607
5157 | 94.1293 | 956.0646 | 94.1293 | 956.0646
5158 | 97.2446 | 956.7966 | 97.2446 | 956.7966
5159 | 103.0762 | 967.9316 | 103.0762 | 967.9316
5160 | 103.0707 | 973.3657 | 103.0707 | 973.3657
5161 | 101.746 | 968.2896 | 101.746 | 968.2896
5162 | 101.7256 | 959.8149 | 101.7256 | 959.8149
5163 | 103.3658 | 952.9033 | 103.3658 | 952.9033
5164 | 108.7539 | 947.1312 | 108.7539 | 947.1312
5165 | 114.1006 | 938.7927 | 114.1006 | 938.7927
5166 | 112.219 | 918.5025 | 112.219 | 918.5025
5167 | 108.3688 | 889.9158 | 108.3688 | 889.9158
5168 | 105.0706 | 865.9704 | 105.0706 | 865.9704
5169 | 103.1305 | 843.5147 | 103.1305 | 843.5147
5170 | 99.9294 | 829.8632 | 99.9294 | 829.8632
5171 | 95.0176 | 827.383 | 95.0176 | 827.383
5172 | 90.789 | 833.677 | 90.789 | 833.677
5173 | 87.2814 | 842.8366 | 87.2814 | 842.8366
5174 | 84.8753 | 853.1722 | 84.8753 | 853.1722
5175 | 83.2923 | 864.8624 | 83.2923 | 864.8624
5176 | 82.6721 | 873.4858 | 82.6721 | 873.4858
5177 | 83.0125 | 888.0544 | 83.0125 | 888.0544
5178 | 84.8287 | 916.1568 | 84.8287 | 916.1568
5179 | 88.1782 | 932.1895 | 88.1782 | 932.1895
5180 | 92.6618 | 947.7717 | 92.6618 | 947.7717
5181 | 96.528 | 957.9323 | 96.528 | 957.9323
5182 | 99.8678 | 964.7559 | 99.8678 | 964.7559
5183 | 105.2378 | 966.4479 | 105.2378 | 966.4479
5184 | 105.0512 | 965.3716 | 105.0512 | 965.3716
5185 | 101.2748 | 961.1856 | 101.2748 | 961.1856
5186 | 101.4972 | 958.9946 | 101.4972 | 958.9946
5187 | 103.8108 | 956.1499 | 103.8108 | 956.1499
5188 | 109.1615 | 951.7217 | 109.1615 | 951.7217
5189 | 114.9486 | 953.1752 | 114.9486 | 953.1752
5190 | 113.6184 | 943.5323 | 113.6184 | 943.5323
5191 | 109.2623 | 914.9979 | 109.2623 | 914.9979
5192 | 106.7727 | 888.4169 | 106.7727 | 888.4169
5193 | 104.2433 | 877.2543 | 104.2433 | 877.2543
5194 | 100.7111 | 886.0843 | 100.7111 | 886.0843
5195 | 94.9012 | 911.828 | 94.9012 | 911.828
5196 | 89.9393 | 946.0842 | 89.9393 | 946.0842
5197 | 86.5385 | 969.4343 | 86.5385 | 969.4343
5198 | 84.3658 | 983.2259 | 84.3658 | 983.2259
5199 | 83.0464 | 992.0362 | 83.0464 | 992.0362
5200 | 82.223 | 997.3781 | 82.223 | 997.3781
5201 | 83.2744 | 1011.1437 | 83.2744 | 1011.1437
5202 | 86.0109 | 1035.3887 | 86.0109 | 1035.3887
5203 | 90.7133 | 1041.1407 | 90.7133 | 1041.1407
5204 | 96.7184 | 1043.7541 | 96.7184 | 1043.7541
5205 | 100.2716 | 1041.2777 | 100.2716 | 1041.2777
5206 | 103.1299 | 1036.1449 | 103.1299 | 1036.1449
5207 | 109.4633 | 1030.6457 | 109.4633 | 1030.6457
5208 | 108.2155 | 1029.0806 | 108.2155 | 1029.0806
5209 | 104.1367 | 1025.5928 | 104.1367 | 1025.5928
5210 | 104.3283 | 1022.3895 | 104.3283 | 1022.3895
5211 | 107.1268 | 1025.2349 | 107.1268 | 1025.2349
5212 | 112.3813 | 1034.7878 | 112.3813 | 1034.7878
5213 | 118.0513 | 1041.914 | 118.0513 | 1041.914
5214 | 117.1122 | 1032.1664 | 117.1122 | 1032.1664
5215 | 111.7071 | 1011.2422 | 111.7071 | 1011.2422
5216 | 108.4292 | 990.4736 | 108.4292 | 990.4736
5217 | 105.3043 | 975.5233 | 105.3043 | 975.5233
5218 | 101.3663 | 972.6762 | 101.3663 | 972.6762
5219 | 95.7697 | 982.5713 | 95.7697 | 982.5713
5220 | 90.9583 | 1001.1358 | 90.9583 | 1001.1358
5221 | 86.7528 | 1011.4125 | 86.7528 | 1011.4125
5222 | 84.7235 | 1016.0579 | 84.7235 | 1016.0579
5223 | 83.5742 | 1019.3176 | 83.5742 | 1019.3176
5224 | 82.7447 | 1018.725 | 82.7447 | 1018.725
5225 | 83.248 | 1020.5692 | 83.248 | 1020.5692
5226 | 85.7249 | 1025.1429 | 85.7249 | 1025.1429
5227 | 90.6997 | 1008.1342 | 90.6997 | 1008.1342
5228 | 96.4539 | 993.0138 | 96.4539 | 993.0138
5229 | 100.1215 | 982.8573 | 100.1215 | 982.8573
5230 | 102.5801 | 981.8962 | 102.5801 | 981.8962
5231 | 109.8038 | 987.4632 | 109.8038 | 987.4632
5232 | 108.5768 | 997.3483 | 108.5768 | 997.3483
5233 | 104.8526 | 1005.3281 | 104.8526 | 1005.3281
5234 | 104.9412 | 1011.4455 | 104.9412 | 1011.4455
5235 | 107.1052 | 1014.8146 | 107.1052 | 1014.8146
5236 | 112.2901 | 1018.3631 | 112.2901 | 1018.3631
5237 | 117.5523 | 1022.9933 | 117.5523 | 1022.9933
5238 | 116.2646 | 1016.0384 | 116.2646 | 1016.0384
5239 | 111.0774 | 999.1986 | 111.0774 | 999.1986
5240 | 107.9979 | 980.6292 | 107.9979 | 980.6292
5241 | 105.2028 | 964.9284 | 105.2028 | 964.9284
5242 | 101.6998 | 958.0318 | 101.6998 | 958.0318
5243 | 96.007 | 958.3967 | 96.007 | 958.3967
5244 | 90.6769 | 969.4907 | 90.6769 | 969.4907
5245 | 87.5108 | 978.2838 | 87.5108 | 978.2838
5246 | 85.0039 | 985.0936 | 85.0039 | 985.0936
5247 | 83.9535 | 991.3555 | 83.9535 | 991.3555
5248 | 82.9445 | 993.4683 | 82.9445 | 993.4683
5249 | 83.6452 | 1000.7234 | 83.6452 | 1000.7234
5250 | 86.6924 | 1017.4629 | 86.6924 | 1017.4629
5251 | 90.6545 | 1017.8738 | 90.6545 | 1017.8738
5252 | 96.6948 | 1016.8742 | 96.6948 | 1016.8742
5253 | 100.3538 | 1014.1184 | 100.3538 | 1014.1184
5254 | 103.2661 | 1014.5013 | 103.2661 | 1014.5013
5255 | 109.0656 | 1016.1061 | 109.0656 | 1016.1061
5256 | 108.2406 | 1019.5854 | 108.2406 | 1019.5854
5257 | 104.6235 | 1018.9775 | 104.6235 | 1018.9775
5258 | 105.0481 | 1014.884 | 105.0481 | 1014.884
5259 | 107.1375 | 1008.9673 | 107.1375 | 1008.9673
5260 | 112.3869 | 1002.6889 | 112.3869 | 1002.6889
5261 | 117.2947 | 992.8493 | 117.2947 | 992.8493
5262 | 117.4512 | 972.3846 | 117.4512 | 972.3846
5263 | 111.3565 | 949.2088 | 111.3565 | 949.2088
5264 | 107.1678 | 928.1609 | 107.1678 | 928.1609
5265 | 104.5464 | 910.5052 | 104.5464 | 910.5052
5266 | 101.0849 | 905.0573 | 101.0849 | 905.0573
5267 | 95.6549 | 908.1975 | 95.6549 | 908.1975
5268 | 90.8017 | 921.9096 | 90.8017 | 921.9096
5269 | 87.2718 | 934.7696 | 87.2718 | 934.7696
5270 | 84.9063 | 942.8187 | 84.9063 | 942.8187
5271 | 83.8079 | 946.5148 | 83.8079 | 946.5148
5272 | 83.1193 | 946.6029 | 83.1193 | 946.6029
5273 | 83.5222 | 953.0376 | 83.5222 | 953.0376
5274 | 85.3995 | 968.5029 | 85.3995 | 968.5029
5275 | 89.0313 | 966.6622 | 89.0313 | 966.6622
5276 | 93.5765 | 963.3237 | 93.5765 | 963.3237
5277 | 97.5345 | 956.5184 | 97.5345 | 956.5184
5278 | 101.4474 | 948.8897 | 101.4474 | 948.8897
5279 | 106.877 | 941.2087 | 106.877 | 941.2087
5280 | 106.8929 | 938.3869 | 106.8929 | 938.3869
5281 | 103.2449 | 934.7245 | 103.2449 | 934.7245
5282 | 103.8572 | 930.2819 | 103.8572 | 930.2819
5283 | 105.0746 | 927.891 | 105.0746 | 927.891
5284 | 111.1003 | 928.2977 | 111.1003 | 928.2977
5285 | 116.527 | 927.7788 | 116.527 | 927.7788
5286 | 115.0397 | 918.3105 | 115.0397 | 918.3105
5287 | 110.1803 | 902.5354 | 110.1803 | 902.5354
5288 | 107.2389 | 894.1769 | 107.2389 | 894.1769
5289 | 105.0424 | 885.6325 | 105.0424 | 885.6325
5290 | 101.6255 | 884.2341 | 101.6255 | 884.2341
5291 | 96.4149 | 897.847 | 96.4149 | 897.847
5292 | 91.3745 | 925.9416 | 91.3745 | 925.9416
5293 | 87.7569 | 942.3973 | 87.7569 | 942.3973
5294 | 85.3177 | 949.6783 | 85.3177 | 949.6783
5295 | 83.6421 | 953.0253 | 83.6421 | 953.0253
5296 | 82.8806 | 949.8494 | 82.8806 | 949.8494
5297 | 82.93 | 951.1176 | 82.93 | 951.1176
5298 | 84.9209 | 963.3189 | 84.9209 | 963.3189
5299 | 87.46 | 956.5735 | 87.46 | 956.5735
5300 | 90.4736 | 954.3695 | 90.4736 | 954.3695
5301 | 95.3911 | 951.6661 | 95.3911 | 951.6661
5302 | 98.1594 | 952.5028 | 98.1594 | 952.5028
5303 | 104.417 | 950.7563 | 104.417 | 950.7563
5304 | 103.4784 | 951.5127 | 103.4784 | 951.5127
5305 | 100.6686 | 951.7252 | 100.6686 | 951.7252
5306 | 101.1855 | 948.2077 | 101.1855 | 948.2077
5307 | 103.2788 | 943.5826 | 103.2788 | 943.5826
5308 | 106.8721 | 940.2366 | 106.8721 | 940.2366
5309 | 112.8663 | 927.709 | 112.8663 | 927.709
5310 | 112.1487 | 893.0189 | 112.1487 | 893.0189
5311 | 108.212 | 853.8023 | 108.212 | 853.8023
5312 | 105.4686 | 819.4191 | 105.4686 | 819.4191
5313 | 103.1334 | 795.026 | 103.1334 | 795.026
5314 | 100.0848 | 793.7149 | 100.0848 | 793.7149
5315 | 95.2557 | 801.8645 | 95.2557 | 801.8645
5316 | 90.3276 | 811.8064 | 90.3276 | 811.8064
5317 | 86.9185 | 812.7799 | 86.9185 | 812.7799
5318 | 84.9256 | 807.965 | 84.9256 | 807.965
5319 | 83.1383 | 803.021 | 83.1383 | 803.021
5320 | 82.3362 | 795.6037 | 82.3362 | 795.6037
5321 | 82.5096 | 789.1046 | 82.5096 | 789.1046
5322 | 83.9029 | 792.2645 | 83.9029 | 792.2645
5323 | 86.2883 | 786.0253 | 86.2883 | 786.0253
5324 | 88.9912 | 782.5994 | 88.9912 | 782.5994
5325 | 93.5232 | 770.3135 | 93.5232 | 770.3135
5326 | 96.8308 | 749.6637 | 96.8308 | 749.6637
5327 | 103.0017 | 720.6183 | 103.0017 | 720.6183
5328 | 103.0421 | 682.9572 | 103.0421 | 682.9572
5329 | 100.7454 | 646.6025 | 100.7454 | 646.6025
5330 | 100.6929 | 615.5243 | 100.6929 | 615.5243
5331 | 101.6463 | 580.3538 | 101.6463 | 580.3538
5332 | 105.3855 | 542.3256 | 105.3855 | 542.3256
5333 | 111.0871 | 512.7275 | 111.0871 | 512.7275
5334 | 110.506 | 485.1762 | 110.506 | 485.1762
5335 | 106.1692 | 460.4993 | 106.1692 | 460.4993
5336 | 103.1407 | 441.7903 | 103.1407 | 441.7903
5337 | 100.171 | 430.0168 | 100.171 | 430.0168
5338 | 97.0732 | 434.1864 | 97.0732 | 434.1864
5339 | 92.2624 | 444.0814 | 92.2624 | 444.0814
5340 | 87.3588 | 453.9885 | 87.3588 | 453.9885
5341 | 83.9804 | 461.2281 | 83.9804 | 461.2281
5342 | 82.0344 | 465.8037 | 82.0344 | 465.8037
5343 | 80.5361 | 470.5645 | 80.5361 | 470.5645
5344 | 79.9225 | 473.4454 | 79.9225 | 473.4454
5345 | 80.4339 | 484.139 | 80.4339 | 484.139
5346 | 82.2793 | 508.8727 | 82.2793 | 508.8727
5347 | 85.4125 | 522.008 | 85.4125 | 522.008
5348 | 89.2959 | 535.8447 | 89.2959 | 535.8447
5349 | 94.0306 | 546.8605 | 94.0306 | 546.8605
5350 | 97.0288 | 557.018 | 97.0288 | 557.018
5351 | 103.0593 | 562.5151 | 103.0593 | 562.5151
5352 | 101.9888 | 571.126 | 101.9888 | 571.126
5353 | 98.9158 | 583.2076 | 98.9158 | 583.2076
5354 | 99.5656 | 597.1621 | 99.5656 | 597.1621
5355 | 101.0757 | 608.857 | 101.0757 | 608.857
5356 | 105.6512 | 625.1997 | 105.6512 | 625.1997
5357 | 111.9429 | 637.7543 | 111.9429 | 637.7543
5358 | 112.3005 | 627.3259 | 112.3005 | 627.3259
5359 | 107.7964 | 599.7865 | 107.7964 | 599.7865
5360 | 105.1128 | 576.3298 | 105.1128 | 576.3298
5361 | 102.6592 | 564.5389 | 102.6592 | 564.5389
5362 | 99.7274 | 568.9179 | 99.7274 | 568.9179
5363 | 93.6163 | 580.2966 | 93.6163 | 580.2966
5364 | 88.5108 | 601.0953 | 88.5108 | 601.0953
5365 | 84.6626 | 625.8593 | 84.6626 | 625.8593
5366 | 83.3009 | 650.1062 | 83.3009 | 650.1062
5367 | 81.4719 | 670.2968 | 81.4719 | 670.2968
5368 | 80.802 | 684.75 | 80.802 | 684.75
5369 | 81.93 | 702.7919 | 81.93 | 702.7919
5370 | 84.7076 | 727.5431 | 84.7076 | 727.5431
5371 | 89.1003 | 732.3526 | 89.1003 | 732.3526
5372 | 94.8886 | 735.0533 | 94.8886 | 735.0533
5373 | 98.3022 | 730.936 | 98.3022 | 730.936
5374 | 100.7066 | 725.559 | 100.7066 | 725.559
5375 | 107.0684 | 722.6081 | 107.0684 | 722.6081
5376 | 106.2104 | 721.7761 | 106.2104 | 721.7761
5377 | 102.1372 | 715.0417 | 102.1372 | 715.0417
5378 | 102.1288 | 712.0653 | 102.1288 | 712.0653
5379 | 104.7971 | 714.3871 | 104.7971 | 714.3871
5380 | 109.0955 | 715.7713 | 109.0955 | 715.7713
5381 | 116.276 | 714.9208 | 116.276 | 714.9208
5382 | 116.2343 | 701.8917 | 116.2343 | 701.8917
5383 | 111.4782 | 678.1574 | 111.4782 | 678.1574
5384 | 109.009 | 664.7894 | 109.009 | 664.7894
5385 | 105.4609 | 650.9563 | 105.4609 | 650.9563
5386 | 101.5748 | 646.9921 | 101.5748 | 646.9921
5387 | 95.688 | 667.4995 | 95.688 | 667.4995
5388 | 90.3007 | 708.2836 | 90.3007 | 708.2836
5389 | 86.2449 | 736.521 | 86.2449 | 736.521
5390 | 84.2452 | 749.1956 | 84.2452 | 749.1956
5391 | 82.8788 | 756.5396 | 82.8788 | 756.5396
5392 | 82.2323 | 759.6648 | 82.2323 | 759.6648
5393 | 82.5247 | 768.9621 | 82.5247 | 768.9621
5394 | 85.6512 | 789.3845 | 85.6512 | 789.3845
5395 | 90.0839 | 794.8747 | 90.0839 | 794.8747
5396 | 96.6288 | 798.9194 | 96.6288 | 798.9194
5397 | 100.2801 | 800.5622 | 100.2801 | 800.5622
5398 | 102.188 | 804.244 | 102.188 | 804.244
5399 | 108.1488 | 804.9237 | 108.1488 | 804.9237
5400 | 106.4662 | 803.8822 | 106.4662 | 803.8822
5401 | 102.4429 | 799.5042 | 102.4429 | 799.5042
5402 | 102.1025 | 795.6201 | 102.1025 | 795.6201
5403 | 103.8697 | 794.7129 | 103.8697 | 794.7129
5404 | 107.9861 | 795.5385 | 107.9861 | 795.5385
5405 | 114.9484 | 778.7346 | 114.9484 | 778.7346
5406 | 115.8649 | 748.3906 | 115.8649 | 748.3906
5407 | 110.6879 | 714.3406 | 110.6879 | 714.3406
5408 | 106.9437 | 683.4308 | 106.9437 | 683.4308
5409 | 104.6073 | 663.8901 | 104.6073 | 663.8901
5410 | 100.7021 | 663.9404 | 100.7021 | 663.9404
5411 | 94.9694 | 666.522 | 94.9694 | 666.522
5412 | 89.4746 | 670.1105 | 89.4746 | 670.1105
5413 | 85.8743 | 670.4033 | 85.8743 | 670.4033
5414 | 83.2313 | 662.7083 | 83.2313 | 662.7083
5415 | 81.7171 | 649.6306 | 81.7171 | 649.6306
5416 | 80.9339 | 632.0373 | 80.9339 | 632.0373
5417 | 81.8571 | 624.1942 | 81.8571 | 624.1942
5418 | 84.5815 | 629.7977 | 84.5815 | 629.7977
5419 | 87.9901 | 620.2945 | 87.9901 | 620.2945
5420 | 94.3245 | 609.241 | 94.3245 | 609.241
5421 | 98.3566 | 595.1747 | 98.3566 | 595.1747
5422 | 101.0238 | 580.6514 | 101.0238 | 580.6514
5423 | 107.1459 | 565.046 | 107.1459 | 565.046
5424 | 105.3103 | 553.4446 | 105.3103 | 553.4446
5425 | 101.2108 | 543.5684 | 101.2108 | 543.5684
5426 | 101.571 | 537.0661 | 101.571 | 537.0661
5427 | 103.8194 | 533.6803 | 103.8194 | 533.6803
5428 | 106.9236 | 531.4863 | 106.9236 | 531.4863
5429 | 113.2495 | 525.1551 | 113.2495 | 525.1551
5430 | 114.6731 | 510.2933 | 114.6731 | 510.2933
5431 | 109.1552 | 498.1139 | 109.1552 | 498.1139
5432 | 105.9642 | 488.167 | 105.9642 | 488.167
5433 | 103.4736 | 479.6924 | 103.4736 | 479.6924
5434 | 99.8325 | 481.8896 | 99.8325 | 481.8896
5435 | 94.0305 | 493.6523 | 94.0305 | 493.6523
5436 | 89.137 | 519.251 | 89.137 | 519.251
5437 | 85.5758 | 547.5757 | 85.5758 | 547.5757
5438 | 83.8211 | 569.5709 | 83.8211 | 569.5709
5439 | 82.1177 | 579.7426 | 82.1177 | 579.7426
5440 | 80.9391 | 576.5144 | 80.9391 | 576.5144
5441 | 81.4841 | 570.8706 | 81.4841 | 570.8706
5442 | 83.1979 | 580.4537 | 83.1979 | 580.4537
5443 | 85.6951 | 584.7221 | 85.6951 | 584.7221
5444 | 90.8273 | 593.5493 | 90.8273 | 593.5493
5445 | 94.8514 | 604.8096 | 94.8514 | 604.8096
5446 | 98.1229 | 616.4856 | 98.1229 | 616.4856
5447 | 103.7671 | 626.9398 | 103.7671 | 626.9398
5448 | 103.6079 | 639.1812 | 103.6079 | 639.1812
5449 | 100.5121 | 649.5174 | 100.5121 | 649.5174
5450 | 101.3142 | 660.3301 | 101.3142 | 660.3301
5451 | 101.8968 | 671.8853 | 101.8968 | 671.8853
5452 | 104.861 | 682.4681 | 104.861 | 682.4681
5453 | 110.8134 | 694.3943 | 110.8134 | 694.3943
5454 | 112 | 702.8343 | 112 | 702.8343
5455 | 107.4538 | 705.8577 | 107.4538 | 705.8577
5456 | 103.9519 | 708.1116 | 103.9519 | 708.1116
5457 | 101.1816 | 705.3621 | 101.1816 | 705.3621
5458 | 98.5167 | 702.8466 | 98.5167 | 702.8466
5459 | 93.7102 | 699.9126 | 93.7102 | 699.9126
5460 | 89.0493 | 702.8029 | 89.0493 | 702.8029
5461 | 85.316 | 708.0178 | 85.316 | 708.0178
5462 | 83.0307 | 715.5083 | 83.0307 | 715.5083
5463 | 81.4562 | 722.5731 | 81.4562 | 722.5731
5464 | 80.8143 | 728.5609 | 80.8143 | 728.5609
5465 | 80.9947 | 740.9999 | 80.9947 | 740.9999
5466 | 82.8812 | 763.7612 | 82.8812 | 763.7612
5467 | 84.1643 | 770.1766 | 84.1643 | 770.1766
5468 | 87.8577 | 775.862 | 87.8577 | 775.862
5469 | 91.6951 | 780.3673 | 91.6951 | 780.3673
5470 | 94.8333 | 783.4207 | 94.8333 | 783.4207
5471 | 101.0182 | 780.784 | 101.0182 | 780.784
5472 | 101.5828 | 777.1768 | 101.5828 | 777.1768
5473 | 98.4918 | 771.0359 | 98.4918 | 771.0359
5474 | 98.7014 | 765.3191 | 98.7014 | 765.3191
5475 | 99.8901 | 763.4693 | 99.8901 | 763.4693
5476 | 103.1541 | 762.0433 | 103.1541 | 762.0433
5477 | 109.8948 | 757.632 | 109.8948 | 757.632
5478 | 109.658 | 742.3164 | 109.658 | 742.3164
5479 | 105.425 | 724.569 | 105.425 | 724.569
5480 | 103.1404 | 708.897 | 103.1404 | 708.897
5481 | 100.7981 | 694.453 | 100.7981 | 694.453
5482 | 97.6436 | 687.1898 | 97.6436 | 687.1898
5483 | 92.604 | 691.0631 | 92.604 | 691.0631
5484 | 88.1917 | 716.5221 | 88.1917 | 716.5221
5485 | 85.0074 | 739.6803 | 85.0074 | 739.6803
5486 | 82.7288 | 752.3548 | 82.7288 | 752.3548
5487 | 81.4161 | 761.5665 | 81.4161 | 761.5665
5488 | 80.4442 | 766.2103 | 80.4442 | 766.2103
5489 | 80.9528 | 776.8515 | 80.9528 | 776.8515
5490 | 82.272 | 798.3561 | 82.272 | 798.3561
5491 | 83.9226 | 803.1656 | 83.9226 | 803.1656
5492 | 87.1985 | 805.7965 | 87.1985 | 805.7965
5493 | 91.1579 | 804.3498 | 91.1579 | 804.3498
5494 | 94.7477 | 802.0971 | 94.7477 | 802.0971
5495 | 99.7542 | 798.9193 | 99.7542 | 798.9193
5496 | 100.1758 | 796.9353 | 100.1758 | 796.9353
5497 | 97.5633 | 792.1559 | 97.5633 | 792.1559
5498 | 97.574 | 788.7256 | 97.574 | 788.7256
5499 | 98.9544 | 789.8954 | 98.9544 | 789.8954
5500 | 102.4545 | 791.4367 | 102.4545 | 791.4367
5501 | 109.5842 | 786.7288 | 109.5842 | 786.7288
5502 | 109.9835 | 776.5448 | 109.9835 | 776.5448
5503 | 105.5401 | 762.4104 | 105.5401 | 762.4104
5504 | 102.3784 | 749.7057 | 102.3784 | 749.7057
5505 | 101.0714 | 736.3264 | 101.0714 | 736.3264
5506 | 97.3386 | 729.7789 | 97.3386 | 729.7789
5507 | 92.7173 | 729.6376 | 92.7173 | 729.6376
5508 | 87.8806 | 746.6661 | 87.8806 | 746.6661
5509 | 84.7465 | 766.7872 | 84.7465 | 766.7872
5510 | 82.5306 | 776.5294 | 82.5306 | 776.5294
5511 | 81.2033 | 783.0181 | 81.2033 | 783.0181
5512 | 80.3361 | 785.7768 | 80.3361 | 785.7768
5513 | 80.8757 | 794.5504 | 80.8757 | 794.5504
5514 | 82.9927 | 812.1103 | 82.9927 | 812.1103
5515 | 85.2324 | 811.9627 | 85.2324 | 811.9627
5516 | 90.2195 | 812.4641 | 90.2195 | 812.4641
5517 | 93.7722 | 811.6283 | 93.7722 | 811.6283
5518 | 96.287 | 811.732 | 96.287 | 811.732
5519 | 101.7283 | 814.6807 | 101.7283 | 814.6807
5520 | 101.5393 | 822.6982 | 101.5393 | 822.6982
5521 | 98.8155 | 830.1718 | 98.8155 | 830.1718
5522 | 98.6586 | 839.0994 | 98.6586 | 839.0994
5523 | 100.2324 | 849.5725 | 100.2324 | 849.5725
5524 | 103.4906 | 852.2309 | 103.4906 | 852.2309
5525 | 110.6462 | 834.3098 | 110.6462 | 834.3098
5526 | 111.6866 | 806.2873 | 111.6866 | 806.2873
5527 | 106.4864 | 777.6657 | 106.4864 | 777.6657
5528 | 104.1813 | 750.6308 | 104.1813 | 750.6308
5529 | 101.2012 | 731.9279 | 101.2012 | 731.9279
5530 | 98.168 | 726.0785 | 98.168 | 726.0785
5531 | 92.4385 | 724.122 | 92.4385 | 724.122
5532 | 86.9398 | 735.6523 | 86.9398 | 735.6523
5533 | 83.496 | 762.8425 | 83.496 | 762.8425
5534 | 81.9191 | 784.8203 | 81.9191 | 784.8203
5535 | 80.7602 | 794.4159 | 80.7602 | 794.4159
5536 | 79.7394 | 794.1724 | 79.7394 | 794.1724
5537 | 80.6262 | 802.4922 | 80.6262 | 802.4922
5538 | 83.1996 | 825.5852 | 83.1996 | 825.5852
5539 | 86.8747 | 833.0303 | 86.8747 | 833.0303
5540 | 93.3071 | 838.4539 | 93.3071 | 838.4539
5541 | 96.7559 | 841.7898 | 96.7559 | 841.7898
5542 | 99.7758 | 845.1923 | 99.7758 | 845.1923
5543 | 105.431 | 842.0145 | 105.431 | 842.0145
5544 | 103.8806 | 838.0931 | 103.8806 | 838.0931
5545 | 100.2486 | 833.0169 | 100.2486 | 833.0169
5546 | 101.0098 | 823.9314 | 101.0098 | 823.9314
5547 | 102.489 | 804.1209 | 102.489 | 804.1209
5548 | 105.4145 | 786.8462 | 105.4145 | 786.8462
5549 | 112.6887 | 771.1768 | 112.6887 | 771.1768
5550 | 114.7539 | 749.0539 | 114.7539 | 749.0539
5551 | 109.2416 | 723.8533 | 109.2416 | 723.8533
5552 | 105.8723 | 703.1545 | 105.8723 | 703.1545
5553 | 103.1651 | 686.9126 | 103.1651 | 686.9126
5554 | 99.0422 | 682.3549 | 99.0422 | 682.3549
5555 | 93.3505 | 679.2638 | 93.3505 | 679.2638
5556 | 87.8545 | 684.336 | 87.8545 | 684.336
5557 | 84.0468 | 697.1611 | 84.0468 | 697.1611
5558 | 82.3335 | 703.7789 | 82.3335 | 703.7789
5559 | 81.0255 | 700.336 | 81.0255 | 700.336
5560 | 80.1949 | 686.2685 | 80.1949 | 686.2685
5561 | 81.167 | 682.5447 | 81.167 | 682.5447
5562 | 83.7345 | 692.7562 | 83.7345 | 692.7562
5563 | 87.7411 | 687.3722 | 87.7411 | 687.3722
5564 | 93.7644 | 681.5551 | 93.7644 | 681.5551
5565 | 97.4739 | 674.715 | 97.4739 | 674.715
5566 | 100.1155 | 676.0404 | 100.1155 | 676.0404
5567 | 106.111 | 678.3957 | 106.111 | 678.3957
5568 | 105.2939 | 678.1572 | 105.2939 | 678.1572
5569 | 100.9602 | 674.6519 | 100.9602 | 674.6519
5570 | 101.1603 | 672.6355 | 101.1603 | 672.6355
5571 | 102.5902 | 671.4839 | 102.5902 | 671.4839
5572 | 105.6385 | 662.2383 | 105.6385 | 662.2383
5573 | 112.9193 | 649.2219 | 112.9193 | 649.2219
5574 | 114.2033 | 623.259 | 114.2033 | 623.259
5575 | 108.8562 | 589.0345 | 108.8562 | 589.0345
5576 | 105.1214 | 566.8171 | 105.1214 | 566.8171
5577 | 102.3288 | 544.1869 | 102.3288 | 544.1869
5578 | 98.626 | 528.2489 | 98.626 | 528.2489
5579 | 92.7834 | 521.0908 | 92.7834 | 521.0908
5580 | 88.2457 | 531.2772 | 88.2457 | 531.2772
5581 | 84.4419 | 547.7153 | 84.4419 | 547.7153
5582 | 83.0409 | 557.7368 | 83.0409 | 557.7368
5583 | 81.0567 | 568.8685 | 81.0567 | 568.8685
5584 | 80.1141 | 576.2351 | 80.1141 | 576.2351
5585 | 81.1629 | 583.368 | 81.1629 | 583.368
5586 | 83.5006 | 599.0428 | 83.5006 | 599.0428
5587 | 86.8124 | 600.0298 | 86.8124 | 600.0298
5588 | 93.2072 | 603.0097 | 93.2072 | 603.0097
5589 | 96.4202 | 609.8365 | 96.4202 | 609.8365
5590 | 99.0561 | 620.535 | 99.0561 | 620.535
5591 | 106.036 | 624.6707 | 106.036 | 624.6707
5592 | 105.674 | 624.2402 | 105.674 | 624.2402
5593 | 101.4243 | 624.1734 | 101.4243 | 624.1734
5594 | 100.5931 | 627.6028 | 100.5931 | 627.6028
5595 | 102.377 | 633.2934 | 102.377 | 633.2934
5596 | 105.0701 | 634.9045 | 105.0701 | 634.9045
5597 | 111.3333 | 627.5434 | 111.3333 | 627.5434
5598 | 113.1725 | 609.5398 | 113.1725 | 609.5398
5599 | 108.8775 | 590.396 | 108.8775 | 590.396
5600 | 104.8277 | 578.18 | 104.8277 | 578.18
5601 | 102.2548 | 568.9723 | 102.2548 | 568.9723
5602 | 98.3768 | 566.5965 | 98.3768 | 566.5965
5603 | 92.9463 | 571.8486 | 92.9463 | 571.8486
5604 | 88.5241 | 593.1535 | 88.5241 | 593.1535
5605 | 85.0726 | 618.092 | 85.0726 | 618.092
5606 | 82.9237 | 633.3498 | 82.9237 | 633.3498
5607 | 81.2968 | 642.2299 | 81.2968 | 642.2299
5608 | 80.6638 | 646.6118 | 80.6638 | 646.6118
5609 | 80.8771 | 656.0836 | 80.8771 | 656.0836
5610 | 83.1974 | 677.2566 | 83.1974 | 677.2566
5611 | 85.5049 | 685.2428 | 85.5049 | 685.2428
5612 | 90.7706 | 699.3936 | 90.7706 | 699.3936
5613 | 94.7669 | 711.1426 | 94.7669 | 711.1426
5614 | 97.8372 | 717.4426 | 97.8372 | 717.4426
5615 | 103.3357 | 712.4146 | 103.3357 | 712.4146
5616 | 102.8072 | 708.4932 | 102.8072 | 708.4932
5617 | 100.4252 | 708.1646 | 100.4252 | 708.1646
5618 | 100.8952 | 709.3773 | 100.8952 | 709.3773
5619 | 102.28 | 712.2228 | 102.28 | 712.2228
5620 | 104.2707 | 711.9313 | 104.2707 | 711.9313
5621 | 110.2415 | 700.9746 | 110.2415 | 700.9746
5622 | 112.0205 | 684.8735 | 112.0205 | 684.8735
5623 | 107.4355 | 670.6868 | 107.4355 | 670.6868
5624 | 103.0621 | 653.217 | 103.0621 | 653.217
5625 | 100.0272 | 637.1148 | 100.0272 | 637.1148
5626 | 97.255 | 632.819 | 97.255 | 632.819
5627 | 92.8336 | 630.653 | 92.8336 | 630.653
5628 | 88.1499 | 645.2029 | 88.1499 | 645.2029
5629 | 84.817 | 668.1342 | 84.817 | 668.1342
5630 | 82.81 | 683.2174 | 82.81 | 683.2174
5631 | 81.2939 | 695.344 | 81.2939 | 695.344
5632 | 80.1943 | 703.182 | 80.1943 | 703.182
5633 | 80.4652 | 715.9352 | 80.4652 | 715.9352
5634 | 81.8543 | 737.2478 | 81.8543 | 737.2478
5635 | 83.2817 | 740.5911 | 83.2817 | 740.5911
5636 | 87.3312 | 741.1274 | 87.3312 | 741.1274
5637 | 90.9494 | 737.4815 | 90.9494 | 737.4815
5638 | 93.4052 | 733.3262 | 93.4052 | 733.3262
5639 | 99.4322 | 730.2183 | 99.4322 | 730.2183
5640 | 98.5605 | 729.9099 | 98.5605 | 729.9099
5641 | 96.2705 | 724.1181 | 96.2705 | 724.1181
5642 | 96.1947 | 710.7213 | 96.1947 | 710.7213
5643 | 97.2447 | 700.057 | 97.2447 | 700.057
5644 | 99.6163 | 688.455 | 99.6163 | 688.455
5645 | 105.1238 | 674.4961 | 105.1238 | 674.4961
5646 | 106.5899 | 664.347 | 106.5899 | 664.347
5647 | 102.7964 | 655.3967 | 102.7964 | 655.3967
5648 | 100.7661 | 652.6585 | 100.7661 | 652.6585
5649 | 97.9627 | 649.5425 | 97.9627 | 649.5425
5650 | 94.9875 | 648.0568 | 94.9875 | 648.0568
5651 | 90.1246 | 646.8682 | 90.1246 | 646.8682
5652 | 85.8664 | 660.0043 | 85.8664 | 660.0043
5653 | 82.6669 | 700.076 | 82.6669 | 700.076
5654 | 80.7639 | 742.685 | 80.7639 | 742.685
5655 | 79.4269 | 779.3003 | 79.4269 | 779.3003
5656 | 77.8647 | 804.7324 | 77.8647 | 804.7324
5657 | 78.4643 | 825.9162 | 78.4643 | 825.9162
5658 | 79.5907 | 845.9546 | 79.5907 | 845.9546
5659 | 80.9971 | 847.0987 | 80.9971 | 847.0987
5660 | 84.8013 | 845.0343 | 84.8013 | 845.0343
5661 | 87.7745 | 837.9498 | 87.7745 | 837.9498
5662 | 91.7379 | 831.7 | 91.7379 | 831.7
5663 | 96.6941 | 828.2604 | 96.6941 | 828.2604
5664 | 95.5794 | 829.9767 | 95.5794 | 829.9767
5665 | 93.5826 | 836.4729 | 93.5826 | 836.4729
5666 | 93.6486 | 849.3801 | 93.6486 | 849.3801
5667 | 95.2118 | 870.6576 | 95.2118 | 870.6576
5668 | 98.0459 | 884.2599 | 98.0459 | 884.2599
5669 | 104.7662 | 862.7956 | 104.7662 | 862.7956
5670 | 106.2795 | 821.752 | 106.2795 | 821.752
5671 | 102.6964 | 786.2708 | 102.6964 | 786.2708
5672 | 99.5588 | 763.5122 | 99.5588 | 763.5122
5673 | 97.0343 | 749.4348 | 97.0343 | 749.4348
5674 | 93.874 | 742.2414 | 93.874 | 742.2414
5675 | 89.312 | 743.0252 | 89.312 | 743.0252
5676 | 85.39 | 757.1039 | 85.39 | 757.1039
5677 | 81.934 | 777.4868 | 81.934 | 777.4868
5678 | 79.9811 | 786.6704 | 79.9811 | 786.6704
5679 | 78.7398 | 793.5083 | 78.7398 | 793.5083
5680 | 77.8242 | 797.227 | 77.8242 | 797.227
5681 | 78.3401 | 798.4777 | 78.3401 | 798.4777
5682 | 80.0499 | 804.7096 | 80.0499 | 804.7096
5683 | 81.8971 | 799.4478 | 81.8971 | 799.4478
5684 | 87.0955 | 798.8147 | 87.0955 | 798.8147
5685 | 89.974 | 790.8749 | 89.974 | 790.8749
5686 | 93.2572 | 779.0397 | 93.2572 | 779.0397
5687 | 99.4018 | 765.5637 | 99.4018 | 765.5637
5688 | 98.5665 | 757.4183 | 98.5665 | 757.4183
5689 | 95.0325 | 749.8112 | 95.0325 | 749.8112
5690 | 95.3479 | 742.2616 | 95.3479 | 742.2616
5691 | 97.0809 | 728.6824 | 97.0809 | 728.6824
5692 | 99.5856 | 702.471 | 99.5856 | 702.471
5693 | 106.6316 | 663.4823 | 106.6316 | 663.4823
5694 | 109.0975 | 612.0009 | 109.0975 | 612.0009
5695 | 105.1426 | 567.8796 | 105.1426 | 567.8796
5696 | 101.6709 | 548.5946 | 101.6709 | 548.5946
5697 | 98.7103 | 530.6073 | 98.7103 | 530.6073
5698 | 95.1656 | 520.342 | 95.1656 | 520.342
5699 | 89.4073 | 516.2559 | 89.4073 | 516.2559
5700 | 85.0632 | 526.4073 | 85.0632 | 526.4073
5701 | 81.609 | 542.5139 | 81.609 | 542.5139
5702 | 79.7959 | 554.1935 | 79.7959 | 554.1935
5703 | 79.1617 | 560.6474 | 79.1617 | 560.6474
5704 | 77.7542 | 564.8373 | 77.7542 | 564.8373
5705 | 78.9047 | 570.7658 | 78.9047 | 570.7658
5706 | 81.6571 | 584.1192 | 81.6571 | 584.1192
5707 | 84.2479 | 579.0494 | 84.2479 | 579.0494
5708 | 91.109 | 570.1952 | 91.109 | 570.1952
5709 | 94.4061 | 560.1085 | 94.4061 | 560.1085
5710 | 97.7475 | 556.4071 | 97.7475 | 556.4071
5711 | 103.4461 | 556.6853 | 103.4461 | 556.6853
5712 | 102.0229 | 554.1777 | 102.0229 | 554.1777
5713 | 98.3104 | 546.0818 | 98.3104 | 546.0818
5714 | 98.2238 | 540.749 | 98.2238 | 540.749
5715 | 100.2299 | 538.2709 | 100.2299 | 538.2709
5716 | 101.8395 | 527.6289 | 101.8395 | 527.6289
5717 | 109.564 | 504.0526 | 109.564 | 504.0526
5718 | 112.6077 | 479.905 | 112.6077 | 479.905
5719 | 107.7811 | 465.0201 | 107.7811 | 465.0201
5720 | 104.1337 | 454.4972 | 104.1337 | 454.4972
5721 | 101.6325 | 440.5768 | 101.6325 | 440.5768
5722 | 97.5889 | 429.2293 | 97.5889 | 429.2293
5723 | 91.833 | 423.9215 | 91.833 | 423.9215
5724 | 86.3099 | 433.0256 | 86.3099 | 433.0256
5725 | 83.0782 | 452.047 | 83.0782 | 452.047
5726 | 81.4909 | 463.0634 | 81.4909 | 463.0634
5727 | 80.057 | 470.3202 | 80.057 | 470.3202
5728 | 78.8662 | 479.2577 | 78.8662 | 479.2577
5729 | 79.627 | 499.2546 | 79.627 | 499.2546
5730 | 81.9772 | 529.2421 | 81.9772 | 529.2421
5731 | 84.9972 | 539.9163 | 84.9972 | 539.9163
5732 | 92.7424 | 548.6388 | 92.7424 | 548.6388
5733 | 95.882 | 555.5354 | 95.882 | 555.5354
5734 | 98.2278 | 564.2267 | 98.2278 | 564.2267
5735 | 104.6044 | 572.2024 | 104.6044 | 572.2024
5736 | 103.8877 | 582.5238 | 103.8877 | 582.5238
5737 | 99.2167 | 586.2447 | 99.2167 | 586.2447
5738 | 98.3699 | 584.0537 | 98.3699 | 584.0537
5739 | 99.6381 | 578.9923 | 99.6381 | 578.9923
5740 | 102.1485 | 555.1023 | 102.1485 | 555.1023
5741 | 108.2824 | 512.7798 | 108.2824 | 512.7798
5742 | 111.5384 | 474.7384 | 111.5384 | 474.7384
5743 | 106.9078 | 448.0368 | 106.9078 | 448.0368
5744 | 103.6533 | 428.1408 | 103.6533 | 428.1408
5745 | 100.922 | 414.0459 | 100.922 | 414.0459
5746 | 97.5061 | 410.3784 | 97.5061 | 410.3784
5747 | 91.5096 | 412.1047 | 91.5096 | 412.1047
5748 | 86.498 | 428.086 | 86.498 | 428.086
5749 | 83.2835 | 459.4652 | 83.2835 | 459.4652
5750 | 81.1877 | 491.3746 | 81.1877 | 491.3746
5751 | 79.8892 | 516.2256 | 79.8892 | 516.2256
5752 | 79.2561 | 536.5784 | 79.2561 | 536.5784
5753 | 80.1386 | 559.0538 | 80.1386 | 559.0538
5754 | 82.248 | 587.1039 | 82.248 | 587.1039
5755 | 84.632 | 597.0101 | 84.632 | 597.0101
5756 | 91.3231 | 602.3115 | 91.3231 | 602.3115
5757 | 95.0144 | 590.8983 | 95.0144 | 590.8983
5758 | 97.4582 | 574.6994 | 97.4582 | 574.6994
5759 | 104.7836 | 568.3274 | 104.7836 | 568.3274
5760 | 103.5492 | 565.8547 | 103.5492 | 565.8547
5761 | 99.2344 | 562.0178 | 99.2344 | 562.0178
5762 | 99.9793 | 561.7992 | 99.9793 | 561.7992
5763 | 100.7525 | 564.5749 | 100.7525 | 564.5749
5764 | 102.5659 | 563.0965 | 102.5659 | 563.0965
5765 | 108.6049 | 553.3442 | 108.6049 | 553.3442
5766 | 113.1478 | 533.8046 | 113.1478 | 533.8046
5767 | 107.7761 | 518.6055 | 107.7761 | 518.6055
5768 | 104.327 | 507.2797 | 104.327 | 507.2797
5769 | 101.7174 | 495.5935 | 101.7174 | 495.5935
5770 | 97.8222 | 490.1631 | 97.8222 | 490.1631
5771 | 92.9429 | 502.013 | 92.9429 | 502.013
5772 | 87.8405 | 537.7877 | 87.8405 | 537.7877
5773 | 84.3153 | 570.2317 | 84.3153 | 570.2317
5774 | 82.608 | 592.5062 | 82.608 | 592.5062
5775 | 81.0137 | 617.3048 | 81.0137 | 617.3048
5776 | 81.234 | 643.0511 | 81.234 | 643.0511
5777 | 82.2034 | 673.8523 | 82.2034 | 673.8523
5778 | 83.8435 | 712.5671 | 83.8435 | 712.5671
5779 | 85.334 | 730.9039 | 85.334 | 730.9039
5780 | 90.6629 | 742.7856 | 90.6629 | 742.7856
5781 | 94.2005 | 747.8146 | 94.2005 | 747.8146
5782 | 97.5914 | 753.6957 | 97.5914 | 753.6957
5783 | 103.6216 | 760.3448 | 103.6216 | 760.3448
5784 | 103.9357 | 769.8284 | 103.9357 | 769.8284
5785 | 100.6214 | 779.0824 | 100.6214 | 779.0824
5786 | 100.7264 | 792.3736 | 100.7264 | 792.3736
5787 | 101.8778 | 810.9805 | 101.8778 | 810.9805
5788 | 103.937 | 814.4069 | 103.937 | 814.4069
5789 | 109.1503 | 803.0138 | 109.1503 | 803.0138
5790 | 112.1102 | 787.9775 | 112.1102 | 787.9775
5791 | 107.7721 | 762.8119 | 107.7721 | 762.8119
5792 | 104.2069 | 740.7166 | 104.2069 | 740.7166
5793 | 101.6659 | 718.0166 | 101.6659 | 718.0166
5794 | 98.4402 | 707.472 | 98.4402 | 707.472
5795 | 93.8177 | 705.6551 | 93.8177 | 705.6551
5796 | 88.4379 | 818.8233 | 88.4379 | 818.8233
5797 | 85.2989 | 863.3404 | 85.2989 | 863.3404
5798 | 83.8453 | 895.4001 | 83.8453 | 895.4001
5799 | 82.6941 | 917.3667 | 82.6941 | 917.3667
5800 | 82.2232 | 940.5198 | 82.2232 | 940.5198
5801 | 82.8612 | 968.0438 | 82.8612 | 968.0438
5802 | 83.9545 | 982.4818 | 83.9545 | 982.4818
5803 | 84.3496 | 991.9932 | 84.3496 | 991.9932
5804 | 87.9385 | 1001.7823 | 87.9385 | 1001.7823
5805 | 92.4731 | 1014.4243 | 92.4731 | 1014.4243
5806 | 95.0356 | 1027.696 | 95.0356 | 1027.696
5807 | 100.7851 | 1042.3404 | 100.7851 | 1042.3404
5808 | 100.4722 | 1054.0128 | 100.4722 | 1054.0128
5809 | 98.2996 | 1062.5919 | 98.2996 | 1062.5919
5810 | 98.1741 | 1068.5427 | 98.1741 | 1068.5427
5811 | 97.9644 | 1076.514 | 97.9644 | 1076.514
5812 | 99.3553 | 1061.9997 | 99.3553 | 1061.9997
5813 | 103.8393 | 1024.6456 | 103.8393 | 1024.6456
5814 | 108.3926 | 988.1407 | 108.3926 | 988.1407
5815 | 104.7151 | 955.9152 | 104.7151 | 955.9152
5816 | 101.6623 | 919.2111 | 101.6623 | 919.2111
5817 | 99.4235 | 888.5933 | 99.4235 | 888.5933
5818 | 96.9598 | 868.6571 | 96.9598 | 868.6571
5819 | 91.4993 | 862.7252 | 91.4993 | 862.7252
5820 | 87.792 | 875.5569 | 87.792 | 875.5569
5821 | 84.3683 | 904.3467 | 84.3683 | 904.3467
5822 | 82.4031 | 921.3543 | 82.4031 | 921.3543
5823 | 81.1154 | 928.8445 | 81.1154 | 928.8445
5824 | 80.2791 | 939.9836 | 80.2791 | 939.9836
5825 | 80.6514 | 958.8298 | 80.6514 | 958.8298
5826 | 81.5602 | 970.6664 | 81.5602 | 970.6664
5827 | 83.242 | 981.2502 | 83.242 | 981.2502
5828 | 88.2859 | 988.5769 | 88.2859 | 988.5769
5829 | 91.9912 | 994.4871 | 91.9912 | 994.4871
5830 | 95.0216 | 998.9419 | 95.0216 | 998.9419
5831 | 100.1834 | 1003.5979 | 100.1834 | 1003.5979
5832 | 99.8888 | 1007.2676 | 99.8888 | 1007.2676
5833 | 96.7917 | 1009.0156 | 96.7917 | 1009.0156
5834 | 97.0389 | 1008.5921 | 97.0389 | 1008.5921
5835 | 97.7287 | 1010.6854 | 97.7287 | 1010.6854
5836 | 100.0911 | 990.9287 | 100.0911 | 990.9287
5837 | 106.0697 | 951.9066 | 106.0697 | 951.9066
5838 | 108.9971 | 906.4061 | 108.9971 | 906.4061
5839 | 105.4063 | 859.188 | 105.4063 | 859.188
5840 | 102.1884 | 820.2399 | 102.1884 | 820.2399
5841 | 99.8763 | 789.9795 | 99.8763 | 789.9795
5842 | 96.322 | 768.6533 | 96.322 | 768.6533
5843 | 91.8234 | 760.8548 | 91.8234 | 760.8548
5844 | 87.4166 | 776.6453 | 87.4166 | 776.6453
5845 | 84.3475 | 804.6011 | 84.3475 | 804.6011
5846 | 82.5787 | 819.1661 | 82.5787 | 819.1661
5847 | 81.1946 | 825.7032 | 81.1946 | 825.7032
5848 | 80.7547 | 837.1204 | 80.7547 | 837.1204
5849 | 81.455 | 862.4997 | 81.455 | 862.4997
5850 | 82.2965 | 879.0823 | 82.2965 | 879.0823
5851 | 85.1742 | 886.7669 | 85.1742 | 886.7669
5852 | 90.8041 | 886.1505 | 90.8041 | 886.1505
5853 | 94.0476 | 878.8553 | 94.0476 | 878.8553
5854 | 96.3125 | 865.2991 | 96.3125 | 865.2991
5855 | 102.6643 | 850.1569 | 102.6643 | 850.1569
5856 | 101.3389 | 833.9092 | 101.3389 | 833.9092
5857 | 97.56 | 819.0164 | 97.56 | 819.0164
5858 | 97.0515 | 809.3193 | 97.0515 | 809.3193
5859 | 98.103 | 808.2354 | 98.103 | 808.2354
5860 | 100.0611 | 799.7182 | 100.0611 | 799.7182
5861 | 104.9031 | 761.3315 | 104.9031 | 761.3315
5862 | 110.2032 | 699.7661 | 110.2032 | 699.7661
5863 | 105.9307 | 647.802 | 105.9307 | 647.802
5864 | 102.3303 | 628.4535 | 102.3303 | 628.4535
5865 | 99.6017 | 618.5275 | 99.6017 | 618.5275
5866 | 96.7533 | 610.2677 | 96.7533 | 610.2677
5867 | 90.9923 | 618.693 | 90.9923 | 618.693
5868 | 86.8076 | 660.7752 | 86.8076 | 660.7752
5869 | 83.4614 | 716.7106 | 83.4614 | 716.7106
5870 | 81.5805 | 748.7108 | 81.5805 | 748.7108
5871 | 80.3016 | 759.6761 | 80.3016 | 759.6761
5872 | 79.6569 | 764.5402 | 79.6569 | 764.5402
5873 | 80.7983 | 769.9228 | 80.7983 | 769.9228
5874 | 82.2595 | 762.0009 | 82.2595 | 762.0009
5875 | 85.6023 | 749.0135 | 85.6023 | 749.0135
5876 | 92.6027 | 737.1973 | 92.6027 | 737.1973
5877 | 96.3286 | 724.3618 | 96.3286 | 724.3618
5878 | 98.8316 | 702.8824 | 98.8316 | 702.8824
5879 | 105.3102 | 678.5261 | 105.3102 | 678.5261
5880 | 104.1212 | 652.7865 | 104.1212 | 652.7865
5881 | 99.5851 | 634.5973 | 99.5851 | 634.5973
5882 | 99.8925 | 620.9088 | 99.8925 | 620.9088
5883 | 100.4227 | 615.0193 | 100.4227 | 615.0193
5884 | 102.4914 | 605.1319 | 102.4914 | 605.1319
5885 | 107.359 | 589.6412 | 107.359 | 589.6412
5886 | 111.6481 | 574.6423 | 111.6481 | 574.6423
5887 | 106.468 | 562.3142 | 106.468 | 562.3142
5888 | 103.4919 | 552.5373 | 103.4919 | 552.5373
5889 | 101.0805 | 542.929 | 101.0805 | 542.929
5890 | 96.8462 | 529.9628 | 96.8462 | 529.9628
5891 | 91.2337 | 524.8253 | 91.2337 | 524.8253
5892 | 86.3078 | 539.3449 | 86.3078 | 539.3449
5893 | 82.671 | 574.8069 | 82.671 | 574.8069
5894 | 80.9217 | 596.6598 | 80.9217 | 596.6598
5895 | 79.6632 | 602.5614 | 79.6632 | 602.5614
5896 | 79.4912 | 609.3318 | 79.4912 | 609.3318
5897 | 80.5768 | 624.683 | 80.5768 | 624.683
5898 | 81.807 | 634.4941 | 81.807 | 634.4941
5899 | 85.7679 | 646.9247 | 85.7679 | 646.9247
5900 | 92.1749 | 664.9349 | 92.1749 | 664.9349
5901 | 95.9408 | 689.9681 | 95.9408 | 689.9681
5902 | 99.2934 | 713.9034 | 99.2934 | 713.9034
5903 | 106.0807 | 726.5621 | 106.0807 | 726.5621
5904 | 104.3881 | 729.1992 | 104.3881 | 729.1992
5905 | 99.9885 | 731.2054 | 99.9885 | 731.2054
5906 | 100.1088 | 732.4896 | 100.1088 | 732.4896
5907 | 101.0001 | 731.2865 | 101.0001 | 731.2865
5908 | 103.0052 | 718.4205 | 103.0052 | 718.4205
5909 | 107.8339 | 698.1639 | 107.8339 | 698.1639
5910 | 112.9184 | 669.8802 | 112.9184 | 669.8802
5911 | 108.7364 | 644.1283 | 108.7364 | 644.1283
5912 | 104.8036 | 622.6551 | 104.8036 | 622.6551
5913 | 102.0513 | 600.7151 | 102.0513 | 600.7151
5914 | 97.3654 | 579.23 | 97.3654 | 579.23
5915 | 91.815 | 574.2513 | 91.815 | 574.2513
5916 | 86.6167 | 593.5964 | 86.6167 | 593.5964
5917 | 83.0809 | 629.5747 | 83.0809 | 629.5747
5918 | 80.9828 | 653.5324 | 80.9828 | 653.5324
5919 | 79.7796 | 669.3431 | 79.7796 | 669.3431
5920 | 79.3499 | 691.0664 | 79.3499 | 691.0664
5921 | 80.0844 | 717.7762 | 80.0844 | 717.7762
5922 | 81.1852 | 743.8707 | 81.1852 | 743.8707
5923 | 85.1078 | 768.2755 | 85.1078 | 768.2755
5924 | 91.7444 | 781.9766 | 91.7444 | 781.9766
5925 | 96.0495 | 787.4301 | 96.0495 | 787.4301
5926 | 98.9711 | 789.1843 | 98.9711 | 789.1843
5927 | 105.362 | 787.5254 | 105.362 | 787.5254
5928 | 103.5491 | 779.6181 | 103.5491 | 779.6181
5929 | 98.7441 | 771.0202 | 98.7441 | 771.0202
5930 | 99.0376 | 765.0762 | 99.0376 | 765.0762
5931 | 98.8759 | 759.3456 | 98.8759 | 759.3456
5932 | 100.2391 | 738.9931 | 100.2391 | 738.9931
5933 | 105.1083 | 699.2362 | 105.1083 | 699.2362
5934 | 110.2144 | 640.0339 | 110.2144 | 640.0339
5935 | 106.5314 | 587.0372 | 106.5314 | 587.0372
5936 | 102.8183 | 563.5385 | 102.8183 | 563.5385
5937 | 99.6268 | 547.5757 | 99.6268 | 547.5757
5938 | 95.8973 | 539.018 | 95.8973 | 539.018
5939 | 90.6941 | 551.5141 | 90.6941 | 551.5141
5940 | 85.7094 | 592.4446 | 85.7094 | 592.4446
5941 | 82.7068 | 645.8183 | 82.7068 | 645.8183
5942 | 81.2069 | 687.3899 | 81.2069 | 687.3899
5943 | 79.8261 | 711.8784 | 79.8261 | 711.8784
5944 | 79.2155 | 727.5451 | 79.2155 | 727.5451
5945 | 80.0471 | 744.9417 | 80.0471 | 744.9417
5946 | 80.6118 | 753.3628 | 80.6118 | 753.3628
5947 | 82.9589 | 760.6898 | 82.9589 | 760.6898
5948 | 88.6585 | 768.9896 | 88.6585 | 768.9896
5949 | 92.5791 | 776.4487 | 92.5791 | 776.4487
5950 | 95.986 | 778.6994 | 95.986 | 778.6994
5951 | 100.8493 | 780.8731 | 100.8493 | 780.8731
5952 | 99.7224 | 785.5754 | 99.7224 | 785.5754
5953 | 96.8482 | 786.3107 | 96.8482 | 786.3107
5954 | 96.5848 | 780.7241 | 96.5848 | 780.7241
5955 | 97.954 | 773.6432 | 97.954 | 773.6432
5956 | 99.2768 | 754.8198 | 99.2768 | 754.8198
5957 | 104.0758 | 720.2855 | 104.0758 | 720.2855
5958 | 108.7476 | 660.3881 | 108.7476 | 660.3881
5959 | 104.3745 | 602.6454 | 104.3745 | 602.6454
5960 | 101.0479 | 574.6985 | 101.0479 | 574.6985
5961 | 98.377 | 553.9897 | 98.377 | 553.9897
5962 | 94.7968 | 538.879 | 94.7968 | 538.879
5963 | 90.5885 | 544.6632 | 90.5885 | 544.6632
5964 | 85.7234 | 582.9526 | 85.7234 | 582.9526
5965 | 82.6536 | 634.6384 | 82.6536 | 634.6384
5966 | 81.6745 | 669.8158 | 81.6745 | 669.8158
5967 | 79.591 | 680.9003 | 79.591 | 680.9003
5968 | 78.7804 | 685.963 | 78.7804 | 685.963
5969 | 79.0066 | 698.1369 | 79.0066 | 698.1369
5970 | 79.1448 | 703.0431 | 79.1448 | 703.0431
5971 | 80.8752 | 705.5448 | 80.8752 | 705.5448
5972 | 84.7221 | 704.7298 | 84.7221 | 704.7298
5973 | 88.9983 | 701.1083 | 88.9983 | 701.1083
5974 | 92.7672 | 692.6755 | 92.7672 | 692.6755
5975 | 97.7342 | 684.682 | 97.7342 | 684.682
5976 | 97.5988 | 678.5817 | 97.5988 | 678.5817
5977 | 95.6115 | 673.5582 | 95.6115 | 673.5582
5978 | 95.3451 | 667.4554 | 95.3451 | 667.4554
5979 | 95.7824 | 661.5262 | 95.7824 | 661.5262
5980 | 97.4925 | 639.8234 | 97.4925 | 639.8234
5981 | 100.3033 | 597.8623 | 100.3033 | 597.8623
5982 | 104.0119 | 546.8811 | 104.0119 | 546.8811
5983 | 102.6721 | 517.1775 | 102.6721 | 517.1775
5984 | 100.3996 | 490.9583 | 100.3996 | 490.9583
5985 | 98.0885 | 475.214 | 98.0885 | 475.214
5986 | 94.384 | 467.2718 | 94.384 | 467.2718
5987 | 90.2851 | 468.4093 | 90.2851 | 468.4093
5988 | 85.975 | 494.3671 | 85.975 | 494.3671
5989 | 82.3415 | 538.9636 | 82.3415 | 538.9636
5990 | 80.9958 | 573.9623 | 80.9958 | 573.9623
5991 | 79.5002 | 587.7872 | 79.5002 | 587.7872
5992 | 78.9461 | 601.1703 | 78.9461 | 601.1703
5993 | 78.969 | 624.7426 | 78.969 | 624.7426
5994 | 79.707 | 638.2869 | 79.707 | 638.2869
5995 | 81.4209 | 645.892 | 81.4209 | 645.892
5996 | 85.3958 | 650.2997 | 85.3958 | 650.2997
5997 | 89.1241 | 653.1121 | 89.1241 | 653.1121
5998 | 92.9638 | 652.9003 | 92.9638 | 652.9003
5999 | 97.6367 | 654.4386 | 97.6367 | 654.4386
6000 | 96.921 | 658.7438 | 96.921 | 658.7438
6001 | 95.3396 | 663.4109 | 95.3396 | 663.4109
6002 | 95.5037 | 665.4498 | 95.5037 | 665.4498
6003 | 96.142 | 664.8226 | 96.142 | 664.8226
6004 | 97.5873 | 655.3522 | 97.5873 | 655.3522
6005 | 99.8086 | 639.7821 | 99.8086 | 639.7821
6006 | 101.6947 | 611.9749 | 101.6947 | 611.9749
6007 | 102.4016 | 587.474 | 102.4016 | 587.474
6008 | 99.8849 | 568.1653 | 99.8849 | 568.1653
6009 | 97.6401 | 551.0905 | 97.6401 | 551.0905
6010 | 94.2221 | 531.1742 | 94.2221 | 531.1742
6011 | 89.1802 | 521.9459 | 89.1802 | 521.9459
6012 | 85.74 | 536.545 | 85.74 | 536.545
6013 | 82.3001 | 580.5259 | 82.3001 | 580.5259
6014 | 80.5772 | 621.1841 | 80.5772 | 621.1841
6015 | 78.9175 | 635.5849 | 78.9175 | 635.5849
6016 | 78.7977 | 637.649 | 78.7977 | 637.649
6017 | 78.7764 | 649.1081 | 78.7764 | 649.1081
6018 | 80.9085 | 651.7704 | 80.9085 | 651.7704
6019 | 83.4948 | 648.3544 | 83.4948 | 648.3544
6020 | 88.4443 | 640.5495 | 88.4443 | 640.5495
6021 | 91.1261 | 635.2798 | 91.1261 | 635.2798
6022 | 94.2584 | 632.3674 | 94.2584 | 632.3674
6023 | 99.4618 | 632.7539 | 99.4618 | 632.7539
6024 | 99.838 | 634.5173 | 99.838 | 634.5173
6025 | 96.5253 | 637.2781 | 96.5253 | 637.2781
6026 | 96.0686 | 639.5155 | 96.0686 | 639.5155
6027 | 96.9127 | 639.3252 | 96.9127 | 639.3252
6028 | 98.5569 | 609.4608 | 98.5569 | 609.4608
6029 | 101.3092 | 550.7597 | 101.3092 | 550.7597
6030 | 103.7416 | 490.1872 | 103.7416 | 490.1872
6031 | 104.6684 | 463.2835 | 104.6684 | 463.2835
6032 | 101.7787 | 444.3124 | 101.7787 | 444.3124
6033 | 99.1998 | 425.927 | 99.1998 | 425.927
6034 | 94.5181 | 407.8574 | 94.5181 | 407.8574
6035 | 89.159 | 396.9809 | 89.159 | 396.9809
6036 | 84.7452 | 410.4481 | 84.7452 | 410.4481
6037 | 81.2676 | 436.2989 | 81.2676 | 436.2989
6038 | 79.3504 | 454.3987 | 79.3504 | 454.3987
6039 | 78.8225 | 465.1456 | 78.8225 | 465.1456
6040 | 78.3409 | 480.5343 | 78.3409 | 480.5343
6041 | 79.4824 | 503.2924 | 79.4824 | 503.2924
6042 | 82.011 | 519.597 | 82.011 | 519.597
6043 | 85.5994 | 523.4093 | 85.5994 | 523.4093
6044 | 92.3676 | 514.7108 | 92.3676 | 514.7108
6045 | 96.4268 | 512.3602 | 96.4268 | 512.3602
6046 | 100.1341 | 523.3482 | 100.1341 | 523.3482
6047 | 105.0411 | 543.3344 | 105.0411 | 543.3344
6048 | 104.2347 | 563.3073 | 104.2347 | 563.3073
6049 | 100.0808 | 574.5474 | 100.0808 | 574.5474
6050 | 99.1501 | 576.7649 | 99.1501 | 576.7649
6051 | 99.9754 | 570.1804 | 99.9754 | 570.1804
6052 | 101.1877 | 542.143 | 101.1877 | 542.143
6053 | 103.7135 | 507.569 | 103.7135 | 507.569
6054 | 105.488 | 483.3362 | 105.488 | 483.3362
6055 | 106.2443 | 461.9729 | 106.2443 | 461.9729
6056 | 104.348 | 439.2685 | 104.348 | 439.2685
6057 | 101.5569 | 423.6036 | 101.5569 | 423.6036
6058 | 96.0575 | 413.9736 | 96.0575 | 413.9736
6059 | 90.8415 | 413.8799 | 90.8415 | 413.8799
6060 | 85.9405 | 431.7158 | 85.9405 | 431.7158
6061 | 82.4074 | 461.9353 | 82.4074 | 461.9353
6062 | 80.3857 | 490.2817 | 80.3857 | 490.2817
6063 | 79.474 | 513.4596 | 79.474 | 513.4596
6064 | 79.087 | 535.3219 | 79.087 | 535.3219
6065 | 79.8474 | 556.6701 | 79.8474 | 556.6701
6066 | 82.7076 | 562.8274 | 82.7076 | 562.8274
6067 | 86.5187 | 563.8 | 86.5187 | 563.8
6068 | 93.2276 | 565.0701 | 93.2276 | 565.0701
6069 | 97.6493 | 571.1987 | 97.6493 | 571.1987
6070 | 100.1907 | 581.8492 | 100.1907 | 581.8492
6071 | 105.2187 | 594.6469 | 105.2187 | 594.6469
6072 | 104.0805 | 608.4838 | 104.0805 | 608.4838
6073 | 98.7095 | 621.9479 | 98.7095 | 621.9479
6074 | 98.2139 | 629.7455 | 98.2139 | 629.7455
6075 | 99.4145 | 634.2615 | 99.4145 | 634.2615
6076 | 99.7521 | 635.2362 | 99.7521 | 635.2362
6077 | 102.0648 | 637.0814 | 102.0648 | 637.0814
6078 | 104.5785 | 632.7461 | 104.5785 | 632.7461
6079 | 105.242 | 625.3031 | 105.242 | 625.3031
6080 | 103.5052 | 617.3729 | 103.5052 | 617.3729
6081 | 100.8501 | 611.0809 | 100.8501 | 611.0809
6082 | 96.0771 | 604.6082 | 96.0771 | 604.6082
6083 | 89.854 | 604.0975 | 89.854 | 604.0975
6084 | 85.2564 | 611.6868 | 85.2564 | 611.6868
6085 | 81.9977 | 633.1093 | 81.9977 | 633.1093
6086 | 80.7073 | 668.3662 | 80.7073 | 668.3662
6087 | 79.0028 | 692.9738 | 79.0028 | 692.9738
6088 | 78.9137 | 712.2348 | 78.9137 | 712.2348
6089 | 79.9434 | 732.1731 | 79.9434 | 732.1731
6090 | 81.9207 | 737.9531 | 81.9207 | 737.9531
6091 | 86.1436 | 734.9343 | 86.1436 | 734.9343
6092 | 92.7464 | 729.1748 | 92.7464 | 729.1748
6093 | 96.5152 | 724.6001 | 96.5152 | 724.6001
6094 | 100.362 | 719.2253 | 100.362 | 719.2253
6095 | 104.2708 | 715.263 | 104.2708 | 715.263
6096 | 103.6124 | 713.9683 | 103.6124 | 713.9683
6097 | 98.8575 | 719.2708 | 98.8575 | 719.2708
6098 | 97.878 | 730.0272 | 97.878 | 730.0272
6099 | 98.759 | 736.7872 | 98.759 | 736.7872
6100 | 99.5395 | 715.1836 | 99.5395 | 715.1836
6101 | 101.8385 | 679.4778 | 101.8385 | 679.4778
6102 | 103.2715 | 640.1134 | 103.2715 | 640.1134
6103 | 104.4292 | 611.641 | 104.4292 | 611.641
6104 | 101.9916 | 586.4345 | 101.9916 | 586.4345
6105 | 99.0935 | 564.5739 | 99.0935 | 564.5739
6106 | 94.9177 | 541.8775 | 94.9177 | 541.8775
6107 | 90.2198 | 530.4053 | 90.2198 | 530.4053
6108 | 85.7394 | 535.5124 | 85.7394 | 535.5124
6109 | 82.3625 | 561.9391 | 82.3625 | 561.9391
6110 | 80.4064 | 591.7946 | 80.4064 | 591.7946
6111 | 79.1681 | 606.4337 | 79.1681 | 606.4337
6112 | 79.145 | 619.8763 | 79.145 | 619.8763
6113 | 79.6717 | 642.3564 | 79.6717 | 642.3564
6114 | 81.7244 | 653.7959 | 81.7244 | 653.7959
6115 | 84.0623 | 660.2294 | 84.0623 | 660.2294
6116 | 89.759 | 664.1803 | 89.759 | 664.1803
6117 | 94.7631 | 668.4423 | 94.7631 | 668.4423
6118 | 98.0019 | 673.2546 | 98.0019 | 673.2546
6119 | 102.3291 | 678.3275 | 102.3291 | 678.3275
6120 | 101.1936 | 682.8908 | 101.1936 | 682.8908
6121 | 98.2402 | 688.5906 | 98.2402 | 688.5906
6122 | 97.1901 | 693.3499 | 97.1901 | 693.3499
6123 | 96.6638 | 691.1341 | 96.6638 | 691.1341
6124 | 98.0558 | 680.3531 | 98.0558 | 680.3531
6125 | 98.6136 | 661.427 | 98.6136 | 661.427
6126 | 100.4001 | 626.7094 | 100.4001 | 626.7094
6127 | 102.1733 | 601.5731 | 102.1733 | 601.5731
6128 | 101.4124 | 579.6431 | 101.4124 | 579.6431
6129 | 97.9149 | 560.0265 | 97.9149 | 560.0265
6130 | 93.4076 | 539.4549 | 93.4076 | 539.4549
6131 | 88.948 | 523.1572 | 88.948 | 523.1572
6132 | 84.5791 | 517.3822 | 84.5791 | 517.3822
6133 | 81.591 | 525.6589 | 81.591 | 525.6589
6134 | 79.9121 | 540.8991 | 79.9121 | 540.8991
6135 | 78.9504 | 546.8802 | 78.9504 | 546.8802
6136 | 78.959 | 546.5812 | 78.959 | 546.5812
6137 | 79.009 | 552.9368 | 79.009 | 552.9368
6138 | 80.3438 | 556.8304 | 80.3438 | 556.8304
6139 | 81.7961 | 564.3759 | 81.7961 | 564.3759
6140 | 85.9659 | 570.253 | 85.9659 | 570.253
6141 | 89.6092 | 567.0683 | 89.6092 | 567.0683
6142 | 92.8077 | 557.9206 | 92.8077 | 557.9206
6143 | 97.1187 | 555.1299 | 97.1187 | 555.1299
6144 | 95.0817 | 561.0833 | 95.0817 | 561.0833
6145 | 92.5129 | 572.0651 | 92.5129 | 572.0651
6146 | 91.8955 | 585.7406 | 91.8955 | 585.7406
6147 | 91.9448 | 584.6567 | 91.9448 | 584.6567
6148 | 92.748 | 553.1839 | 92.748 | 553.1839
6149 | 96.0116 | 507.7279 | 96.0116 | 507.7279
6150 | 96.9492 | 474.996 | 96.9492 | 474.996
6151 | 99.1916 | 447.6157 | 99.1916 | 447.6157
6152 | 98.7593 | 417.5044 | 98.7593 | 417.5044
6153 | 95.6895 | 393.7574 | 95.6895 | 393.7574
6154 | 91.9606 | 375.2906 | 91.9606 | 375.2906
6155 | 87.3925 | 371.146 | 87.3925 | 371.146
6156 | 83.2933 | 393.847 | 83.2933 | 393.847
6157 | 80.3355 | 438.2251 | 80.3355 | 438.2251
6158 | 78.4303 | 487.7597 | 78.4303 | 487.7597
6159 | 77.239 | 530.2394 | 77.239 | 530.2394
6160 | 77.1429 | 564.3937 | 77.1429 | 564.3937
6161 | 77.526 | 596.8424 | 77.526 | 596.8424
6162 | 78.4415 | 617.3966 | 78.4415 | 617.3966
6163 | 80.7363 | 632.3888 | 80.7363 | 632.3888
6164 | 84.7498 | 643.6076 | 84.7498 | 643.6076
6165 | 87.8451 | 654.0454 | 87.8451 | 654.0454
6166 | 91.6249 | 660.8236 | 91.6249 | 660.8236
6167 | 96.0331 | 663.9307 | 96.0331 | 663.9307
6168 | 95.7896 | 663.1125 | 95.7896 | 663.1125
6169 | 93.7122 | 660.6507 | 93.7122 | 660.6507
6170 | 93.3591 | 656.3747 | 93.3591 | 656.3747
6171 | 94.2892 | 645.7393 | 94.2892 | 645.7393
6172 | 95.24 | 609.4211 | 95.24 | 609.4211
6173 | 97.2569 | 541.7244 | 97.2569 | 541.7244
6174 | 98.6226 | 480.1391 | 98.6226 | 480.1391
6175 | 99.9783 | 449.1051 | 99.9783 | 449.1051
6176 | 99.3175 | 420.6022 | 99.3175 | 420.6022
6177 | 96.7955 | 397.6693 | 96.7955 | 397.6693
6178 | 92.3206 | 381.9628 | 92.3206 | 381.9628
6179 | 87.6881 | 377.6394 | 87.6881 | 377.6394
6180 | 83.3985 | 389.7563 | 83.3985 | 389.7563
6181 | 80.1895 | 412.41 | 80.1895 | 412.41
6182 | 78.4032 | 426.0418 | 78.4032 | 426.0418
6183 | 77.4669 | 426.7208 | 77.4669 | 426.7208
6184 | 77.4272 | 430.2743 | 77.4272 | 430.2743
6185 | 77.9493 | 440.6014 | 77.9493 | 440.6014
6186 | 79.9071 | 436.8695 | 79.9071 | 436.8695
6187 | 82.8078 | 426.5431 | 82.8078 | 426.5431
6188 | 88.9146 | 434.0882 | 88.9146 | 434.0882
6189 | 92.7659 | 455.9442 | 92.7659 | 455.9442
6190 | 96.4687 | 468.8783 | 96.4687 | 468.8783
6191 | 101.5117 | 471.2507 | 101.5117 | 471.2507
6192 | 99.932 | 467.3148 | 99.932 | 467.3148
6193 | 96.3235 | 461.8743 | 96.3235 | 461.8743
6194 | 95.6114 | 457.7573 | 95.6114 | 457.7573
6195 | 96.3913 | 442.0779 | 96.3913 | 442.0779
6196 | 97.2262 | 402.384 | 97.2262 | 402.384
6197 | 99.2592 | 367.7107 | 99.2592 | 367.7107
6198 | 101.1582 | 362.9187 | 101.1582 | 362.9187
6199 | 102.0427 | 359.5266 | 102.0427 | 359.5266
6200 | 101.3093 | 353.8999 | 101.3093 | 353.8999
6201 | 98.9343 | 348.9384 | 98.9343 | 348.9384
6202 | 93.7486 | 341.2941 | 93.7486 | 341.2941
6203 | 88.3284 | 333.5949 | 88.3284 | 333.5949
6204 | 83.8705 | 328.3163 | 83.8705 | 328.3163
6205 | 80.2989 | 324.8968 | 80.2989 | 324.8968
6206 | 78.8244 | 340.276 | 78.8244 | 340.276
6207 | 77.6626 | 370.007 | 77.6626 | 370.007
6208 | 77.7281 | 398.4422 | 77.7281 | 398.4422
6209 | 78.6258 | 421.0216 | 78.6258 | 421.0216
6210 | 81.3066 | 422.7705 | 81.3066 | 422.7705
6211 | 85.3987 | 429.3629 | 85.3987 | 429.3629
6212 | 92.6 | 418.202 | 92.6 | 418.202
6213 | 96.1761 | 401.1169 | 96.1761 | 401.1169
6214 | 99.1955 | 384.4828 | 99.1955 | 384.4828
6215 | 104.209 | 368.4271 | 104.209 | 368.4271
6216 | 101.9423 | 355.0588 | 101.9423 | 355.0588
6217 | 97.5063 | 348.407 | 97.5063 | 348.407
6218 | 96.95 | 345.8587 | 96.95 | 345.8587
6219 | 97.0346 | 345.6684 | 97.0346 | 345.6684
6220 | 97.6995 | 342.9496 | 97.6995 | 342.9496
6221 | 100.0722 | 338.202 | 100.0722 | 338.202
6222 | 102.0735 | 331.9008 | 102.0735 | 331.9008
6223 | 102.2296 | 326.7812 | 102.2296 | 326.7812
6224 | 101.2894 | 322.8821 | 101.2894 | 322.8821
6225 | 98.6883 | 320.1446 | 98.6883 | 320.1446
6226 | 93.8207 | 314.7641 | 93.8207 | 314.7641
6227 | 87.6136 | 309.011 | 87.6136 | 309.011
6228 | 82.928 | 303.8516 | 82.928 | 303.8516
6229 | 80.0397 | 300.3129 | 80.0397 | 300.3129
6230 | 78.1443 | 295.0996 | 78.1443 | 295.0996
6231 | 77.2504 | 290.5362 | 77.2504 | 290.5362
6232 | 77.1275 | 296.6513 | 77.1275 | 296.6513
6233 | 78.0871 | 316.1527 | 78.0871 | 316.1527
6234 | 80.4795 | 326.1029 | 80.4795 | 326.1029
6235 | 84.5255 | 336.1306 | 84.5255 | 336.1306
6236 | 91.3817 | 340.3794 | 91.3817 | 340.3794
6237 | 94.833 | 342.1989 | 94.833 | 342.1989
6238 | 97.2187 | 350.665 | 97.2187 | 350.665
6239 | 102.4911 | 353.1565 | 102.4911 | 353.1565
6240 | 100.0537 | 358.951 | 100.0537 | 358.951
6241 | 96.1802 | 378.7298 | 96.1802 | 378.7298
6242 | 95.1887 | 402.5924 | 95.1887 | 402.5924
6243 | 95.9918 | 396.822 | 95.9918 | 396.822
6244 | 96.2318 | 362.7081 | 96.2318 | 362.7081
6245 | 98.2738 | 348.1309 | 98.2738 | 348.1309
6246 | 99.9521 | 345.2055 | 99.9521 | 345.2055
6247 | 100.5375 | 340.3242 | 100.5375 | 340.3242
6248 | 100.4552 | 332.8706 | 100.4552 | 332.8706
6249 | 97.5402 | 325.6253 | 97.5402 | 325.6253
6250 | 93.3094 | 315.896 | 93.3094 | 315.896
6251 | 87.7521 | 307.4224 | 87.7521 | 307.4224
6252 | 82.5875 | 302.958 | 82.5875 | 302.958
6253 | 78.914 | 302.3582 | 78.914 | 302.3582
6254 | 77.0831 | 302.5661 | 77.0831 | 302.5661
6255 | 76.3225 | 303.6423 | 76.3225 | 303.6423
6256 | 76.6193 | 310.6312 | 76.6193 | 310.6312
6257 | 77.3685 | 328.0277 | 77.3685 | 328.0277
6258 | 79.3941 | 338.5537 | 79.3941 | 338.5537
6259 | 83.1414 | 344.7886 | 83.1414 | 344.7886
6260 | 90.2509 | 347.7268 | 90.2509 | 347.7268
6261 | 93.5176 | 352.2072 | 93.5176 | 352.2072
6262 | 96.9321 | 360.2563 | 96.9321 | 360.2563
6263 | 102.3516 | 371.7235 | 102.3516 | 371.7235
6264 | 100.5288 | 386.4738 | 100.5288 | 386.4738
6265 | 96.6348 | 404.3067 | 96.6348 | 404.3067
6266 | 96.3778 | 421.5367 | 96.3778 | 421.5367
6267 | 96.2514 | 425.5165 | 96.2514 | 425.5165
6268 | 96.834 | 413.5639 | 96.834 | 413.5639
6269 | 98.5007 | 402.3426 | 98.5007 | 402.3426
6270 | 99.3268 | 393.4004 | 99.3268 | 393.4004
6271 | 99.219 | 389.214 | 99.219 | 389.214
6272 | 98.7606 | 383.6866 | 98.7606 | 383.6866
6273 | 95.7742 | 377.3747 | 95.7742 | 377.3747
6274 | 91.8898 | 368.8369 | 91.8898 | 368.8369
6275 | 86.9035 | 360.2043 | 86.9035 | 360.2043
6276 | 81.6278 | 354.6279 | 81.6278 | 354.6279
6277 | 78.684 | 360.7599 | 78.684 | 360.7599
6278 | 76.6282 | 395.6197 | 76.6282 | 395.6197
6279 | 75.606 | 414.4685 | 75.606 | 414.4685
6280 | 75.2173 | 427.4743 | 75.2173 | 427.4743
6281 | 75.8568 | 451.2253 | 75.8568 | 451.2253
6282 | 77.7956 | 468.225 | 77.7956 | 468.225
6283 | 80.7139 | 478.6499 | 80.7139 | 478.6499
6284 | 86.6632 | 482.8589 | 86.6632 | 482.8589
6285 | 91.2854 | 485.3337 | 91.2854 | 485.3337
6286 | 94.8751 | 487.0879 | 94.8751 | 487.0879
6287 | 99.915 | 491.307 | 99.915 | 491.307
6288 | 98.8495 | 496.5256 | 98.8495 | 496.5256
6289 | 94.7606 | 503.1587 | 94.7606 | 503.1587
6290 | 93.9697 | 509.6059 | 93.9697 | 509.6059
6291 | 94.3131 | 503.081 | 94.3131 | 503.081
6292 | 95.065 | 467.8551 | 95.065 | 467.8551
6293 | 96.7888 | 424.1465 | 96.7888 | 424.1465
6294 | 97.5016 | 388.5551 | 97.5016 | 388.5551
6295 | 97.8962 | 368.1052 | 97.8962 | 368.1052
6296 | 97.5931 | 355.7666 | 97.5931 | 355.7666
6297 | 95.0213 | 344.6094 | 95.0213 | 344.6094
6298 | 91.0628 | 330.7298 | 91.0628 | 330.7298
6299 | 86.7413 | 319.0193 | 86.7413 | 319.0193
6300 | 81.9386 | 313.1847 | 81.9386 | 313.1847
6301 | 78.4321 | 314.3126 | 78.4321 | 314.3126
6302 | 76.7965 | 316.0893 | 76.7965 | 316.0893
6303 | 75.7441 | 319.1314 | 75.7441 | 319.1314
6304 | 75.3138 | 329.1783 | 75.3138 | 329.1783
6305 | 75.8404 | 358.3108 | 75.8404 | 358.3108
6306 | 76.6136 | 382.7174 | 76.6136 | 382.7174
6307 | 78.0459 | 404.0641 | 78.0459 | 404.0641
6308 | 82.8464 | 426.4033 | 82.8464 | 426.4033
6309 | 87.5297 | 450.5032 | 87.5297 | 450.5032
6310 | 91.826 | 469.4542 | 91.826 | 469.4542
6311 | 96.5095 | 485.31 | 96.5095 | 485.31
6312 | 96.0468 | 500.9539 | 96.0468 | 500.9539
6313 | 93.5148 | 517.2775 | 93.5148 | 517.2775
6314 | 92.0033 | 531.5686 | 92.0033 | 531.5686
6315 | 92.0632 | 530.5244 | 92.0632 | 530.5244
6316 | 92.7438 | 512.9123 | 92.7438 | 512.9123
6317 | 94.9837 | 495.6345 | 94.9837 | 495.6345
6318 | 95.2003 | 478.3321 | 95.2003 | 478.3321
6319 | 96.18 | 460.5431 | 96.18 | 460.5431
6320 | 97.4119 | 447.8471 | 97.4119 | 447.8471
6321 | 94.5621 | 438.5565 | 94.5621 | 438.5565
6322 | 90.6 | 429.6017 | 90.6 | 429.6017
6323 | 86.1725 | 425.7946 | 86.1725 | 425.7946
6324 | 81.7229 | 432.1527 | 81.7229 | 432.1527
6325 | 78.7265 | 448.3526 | 78.7265 | 448.3526
6326 | 77.3464 | 468.9941 | 77.3464 | 468.9941
6327 | 76.0046 | 488.538 | 76.0046 | 488.538
6328 | 75.6782 | 511.711 | 75.6782 | 511.711
6329 | 75.9523 | 543.7427 | 75.9523 | 543.7427
6330 | 77.3162 | 564.7933 | 77.3162 | 564.7933
6331 | 79.1978 | 578.3558 | 79.1978 | 578.3558
6332 | 84.2524 | 586.2385 | 84.2524 | 586.2385
6333 | 88.6726 | 593.6182 | 88.6726 | 593.6182
6334 | 91.5976 | 601.4886 | 91.5976 | 601.4886
6335 | 96.4209 | 610.3544 | 96.4209 | 610.3544
6336 | 95.9244 | 617.3006 | 95.9244 | 617.3006
6337 | 92.529 | 623.2982 | 92.529 | 623.2982
6338 | 91.8555 | 626.1115 | 91.8555 | 626.1115
6339 | 92.3966 | 620.4603 | 92.3966 | 620.4603
6340 | 92.6731 | 609.2027 | 92.6731 | 609.2027
6341 | 94.6035 | 589.4426 | 94.6035 | 589.4426
6342 | 95.7797 | 562.4496 | 95.7797 | 562.4496
6343 | 96.6757 | 533.719 | 96.6757 | 533.719
6344 | 97.7919 | 507.2814 | 97.7919 | 507.2814
6345 | 95.0478 | 486.3542 | 95.0478 | 486.3542
6346 | 90.1473 | 466.835 | 90.1473 | 466.835
6347 | 85.7809 | 451.4111 | 85.7809 | 451.4111
6348 | 81.067 | 443.6702 | 81.067 | 443.6702
6349 | 78.1992 | 445.5725 | 78.1992 | 445.5725
6350 | 76.3247 | 454.1802 | 76.3247 | 454.1802
6351 | 75.5723 | 463.6761 | 75.5723 | 463.6761
6352 | 75.133 | 476.6024 | 75.133 | 476.6024
6353 | 75.353 | 499.2216 | 75.353 | 499.2216
6354 | 76.9415 | 513.7191 | 76.9415 | 513.7191
6355 | 79.6923 | 522.5157 | 79.6923 | 522.5157
6356 | 85.877 | 524.2425 | 85.877 | 524.2425
6357 | 89.5829 | 523.2819 | 89.5829 | 523.2819
6358 | 92.8078 | 520.2703 | 92.8078 | 520.2703
6359 | 98.4231 | 518.8696 | 98.4231 | 518.8696
6360 | 97.4662 | 520.7521 | 97.4662 | 520.7521
6361 | 92.9519 | 528.1397 | 92.9519 | 528.1397
6362 | 92.8825 | 535.5799 | 92.8825 | 535.5799
6363 | 93.7082 | 524.6664 | 93.7082 | 524.6664
6364 | 93.8989 | 493.3127 | 93.8989 | 493.3127
6365 | 96.245 | 454.37 | 96.245 | 454.37
6366 | 96.8244 | 421.2807 | 96.8244 | 421.2807
6367 | 96.6968 | 394.4366 | 96.6968 | 394.4366
6368 | 96.7364 | 375.9619 | 96.7364 | 375.9619
6369 | 95.2102 | 364.6856 | 95.2102 | 364.6856
6370 | 90.8381 | 353.0301 | 90.8381 | 353.0301
6371 | 86.0531 | 343.9607 | 86.0531 | 343.9607
6372 | 81.1782 | 339.6353 | 81.1782 | 339.6353
6373 | 77.7375 | 340.8029 | 77.7375 | 340.8029
6374 | 76.0961 | 343.9894 | 76.0961 | 343.9894
6375 | 75.4848 | 352.413 | 75.4848 | 352.413
6376 | 75.2741 | 368.457 | 75.2741 | 368.457
6377 | 75.9859 | 388.0577 | 75.9859 | 388.0577
6378 | 78.1368 | 398.2462 | 78.1368 | 398.2462
6379 | 82.319 | 403.8655 | 82.319 | 403.8655
6380 | 88.529 | 401.2832 | 88.529 | 401.2832
6381 | 92.6115 | 391.9227 | 92.6115 | 391.9227
6382 | 96.5703 | 381.7027 | 96.5703 | 381.7027
6383 | 100.9604 | 374.0667 | 100.9604 | 374.0667
6384 | 100.1744 | 368.8004 | 100.1744 | 368.8004
6385 | 95.4353 | 366.1797 | 95.4353 | 366.1797
6386 | 95.012 | 364.247 | 95.012 | 364.247
6387 | 95.0498 | 364.99 | 95.0498 | 364.99
6388 | 96.1331 | 365.6868 | 96.1331 | 365.6868
6389 | 98.2616 | 367.6114 | 98.2616 | 367.6114
6390 | 98.4074 | 367.3072 | 98.4074 | 367.3072
6391 | 98.5148 | 365.8613 | 98.5148 | 365.8613
6392 | 99.7353 | 361.4658 | 99.7353 | 361.4658
6393 | 96.7035 | 358.5297 | 96.7035 | 358.5297
6394 | 91.173 | 351.9379 | 91.173 | 351.9379
6395 | 85.5888 | 345.033 | 85.5888 | 345.033
6396 | 80.9384 | 339.4367 | 80.9384 | 339.4367
6397 | 77.8408 | 335.342 | 77.8408 | 335.342
6398 | 76.2323 | 331.2209 | 76.2323 | 331.2209
6399 | 75.1521 | 335.6729 | 75.1521 | 335.6729
6400 | 75.3451 | 351.9552 | 75.3451 | 351.9552
6401 | 75.8232 | 377.2948 | 75.8232 | 377.2948
6402 | 77.8122 | 390.5016 | 77.8122 | 390.5016
6403 | 81.7474 | 394.433 | 81.7474 | 394.433
6404 | 88.2278 | 391.9699 | 88.2278 | 391.9699
6405 | 92.4693 | 396.8078 | 92.4693 | 396.8078
6406 | 96.0078 | 405.7108 | 96.0078 | 405.7108
6407 | 100.7604 | 412.6504 | 100.7604 | 412.6504
6408 | 99.4955 | 421.8405 | 99.4955 | 421.8405
6409 | 94.9352 | 433.299 | 94.9352 | 433.299
6410 | 94.499 | 441.6328 | 94.499 | 441.6328
6411 | 95.1866 | 447.2806 | 95.1866 | 447.2806
6412 | 96.1518 | 447.4413 | 96.1518 | 447.4413
6413 | 97.8447 | 442.2568 | 97.8447 | 442.2568
6414 | 97.8082 | 432.8379 | 97.8082 | 432.8379
6415 | 97.3416 | 423.3297 | 97.3416 | 423.3297
6416 | 97.892 | 414.6647 | 97.892 | 414.6647
6417 | 96.5832 | 405.3543 | 96.5832 | 405.3543
6418 | 91.5867 | 392.0903 | 91.5867 | 392.0903
6419 | 85.8031 | 382.6436 | 85.8031 | 382.6436
6420 | 81.0721 | 381.277 | 81.0721 | 381.277
6421 | 77.6538 | 398.2911 | 77.6538 | 398.2911
6422 | 76.072 | 426.7765 | 76.072 | 426.7765
6423 | 75.3731 | 444.5332 | 75.3731 | 444.5332
6424 | 75.1331 | 463.7346 | 75.1331 | 463.7346
6425 | 75.8995 | 502.935 | 75.8995 | 502.935
6426 | 77.5718 | 543.2873 | 77.5718 | 543.2873
6427 | 81.8404 | 571.1077 | 81.8404 | 571.1077
6428 | 88.9653 | 574.4231 | 88.9653 | 574.4231
6429 | 93.2467 | 569.5108 | 93.2467 | 569.5108
6430 | 96.43 | 563.6198 | 96.43 | 563.6198
6431 | 100.9265 | 557.91 | 100.9265 | 557.91
6432 | 99.4312 | 552.5444 | 99.4312 | 552.5444
6433 | 94.7453 | 545.0983 | 94.7453 | 545.0983
6434 | 93.1886 | 532.1644 | 93.1886 | 532.1644
6435 | 94.2589 | 514.5389 | 94.2589 | 514.5389
6436 | 94.8533 | 486.3029 | 94.8533 | 486.3029
6437 | 97.1029 | 449.6637 | 97.1029 | 449.6637
6438 | 96.324 | 421.658 | 96.324 | 421.658
6439 | 95.7598 | 394.6153 | 95.7598 | 394.6153
6440 | 96.7198 | 377.5108 | 96.7198 | 377.5108
6441 | 94.8466 | 369.0344 | 94.8466 | 369.0344
6442 | 91.0143 | 359.4243 | 91.0143 | 359.4243
6443 | 85.6048 | 351.5066 | 85.6048 | 351.5066
6444 | 80.8886 | 347.221 | 80.8886 | 347.221
6445 | 77.7287 | 345.6879 | 77.7287 | 345.6879
6446 | 75.9109 | 346.5114 | 75.9109 | 346.5114
6447 | 74.8608 | 349.3946 | 74.8608 | 349.3946
6448 | 74.6229 | 359.2827 | 74.6229 | 359.2827
6449 | 74.8493 | 377.6721 | 74.8493 | 377.6721
6450 | 75.8702 | 391.8122 | 75.8702 | 391.8122
6451 | 79.0079 | 402.674 | 79.0079 | 402.674
6452 | 84.5181 | 412.8206 | 84.5181 | 412.8206
6453 | 89.1397 | 428.5206 | 89.1397 | 428.5206
6454 | 93.1014 | 441.6136 | 93.1014 | 441.6136
6455 | 98.3633 | 454.2127 | 98.3633 | 454.2127
6456 | 97.7851 | 466.6992 | 97.7851 | 466.6992
6457 | 93.5885 | 480.6797 | 93.5885 | 480.6797
6458 | 92.3449 | 488.1794 | 92.3449 | 488.1794
6459 | 91.1992 | 477.9411 | 91.1992 | 477.9411
6460 | 92.1029 | 451.671 | 92.1029 | 451.671
6461 | 93.7241 | 436.7165 | 93.7241 | 436.7165
6462 | 94.5679 | 424.0012 | 94.5679 | 424.0012
6463 | 93.9929 | 408.6746 | 93.9929 | 408.6746
6464 | 95.4688 | 395.7006 | 95.4688 | 395.7006
6465 | 92.3918 | 386.271 | 92.3918 | 386.271
6466 | 88.4299 | 375.9658 | 88.4299 | 375.9658
6467 | 84.4741 | 367.9687 | 84.4741 | 367.9687
6468 | 80.5007 | 364.3185 | 80.5007 | 364.3185
6469 | 77.6782 | 371.3243 | 77.6782 | 371.3243
6470 | 75.7039 | 407.6932 | 75.7039 | 407.6932
6471 | 74.2809 | 443.7786 | 74.2809 | 443.7786
6472 | 74.1263 | 471.4196 | 74.1263 | 471.4196
6473 | 74.0957 | 496.4415 | 74.0957 | 496.4415
6474 | 74.07 | 502.3406 | 74.07 | 502.3406
6475 | 75.2632 | 498.1701 | 75.2632 | 498.1701
6476 | 79.1437 | 488.9553 | 79.1437 | 488.9553
6477 | 82.9908 | 482.7721 | 82.9908 | 482.7721
6478 | 86.3299 | 478.986 | 86.3299 | 478.986
6479 | 90.248 | 477.3271 | 90.248 | 477.3271
6480 | 90.2497 | 478.5543 | 90.2497 | 478.5543
6481 | 88.0876 | 482.0697 | 88.0876 | 482.0697
6482 | 86.9792 | 481.1696 | 86.9792 | 481.1696
6483 | 86.7812 | 466.4831 | 86.7812 | 466.4831
6484 | 87.7647 | 438.8428 | 87.7647 | 438.8428
6485 | 89.0263 | 413.7211 | 89.0263 | 413.7211
6486 | 89.3268 | 389.0515 | 89.3268 | 389.0515
6487 | 90.2641 | 374.142 | 90.2641 | 374.142
6488 | 92.6151 | 366.0529 | 92.6151 | 366.0529
6489 | 90.8804 | 361.3495 | 90.8804 | 361.3495
6490 | 88.1149 | 355.3931 | 88.1149 | 355.3931
6491 | 83.3526 | 350.6527 | 83.3526 | 350.6527
6492 | 78.8824 | 349.3656 | 78.8824 | 349.3656
6493 | 76.0545 | 355.6168 | 76.0545 | 355.6168
6494 | 74.4845 | 389.5829 | 74.4845 | 389.5829
6495 | 73.5933 | 435.2994 | 73.5933 | 435.2994
6496 | 73.2465 | 470.4664 | 73.2465 | 470.4664
6497 | 73.4359 | 505.8739 | 73.4359 | 505.8739
6498 | 73.592 | 525.2168 | 73.592 | 525.2168
6499 | 75.8313 | 533.8346 | 75.8313 | 533.8346
6500 | 80.3511 | 534.1913 | 80.3511 | 534.1913
6501 | 84.938 | 530.7087 | 84.938 | 530.7087
6502 | 88.6975 | 527.5581 | 88.6975 | 527.5581
6503 | 94.488 | 528.4411 | 94.488 | 528.4411
6504 | 94.0151 | 530.125 | 94.0151 | 530.125
6505 | 90.9167 | 530.0659 | 90.9167 | 530.0659
6506 | 89.1639 | 520.0908 | 89.1639 | 520.0908
6507 | 89.556 | 504.0739 | 89.556 | 504.0739
6508 | 89.2962 | 477.0492 | 89.2962 | 477.0492
6509 | 91.9275 | 448.6311 | 91.9275 | 448.6311
6510 | 92.1642 | 424.6962 | 92.1642 | 424.6962
6511 | 92.4292 | 405.0407 | 92.4292 | 405.0407
6512 | 94.2278 | 393.6354 | 94.2278 | 393.6354
6513 | 92.1401 | 382.0214 | 92.1401 | 382.0214
6514 | 87.6533 | 367.5858 | 87.6533 | 367.5858
6515 | 82.7933 | 355.9746 | 82.7933 | 355.9746
6516 | 78.3541 | 352.0265 | 78.3541 | 352.0265
6517 | 75.2508 | 365.0294 | 75.2508 | 365.0294
6518 | 73.6807 | 410.374 | 73.6807 | 410.374
6519 | 72.9331 | 456.1302 | 72.9331 | 456.1302
6520 | 72.6349 | 484.7838 | 72.6349 | 484.7838
6521 | 72.7381 | 509.6072 | 72.7381 | 509.6072
6522 | 73.491 | 514.0567 | 73.491 | 514.0567
6523 | 76.4647 | 509.1911 | 76.4647 | 509.1911
6524 | 82.9014 | 502.6373 | 82.9014 | 502.6373
6525 | 87.7622 | 492.1449 | 87.7622 | 492.1449
6526 | 91.1404 | 480.3561 | 91.1404 | 480.3561
6527 | 96.1599 | 470.7145 | 96.1599 | 470.7145
6528 | 95.3949 | 462.8468 | 95.3949 | 462.8468
6529 | 92.093 | 459.1936 | 92.093 | 459.1936
6530 | 90.7543 | 447.4114 | 90.7543 | 447.4114
6531 | 92.0323 | 422.9152 | 92.0323 | 422.9152
6532 | 93.3463 | 399.6237 | 93.3463 | 399.6237
6533 | 94.942 | 381.0948 | 94.942 | 381.0948
6534 | 94.526 | 363.0974 | 94.526 | 363.0974
6535 | 93.8566 | 346.1425 | 93.8566 | 346.1425
6536 | 96.09 | 327.8664 | 96.09 | 327.8664
6537 | 94.2666 | 316.6298 | 94.2666 | 316.6298
6538 | 89.9534 | 310.7727 | 89.9534 | 310.7727
6539 | 84.5107 | 312.4067 | 84.5107 | 312.4067
6540 | 79.3257 | 192.882 | 79.3257 | 192.882
6541 | 76.02 | 204.2644 | 76.02 | 204.2644
6542 | 73.822 | 216.3863 | 73.822 | 216.3863
6543 | 72.8468 | 225.5601 | 72.8468 | 225.5601
6544 | 72.3644 | 241.1362 | 72.3644 | 241.1362
6545 | 72.7709 | 268.8417 | 72.7709 | 268.8417
6546 | 73.7419 | 283.2404 | 73.7419 | 283.2404
6547 | 77.9921 | 291.4429 | 77.9921 | 291.4429
6548 | 83.7423 | 290.7359 | 83.7423 | 290.7359
6549 | 88.4001 | 285.881 | 88.4001 | 285.881
6550 | 92.8709 | 280.1581 | 92.8709 | 280.1581
6551 | 99.1459 | 277.4122 | 99.1459 | 277.4122
6552 | 98.0808 | 273.0899 | 98.0808 | 273.0899
6553 | 93.2957 | 271.6081 | 93.2957 | 271.6081
6554 | 92.8791 | 271.5959 | 92.8791 | 271.5959
6555 | 94.1165 | 268.6269 | 94.1165 | 268.6269
6556 | 94.1385 | 269.1823 | 94.1385 | 269.1823
6557 | 96.4991 | 267.8892 | 96.4991 | 267.8892
6558 | 95.7708 | 264.1604 | 95.7708 | 264.1604
6559 | 95.26 | 260.2939 | 95.26 | 260.2939
6560 | 98.0453 | 253.6334 | 98.0453 | 253.6334
6561 | 95.0728 | 249.2355 | 95.0728 | 249.2355
6562 | 90.7383 | 245.1425 | 90.7383 | 245.1425
6563 | 85.5503 | 245.3008 | 85.5503 | 245.3008
6564 | 80.5515 | 250.433 | 80.5515 | 250.433
6565 | 77.186 | 262.0032 | 77.186 | 262.0032
6566 | 75.1655 | 284.3509 | 75.1655 | 284.3509
6567 | 73.9868 | 308.4114 | 73.9868 | 308.4114
6568 | 73.5573 | 329.7051 | 73.5573 | 329.7051
6569 | 74.1572 | 358.8898 | 74.1572 | 358.8898
6570 | 74.6932 | 370.7057 | 74.6932 | 370.7057
6571 | 79.2258 | 377.4758 | 79.2258 | 377.4758
6572 | 86.8682 | 381.8055 | 86.8682 | 381.8055
6573 | 90.8862 | 381.1183 | 90.8862 | 381.1183
6574 | 94.8372 | 378.3188 | 94.8372 | 378.3188
6575 | 100.0423 | 378.3788 | 100.0423 | 378.3788
6576 | 98.8403 | 375.8058 | 98.8403 | 375.8058
6577 | 94.0549 | 373.3495 | 94.0549 | 373.3495
6578 | 92.9061 | 370.1088 | 92.9061 | 370.1088
6579 | 94.1068 | 363.2185 | 94.1068 | 363.2185
6580 | 94.3678 | 361.508 | 94.3678 | 361.508
6581 | 96.006 | 362.5395 | 96.006 | 362.5395
6582 | 95.8051 | 361.558 | 95.8051 | 361.558
6583 | 94.908 | 361.0844 | 94.908 | 361.0844
6584 | 95.6706 | 359.3549 | 95.6706 | 359.3549
6585 | 94.1922 | 357.1288 | 94.1922 | 357.1288
6586 | 89.6328 | 353.1532 | 89.6328 | 353.1532
6587 | 83.821 | 351.8793 | 83.821 | 351.8793
6588 | 79.0999 | 354.5225 | 79.0999 | 354.5225
6589 | 75.567 | 361.291 | 75.567 | 361.291
6590 | 73.7868 | 373.1545 | 73.7868 | 373.1545
6591 | 72.1823 | 386.684 | 72.1823 | 386.684
6592 | 71.6983 | 402.6593 | 71.6983 | 402.6593
6593 | 71.9024 | 426.9953 | 71.9024 | 426.9953
6594 | 72.2947 | 433.9154 | 72.2947 | 433.9154
6595 | 76.6418 | 438.3258 | 76.6418 | 438.3258
6596 | 83.4879 | 440.1783 | 83.4879 | 440.1783
6597 | 87.1424 | 441.8744 | 87.1424 | 441.8744
6598 | 91.4154 | 443.1487 | 91.4154 | 443.1487
6599 | 97.4236 | 446.9422 | 97.4236 | 446.9422
6600 | 97.7937 | 449.8284 | 97.7937 | 449.8284
6601 | 93.2528 | 452.2209 | 93.2528 | 452.2209
6602 | 92.1176 | 448.17 | 92.1176 | 448.17
6603 | 92.034 | 434.5291 | 92.034 | 434.5291
6604 | 92.7341 | 431.6211 | 92.7341 | 431.6211
6605 | 94.338 | 431.7134 | 94.338 | 431.7134
6606 | 93.5395 | 429.1939 | 93.5395 | 429.1939
6607 | 92.1752 | 427.3701 | 92.1752 | 427.3701
6608 | 93.0797 | 423.2573 | 93.0797 | 423.2573
6609 | 92.2804 | 419.7399 | 92.2804 | 419.7399
6610 | 88.9981 | 412.6531 | 88.9981 | 412.6531
6611 | 83.1932 | 407.9157 | 83.1932 | 407.9157
6612 | 79.0762 | 407.6356 | 79.0762 | 407.6356
6613 | 75.7196 | 411.5512 | 75.7196 | 411.5512
6614 | 73.7689 | 419.9514 | 73.7689 | 419.9514
6615 | 72.8849 | 433.0699 | 72.8849 | 433.0699
6616 | 72.5849 | 451.2407 | 72.5849 | 451.2407
6617 | 72.5849 | 475.4006 | 72.5849 | 475.4006
6618 | 72.9283 | 480.5831 | 72.9283 | 480.5831
6619 | 76.9417 | 482.1641 | 76.9417 | 482.1641
6620 | 83.6567 | 479.8957 | 83.6567 | 479.8957
6621 | 88.9023 | 477.9758 | 88.9023 | 477.9758
6622 | 92.3367 | 475.8572 | 92.3367 | 475.8572
6623 | 97.8771 | 476.199 | 97.8771 | 476.199
6624 | 96.6481 | 476.8076 | 96.6481 | 476.8076
6625 | 92.5615 | 480.3859 | 92.5615 | 480.3859
6626 | 92.4211 | 476.9103 | 92.4211 | 476.9103
6627 | 92.4959 | 457.6575 | 92.4959 | 457.6575
6628 | 93.2613 | 427.9698 | 93.2613 | 427.9698
6629 | 94.428 | 408.5498 | 94.428 | 408.5498
6630 | 93.8395 | 391.0731 | 93.8395 | 391.0731
6631 | 93.4265 | 376.5581 | 93.4265 | 376.5581
6632 | 95.524 | 361.0807 | 95.524 | 361.0807
6633 | 94.6007 | 348.124 | 94.6007 | 348.124
6634 | 90.913 | 334.5918 | 90.913 | 334.5918
6635 | 85.377 | 326.0036 | 85.377 | 326.0036
6636 | 80.5915 | 323.7394 | 80.5915 | 323.7394
6637 | 77.0498 | 328.8525 | 77.0498 | 328.8525
6638 | 74.9363 | 348.3121 | 74.9363 | 348.3121
6639 | 73.876 | 373.6171 | 73.876 | 373.6171
6640 | 73.6231 | 397.6814 | 73.6231 | 397.6814
6641 | 73.6632 | 427.2771 | 73.6632 | 427.2771
6642 | 73.5306 | 437.3201 | 73.5306 | 437.3201
6643 | 76.3994 | 442.2236 | 76.3994 | 442.2236
6644 | 81.5687 | 442.4441 | 81.5687 | 442.4441
6645 | 85.4236 | 440.583 | 85.4236 | 440.583
6646 | 88.6436 | 438.0652 | 88.6436 | 438.0652
6647 | 94.0445 | 438.9235 | 94.0445 | 438.9235
6648 | 93.4151 | 438.2877 | 93.4151 | 438.2877
6649 | 89.2243 | 438.3086 | 89.2243 | 438.3086
6650 | 88.7466 | 433.9878 | 88.7466 | 433.9878
6651 | 89.431 | 420.382 | 89.431 | 420.382
6652 | 89.2752 | 395.9423 | 89.2752 | 395.9423
6653 | 89.9582 | 370.1472 | 89.9582 | 370.1472
6654 | 90.9077 | 349.1015 | 90.9077 | 349.1015
6655 | 90.2235 | 337.7916 | 90.2235 | 337.7916
6656 | 92.6403 | 327.8556 | 92.6403 | 327.8556
6657 | 92.7225 | 319.689 | 92.7225 | 319.689
6658 | 88.8896 | 309.4793 | 88.8896 | 309.4793
6659 | 84.4118 | 303.8262 | 84.4118 | 303.8262
6660 | 80.7071 | 304.7671 | 80.7071 | 304.7671
6661 | 77.331 | 311.1716 | 77.331 | 311.1716
6662 | 75.5275 | 324.6319 | 75.5275 | 324.6319
6663 | 74.4348 | 342.6696 | 74.4348 | 342.6696
6664 | 73.8787 | 360.946 | 73.8787 | 360.946
6665 | 73.5901 | 386.0686 | 73.5901 | 386.0686
6666 | 72.7504 | 395.7125 | 72.7504 | 395.7125
6667 | 75.4371 | 400.6747 | 75.4371 | 400.6747
6668 | 79.2114 | 399.4277 | 79.2114 | 399.4277
6669 | 83.8805 | 396.1577 | 83.8805 | 396.1577
6670 | 87.8842 | 390.3878 | 87.8842 | 390.3878
6671 | 92.9152 | 387.3836 | 92.9152 | 387.3836
6672 | 91.8807 | 384.9985 | 91.8807 | 384.9985
6673 | 88.6373 | 384.4676 | 88.6373 | 384.4676
6674 | 88.3428 | 378.5383 | 88.3428 | 378.5383
6675 | 88.8057 | 366.0596 | 88.8057 | 366.0596
6676 | 89.7962 | 352.738 | 89.7962 | 352.738
6677 | 90.73 | 334.4567 | 90.73 | 334.4567
6678 | 90.5753 | 314.7024 | 90.5753 | 314.7024
6679 | 89.6578 | 299.1073 | 89.6578 | 299.1073
6680 | 93.2147 | 286.5415 | 93.2147 | 286.5415
6681 | 91.7852 | 277.8466 | 91.7852 | 277.8466
6682 | 88.7168 | 266.9912 | 88.7168 | 266.9912
6683 | 83.7763 | 258.8961 | 83.7763 | 258.8961
6684 | 79.3891 | 256.9371 | 79.3891 | 256.9371
6685 | 76.0591 | 261.9093 | 76.0591 | 261.9093
6686 | 74.1974 | 273.7024 | 74.1974 | 273.7024
6687 | 73.3022 | 286.0227 | 73.3022 | 286.0227
6688 | 72.9489 | 298.6872 | 72.9489 | 298.6872
6689 | 72.7499 | 321.8374 | 72.7499 | 321.8374
6690 | 71.7973 | 327.2313 | 71.7973 | 327.2313
6691 | 75.9169 | 331.8413 | 75.9169 | 331.8413
6692 | 82.0321 | 335.3843 | 82.0321 | 335.3843
6693 | 86.2194 | 338.4189 | 86.2194 | 338.4189
6694 | 90.4291 | 339.6814 | 90.4291 | 339.6814
6695 | 96.2316 | 340.9977 | 96.2316 | 340.9977
6696 | 96.3449 | 340.5145 | 96.3449 | 340.5145
6697 | 91.5461 | 339.9484 | 91.5461 | 339.9484
6698 | 90.574 | 336.191 | 90.574 | 336.191
6699 | 91.2103 | 326.7531 | 91.2103 | 326.7531
6700 | 91.5335 | 311.7878 | 91.5335 | 311.7878
6701 | 93.6998 | 290.3954 | 93.6998 | 290.3954
6702 | 94.0762 | 267.0368 | 94.0762 | 267.0368
6703 | 91.558 | 246.4521 | 91.558 | 246.4521
6704 | 93.9849 | 227.8282 | 93.9849 | 227.8282
6705 | 93.4165 | 215.1416 | 93.4165 | 215.1416
6706 | 89.3498 | 203.4057 | 89.3498 | 203.4057
6707 | 83.7807 | 195.9681 | 83.7807 | 195.9681
6708 | 78.5129 | 195.547 | 78.5129 | 195.547
6709 | 75.6625 | 205.415 | 75.6625 | 205.415
6710 | 74.1568 | 230.4746 | 74.1568 | 230.4746
6711 | 73.0074 | 259.3722 | 73.0074 | 259.3722
6712 | 72.7221 | 276.8267 | 72.7221 | 276.8267
6713 | 72.8862 | 296.4901 | 72.8862 | 296.4901
6714 | 72.7684 | 298.7141 | 72.7684 | 298.7141
6715 | 77.756 | 299.6376 | 77.756 | 299.6376
6716 | 86.1154 | 298.2028 | 86.1154 | 298.2028
6717 | 91.3337 | 296.9639 | 91.3337 | 296.9639
6718 | 94.5663 | 296.1014 | 94.5663 | 296.1014
6719 | 100.4536 | 297.7229 | 100.4536 | 297.7229
6720 | 98.9435 | 299.0712 | 98.9435 | 299.0712
6721 | 93.5552 | 300.454 | 93.5552 | 300.454
6722 | 93.1174 | 293.4916 | 93.1174 | 293.4916
6723 | 93.5554 | 270.2001 | 93.5554 | 270.2001
6724 | 94.3077 | 246.6878 | 94.3077 | 246.6878
6725 | 96.9545 | 228.2892 | 96.9545 | 228.2892
6726 | 97.6763 | 208.8636 | 97.6763 | 208.8636
6727 | 93.3024 | 189.7229 | 93.3024 | 189.7229
6728 | 96.1789 | 174.0929 | 96.1789 | 174.0929
6729 | 95.3065 | 164.1183 | 95.3065 | 164.1183
6730 | 90.5343 | 155.1061 | 90.5343 | 155.1061
6731 | 84.5838 | 152.0828 | 84.5838 | 152.0828
6732 | 79.3742 | 156.6514 | 79.3742 | 156.6514
6733 | 75.5677 | 173.1174 | 75.5677 | 173.1174
6734 | 73.9034 | 193.7862 | 73.9034 | 193.7862
6735 | 73.0385 | 208.701 | 73.0385 | 208.701
6736 | 72.8339 | 224.1832 | 72.8339 | 224.1832
6737 | 72.5513 | 248.7775 | 72.5513 | 248.7775
6738 | 73.0997 | 256.8952 | 73.0997 | 256.8952
6739 | 77.9505 | 262.5618 | 77.9505 | 262.5618
6740 | 85.7934 | 265.5647 | 85.7934 | 265.5647
6741 | 91.9501 | 269.1393 | 91.9501 | 269.1393
6742 | 94.7365 | 271.3646 | 94.7365 | 271.3646
6743 | 100.8151 | 274.2658 | 100.8151 | 274.2658
6744 | 98.5859 | 274.9331 | 98.5859 | 274.9331
6745 | 92.9516 | 273.287 | 92.9516 | 273.287
6746 | 92.4953 | 255.3943 | 92.4953 | 255.3943
6747 | 92.7734 | 228.4516 | 92.7734 | 228.4516
6748 | 92.9152 | 209.9172 | 92.9152 | 209.9172
6749 | 94.4628 | 192.1643 | 94.4628 | 192.1643
6750 | 94.2577 | 175.5798 | 94.2577 | 175.5798
6751 | 91.4965 | 165.5496 | 91.4965 | 165.5496
6752 | 93.8195 | 156.5529 | 93.8195 | 156.5529
6753 | 93.3082 | 151.8144 | 93.3082 | 151.8144
6754 | 89.1062 | 146.383 | 89.1062 | 146.383
6755 | 83.2157 | 145.2969 | 83.2157 | 145.2969
6756 | 77.7567 | 151.8262 | 77.7567 | 151.8262
6757 | 74.4669 | 170.0062 | 74.4669 | 170.0062
6758 | 72.6635 | 192.6943 | 72.6635 | 192.6943
6759 | 71.9644 | 210.9904 | 71.9644 | 210.9904
6760 | 71.6482 | 229.5368 | 71.6482 | 229.5368
6761 | 71.2615 | 257.1601 | 71.2615 | 257.1601
6762 | 71.4178 | 267.1327 | 71.4178 | 267.1327
6763 | 76.6202 | 272.7993 | 76.6202 | 272.7993
6764 | 83.9542 | 272.8555 | 83.9542 | 272.8555
6765 | 89.0739 | 271.323 | 89.0739 | 271.323
6766 | 92.7831 | 271.7286 | 92.7831 | 271.7286
6767 | 98.1261 | 273.1622 | 98.1261 | 273.1622
6768 | 97.2318 | 272.362 | 97.2318 | 272.362
6769 | 91.9256 | 269.4831 | 91.9256 | 269.4831
6770 | 90.7011 | 261.9454 | 90.7011 | 261.9454
6771 | 90.6886 | 254.0102 | 90.6886 | 254.0102
6772 | 91.7543 | 248.5311 | 91.7543 | 248.5311
6773 | 93.6341 | 239.8064 | 93.6341 | 239.8064
6774 | 92.9473 | 228.916 | 92.9473 | 228.916
6775 | 90.512 | 218.4749 | 90.512 | 218.4749
6776 | 92.4152 | 205.8856 | 92.4152 | 205.8856
6777 | 92.7501 | 195.5118 | 92.7501 | 195.5118
6778 | 89.3721 | 184.3277 | 89.3721 | 184.3277
6779 | 83.6931 | 176.8901 | 83.6931 | 176.8901
6780 | 78.2006 | 176.4925 | 78.2006 | 176.4925
6781 | 74.8841 | 185.6208 | 74.8841 | 185.6208
6782 | 72.9343 | 211.1031 | 72.9343 | 211.1031
6783 | 72.0591 | 229.2113 | 72.0591 | 229.2113
6784 | 71.5892 | 240.831 | 71.5892 | 240.831
6785 | 70.9185 | 261.8092 | 70.9185 | 261.8092
6786 | 70.7118 | 267.2853 | 70.7118 | 267.2853
6787 | 75.1992 | 270.0403 | 75.1992 | 270.0403
6788 | 81.5847 | 270.4839 | 81.5847 | 270.4839
6789 | 86.3383 | 270.2195 | 86.3383 | 270.2195
6790 | 89.9644 | 269.2748 | 89.9644 | 269.2748
6791 | 95.067 | 269.8397 | 95.067 | 269.8397
6792 | 95.6134 | 270.1196 | 95.6134 | 270.1196
6793 | 90.3322 | 270.0701 | 90.3322 | 270.0701
6794 | 89.3953 | 258.0359 | 89.3953 | 258.0359
6795 | 90.4773 | 241.495 | 90.4773 | 241.495
6796 | 90.8159 | 227.8799 | 90.8159 | 227.8799
6797 | 92.2517 | 213.015 | 92.2517 | 213.015
6798 | 91.5429 | 194.1765 | 91.5429 | 194.1765
6799 | 89.7342 | 179.1566 | 89.7342 | 179.1566
6800 | 90.8721 | 165.3698 | 90.8721 | 165.3698
6801 | 91.6968 | 157.0624 | 91.6968 | 157.0624
6802 | 88.9663 | 147.6392 | 88.9663 | 147.6392
6803 | 84.0022 | 141.7866 | 84.0022 | 141.7866
6804 | 78.7414 | 143.5493 | 78.7414 | 143.5493
6805 | 75.5672 | 161.2362 | 75.5672 | 161.2362
6806 | 73.4435 | 193.164 | 73.4435 | 193.164
6807 | 72.3063 | 217.4241 | 72.3063 | 217.4241
6808 | 72.0143 | 231.4857 | 72.0143 | 231.4857
6809 | 71.4013 | 253.3445 | 71.4013 | 253.3445
6810 | 70.1548 | 258.6914 | 70.1548 | 258.6914
6811 | 73.5338 | 261.012 | 73.5338 | 261.012
6812 | 79.4383 | 261.5378 | 79.4383 | 261.5378
6813 | 84.296 | 261.1207 | 84.296 | 261.1207
6814 | 87.2558 | 259.2134 | 87.2558 | 259.2134
6815 | 92.2427 | 258.8743 | 92.2427 | 258.8743
6816 | 91.5594 | 257.6397 | 91.5594 | 257.6397
6817 | 88.254 | 252.3423 | 88.254 | 252.3423
6818 | 87.9446 | 232.7942 | 87.9446 | 232.7942
6819 | 88.4806 | 221.0434 | 88.4806 | 221.0434
6820 | 88.5017 | 209.5885 | 88.5017 | 209.5885
6821 | 89.8405 | 184.7092 | 89.8405 | 184.7092
6822 | 89.7028 | 158.8969 | 89.7028 | 158.8969
6823 | 87.7513 | 143.8536 | 87.7513 | 143.8536
6824 | 89.703 | 132.0509 | 89.703 | 132.0509
6825 | 90.2287 | 125.8684 | 90.2287 | 125.8684
6826 | 87.3624 | 119.5447 | 87.3624 | 119.5447
6827 | 82.5754 | 118.1064 | 82.5754 | 118.1064
6828 | 77.5565 | 124.1425 | 77.5565 | 124.1425
6829 | 74.1278 | 145.3751 | 74.1278 | 145.3751
6830 | 72.3497 | 179.8387 | 72.3497 | 179.8387
6831 | 70.8135 | 207.0691 | 70.8135 | 207.0691
6832 | 70.8134 | 224.4885 | 70.8134 | 224.4885
6833 | 69.4086 | 246.8404 | 69.4086 | 246.8404
6834 | 68.4824 | 253.3613 | 68.4824 | 253.3613
6835 | 71.6696 | 259.8028 | 71.6696 | 259.8028
6836 | 77.5927 | 263.3693 | 77.5927 | 263.3693
6837 | 81.4459 | 264.5841 | 81.4459 | 264.5841
6838 | 84.5767 | 264.1913 | 84.5767 | 264.1913
6839 | 91.0544 | 264.2278 | 91.0544 | 264.2278
6840 | 90.4455 | 262.0188 | 90.4455 | 262.0188
6841 | 87.2159 | 259.9147 | 87.2159 | 259.9147
6842 | 86.9032 | 256.0635 | 86.9032 | 256.0635
6843 | 86.6146 | 250.8521 | 86.6146 | 250.8521
6844 | 87.8003 | 248.2376 | 87.8003 | 248.2376
6845 | 88.7027 | 241.767 | 88.7027 | 241.767
6846 | 88.0468 | 232.4851 | 88.0468 | 232.4851
6847 | 86.1987 | 224.756 | 86.1987 | 224.756
6848 | 88.195 | 217.0389 | 88.195 | 217.0389
6849 | 88.3663 | 211.5726 | 88.3663 | 211.5726
6850 | 85.0379 | 203.9692 | 85.0379 | 203.9692
6851 | 79.9051 | 201.7913 | 79.9051 | 201.7913
6852 | 75.1369 | 205.538 | 75.1369 | 205.538
6853 | 72.1193 | 214.9716 | 72.1193 | 214.9716
6854 | 70.1815 | 228.7606 | 70.1815 | 228.7606
6855 | 69.6984 | 245.5304 | 69.6984 | 245.5304
6856 | 69.8022 | 263.0319 | 69.8022 | 263.0319
6857 | 68.727 | 286.8044 | 68.727 | 286.8044
6858 | 68.1705 | 292.9849 | 68.1705 | 292.9849
6859 | 71.7813 | 295.916 | 71.7813 | 295.916
6860 | 78.0642 | 295.3968 | 78.0642 | 295.3968
6861 | 82.8722 | 293.6296 | 82.8722 | 293.6296
6862 | 86.3655 | 291.0766 | 86.3655 | 291.0766
6863 | 92.358 | 291.4653 | 92.358 | 291.4653
6864 | 91.3907 | 292.074 | 91.3907 | 292.074
6865 | 87.5171 | 292.1888 | 87.5171 | 292.1888
6866 | 87.0421 | 288.772 | 87.0421 | 288.772
6867 | 87.0713 | 284.4528 | 87.0713 | 284.4528
6868 | 89.1128 | 283.5289 | 89.1128 | 283.5289
6869 | 89.8322 | 279.6647 | 89.8322 | 279.6647
6870 | 89.2821 | 271.7212 | 89.2821 | 271.7212
6871 | 87.4766 | 264.7669 | 87.4766 | 264.7669
6872 | 90.2561 | 256.6272 | 90.2561 | 256.6272
6873 | 91.0078 | 250.7852 | 91.0078 | 250.7852
6874 | 88.1597 | 243.0292 | 88.1597 | 243.0292
6875 | 81.6777 | 239.3133 | 81.6777 | 239.3133
6876 | 76.455 | 241.1112 | 76.455 | 241.1112
6877 | 73.054 | 247.2809 | 73.054 | 247.2809
6878 | 71.4469 | 256.0568 | 71.4469 | 256.0568
6879 | 70.7422 | 267.1208 | 70.7422 | 267.1208
6880 | 70.4329 | 283.8005 | 70.4329 | 283.8005
6881 | 69.3409 | 309.3575 | 69.3409 | 309.3575
6882 | 69.7001 | 318.4261 | 69.7001 | 318.4261
6883 | 75.0957 | 324.1279 | 75.0957 | 324.1279
6884 | 82.9771 | 326.5439 | 82.9771 | 326.5439
6885 | 87.8598 | 328.827 | 87.8598 | 328.827
6886 | 91.0148 | 329.9722 | 91.0148 | 329.9722
6887 | 97.9841 | 332.2394 | 97.9841 | 332.2394
6888 | 96.8544 | 332.6015 | 96.8544 | 332.6015
6889 | 91.5512 | 331.4484 | 91.5512 | 331.4484
6890 | 90.8411 | 325.9652 | 90.8411 | 325.9652
6891 | 91.6396 | 317.5252 | 91.6396 | 317.5252
6892 | 91.9009 | 312.2692 | 91.9009 | 312.2692
6893 | 94.3641 | 305.0942 | 94.3641 | 305.0942
6894 | 93.9025 | 293.6168 | 93.9025 | 293.6168
6895 | 90.626 | 282.9057 | 90.626 | 282.9057
6896 | 91.886 | 270.152 | 91.886 | 270.152
6897 | 92.5787 | 260.6001 | 92.5787 | 260.6001
6898 | 88.3913 | 250.6017 | 88.3913 | 250.6017
6899 | 82.7253 | 244.1855 | 82.7253 | 244.1855
6900 | 77.6678 | 242.9896 | 77.6678 | 242.9896
6901 | 73.9335 | 246.2712 | 73.9335 | 246.2712
6902 | 71.8251 | 254.0492 | 71.8251 | 254.0492
6903 | 70.9598 | 267.0503 | 70.9598 | 267.0503
6904 | 70.6743 | 284.1292 | 70.6743 | 284.1292
6905 | 69.7525 | 307.9134 | 69.7525 | 307.9134
6906 | 69.9969 | 314.8101 | 69.9969 | 314.8101
6907 | 75.3714 | 317.8821 | 75.3714 | 317.8821
6908 | 83.1912 | 317.8091 | 83.1912 | 317.8091
6909 | 88.0385 | 318.026 | 88.0385 | 318.026
6910 | 91.2462 | 317.8797 | 91.2462 | 317.8797
6911 | 97.068 | 320.4874 | 97.068 | 320.4874
6912 | 96.8037 | 321.4013 | 96.8037 | 321.4013
6913 | 91.7104 | 316.7965 | 91.7104 | 316.7965
6914 | 91.2867 | 305.4315 | 91.2867 | 305.4315
6915 | 91.2533 | 290.3582 | 91.2533 | 290.3582
6916 | 92.2924 | 276.8839 | 92.2924 | 276.8839
6917 | 94.1494 | 261.9603 | 94.1494 | 261.9603
6918 | 94.2695 | 245.9277 | 94.2695 | 245.9277
6919 | 89.8376 | 231.1192 | 89.8376 | 231.1192
6920 | 90.5127 | 217.1563 | 90.5127 | 217.1563
6921 | 92.0919 | 206.2073 | 92.0919 | 206.2073
6922 | 88.7923 | 193.0742 | 88.7923 | 193.0742
6923 | 83.2508 | 185.3783 | 83.2508 | 185.3783
6924 | 78.2035 | 184.9103 | 78.2035 | 184.9103
6925 | 74.3585 | 191.9489 | 74.3585 | 191.9489
6926 | 72.5185 | 210.6805 | 72.5185 | 210.6805
6927 | 71.6128 | 234.7762 | 71.6128 | 234.7762
6928 | 71.2978 | 252.63 | 71.2978 | 252.63
6929 | 70.1815 | 276.6607 | 70.1815 | 276.6607
6930 | 70.4491 | 281.1271 | 70.4491 | 281.1271
6931 | 75.731 | 285.5023 | 75.731 | 285.5023
6932 | 83.688 | 289.2919 | 83.688 | 289.2919
6933 | 88.2917 | 293.4183 | 88.2917 | 293.4183
6934 | 91.6629 | 295.714 | 91.6629 | 295.714
6935 | 97.9618 | 297.5351 | 97.9618 | 297.5351
6936 | 97.1836 | 296.3827 | 97.1836 | 296.3827
6937 | 91.5616 | 293.4803 | 91.5616 | 293.4803
6938 | 90.3267 | 287.0461 | 90.3267 | 287.0461
6939 | 91.9765 | 279.4632 | 91.9765 | 279.4632
6940 | 92.1616 | 272.8687 | 92.1616 | 272.8687
6941 | 93.6742 | 261.162 | 93.6742 | 261.162
6942 | 93.9637 | 244.4837 | 93.9637 | 244.4837
6943 | 89.7116 | 231.671 | 89.7116 | 231.671
6944 | 91.6969 | 213.5168 | 91.6969 | 213.5168
6945 | 92.3097 | 199.6797 | 92.3097 | 199.6797
6946 | 89.0468 | 183.3063 | 89.0468 | 183.3063
6947 | 84.0443 | 173.6028 | 84.0443 | 173.6028
6948 | 78.6522 | 172.043 | 78.6522 | 172.043
6949 | 75.0107 | 179.4689 | 75.0107 | 179.4689
6950 | 72.9901 | 201.6052 | 72.9901 | 201.6052
6951 | 71.7628 | 230.8432 | 71.7628 | 230.8432
6952 | 71.467 | 248.9318 | 71.467 | 248.9318
6953 | 69.3427 | 269.4757 | 69.3427 | 269.4757
6954 | 69.4729 | 272.7446 | 69.4729 | 272.7446
6955 | 72.9931 | 272.1888 | 72.9931 | 272.1888
6956 | 78.689 | 270.3313 | 78.689 | 270.3313
6957 | 83.051 | 269.3154 | 83.051 | 269.3154
6958 | 85.7662 | 266.7742 | 85.7662 | 266.7742
6959 | 91.7281 | 266.9164 | 91.7281 | 266.9164
6960 | 92.1233 | 265.9049 | 92.1233 | 265.9049
6961 | 87.7419 | 262.3802 | 87.7419 | 262.3802
6962 | 86.7523 | 255.5469 | 86.7523 | 255.5469
6963 | 87.1609 | 246.4964 | 87.1609 | 246.4964
6964 | 87.6455 | 238.3405 | 87.6455 | 238.3405
6965 | 90.1672 | 229.3928 | 90.1672 | 229.3928
6966 | 88.736 | 212.7144 | 88.736 | 212.7144
6967 | 86.7744 | 195.64 | 86.7744 | 195.64
6968 | 87.5847 | 177.6267 | 87.5847 | 177.6267
6969 | 89.2311 | 160.0327 | 89.2311 | 160.0327
6970 | 86.5966 | 143.2953 | 86.5966 | 143.2953
6971 | 81.3842 | 133.2866 | 81.3842 | 133.2866
6972 | 76.8997 | 130.5762 | 76.8997 | 130.5762
6973 | 73.656 | 140.7494 | 73.656 | 140.7494
6974 | 71.9145 | 159.4106 | 71.9145 | 159.4106
6975 | 70.8703 | 177.3309 | 70.8703 | 177.3309
6976 | 70.7485 | 197.7558 | 70.7485 | 197.7558
6977 | 68.5823 | 226.377 | 68.5823 | 226.377
6978 | 68.6592 | 239.5078 | 68.6592 | 239.5078
6979 | 72.2981 | 248.1564 | 72.2981 | 248.1564
6980 | 77.4512 | 251.5938 | 77.4512 | 251.5938
6981 | 82.0778 | 250.484 | 82.0778 | 250.484
6982 | 85.4772 | 244.8081 | 85.4772 | 244.8081
6983 | 92.3421 | 243.4827 | 92.3421 | 243.4827
6984 | 92.5229 | 243.3635 | 92.5229 | 243.3635
6985 | 88.6123 | 240.6841 | 88.6123 | 240.6841
6986 | 86.8036 | 232.0311 | 86.8036 | 232.0311
6987 | 87.5646 | 218.6954 | 87.5646 | 218.6954
6988 | 88.5244 | 205.585 | 88.5244 | 205.585
6989 | 89.9325 | 194.4536 | 89.9325 | 194.4536
6990 | 88.4178 | 183.6102 | 88.4178 | 183.6102
6991 | 86.4382 | 176.5738 | 86.4382 | 176.5738
6992 | 88.0325 | 174.5155 | 88.0325 | 174.5155
6993 | 89.5034 | 172.5948 | 89.5034 | 172.5948
6994 | 86.9 | 168.8892 | 86.9 | 168.8892
6995 | 82.4505 | 166.946 | 82.4505 | 166.946
6996 | 77.8057 | 169.6714 | 77.8057 | 169.6714
6997 | 74.2657 | 177.7783 | 74.2657 | 177.7783
6998 | 72.2808 | 194.1854 | 72.2808 | 194.1854
6999 | 71.5565 | 209.9925 | 71.5565 | 209.9925
7000 | 70.867 | 224.9111 | 70.867 | 224.9111
7001 | 68.8389 | 245.1732 | 68.8389 | 245.1732
7002 | 69.0178 | 249.2874 | 69.0178 | 249.2874
7003 | 72.5835 | 253.6391 | 72.5835 | 253.6391
7004 | 78.2407 | 254.8458 | 78.2407 | 254.8458
7005 | 82.4792 | 254.6048 | 82.4792 | 254.6048
7006 | 86.1679 | 253.8129 | 86.1679 | 253.8129
7007 | 91.0985 | 255.0704 | 91.0985 | 255.0704
7008 | 90.6394 | 255.0333 | 90.6394 | 255.0333
7009 | 88.7621 | 251.3795 | 88.7621 | 251.3795
7010 | 86.9741 | 241.9634 | 86.9741 | 241.9634
7011 | 87.5001 | 231.8328 | 87.5001 | 231.8328
7012 | 88.5102 | 221.3758 | 88.5102 | 221.3758
7013 | 89.914 | 208.9881 | 89.914 | 208.9881
7014 | 89.3799 | 197.7455 | 89.3799 | 197.7455
7015 | 86.4804 | 190.7795 | 86.4804 | 190.7795
7016 | 87.9477 | 186.5376 | 87.9477 | 186.5376
7017 | 89.1958 | 180.2377 | 89.1958 | 180.2377
7018 | 86.7093 | 174.1723 | 86.7093 | 174.1723
7019 | 81.3956 | 168.6132 | 81.3956 | 168.6132
7020 | 77.0639 | 167.7812 | 77.0639 | 167.7812
7021 | 73.2845 | 176.3695 | 73.2845 | 176.3695
7022 | 71.5844 | 193.1992 | 71.5844 | 193.1992
7023 | 70.8056 | 207.7266 | 70.8056 | 207.7266
7024 | 70.3278 | 220.4968 | 70.3278 | 220.4968
7025 | 68.6227 | 239.7844 | 68.6227 | 239.7844
7026 | 68.7446 | 243.9104 | 68.7446 | 243.9104
7027 | 72.6629 | 246.4658 | 72.6629 | 246.4658
7028 | 78.9451 | 247.6843 | 78.9451 | 247.6843
7029 | 82.7291 | 250.3666 | 82.7291 | 250.3666
7030 | 86.7746 | 254.1533 | 86.7746 | 254.1533
7031 | 92.3004 | 258.6512 | 92.3004 | 258.6512
7032 | 91.3373 | 259.4477 | 91.3373 | 259.4477
7033 | 88.2374 | 246.6834 | 88.2374 | 246.6834
7034 | 86.7466 | 227.1941 | 86.7466 | 227.1941
7035 | 86.8886 | 207.0725 | 86.8886 | 207.0725
7036 | 87.6994 | 191.3793 | 87.6994 | 191.3793
7037 | 89.7233 | 180.4709 | 89.7233 | 180.4709
7038 | 89.0799 | 172.2339 | 89.0799 | 172.2339
7039 | 86.2862 | 167.0759 | 86.2862 | 167.0759
7040 | 86.8989 | 158.4783 | 86.8989 | 158.4783
7041 | 89.8792 | 149.7364 | 89.8792 | 149.7364
7042 | 86.8965 | 138.8105 | 86.8965 | 138.8105
7043 | 81.0734 | 130.1402 | 81.0734 | 130.1402
7044 | 76.0767 | 126.9015 | 76.0767 | 126.9015
7045 | 72.9433 | 132.5782 | 72.9433 | 132.5782
7046 | 71.2167 | 154.8788 | 71.2167 | 154.8788
7047 | 70.5177 | 186.2301 | 70.5177 | 186.2301
7048 | 69.8735 | 212.3842 | 69.8735 | 212.3842
7049 | 68.7112 | 238.0117 | 68.7112 | 238.0117
7050 | 69.1025 | 244.1335 | 69.1025 | 244.1335
7051 | 74.7897 | 247.1233 | 74.7897 | 247.1233
7052 | 81.9416 | 247.5199 | 81.9416 | 247.5199
7053 | 88.3041 | 248.7464 | 88.3041 | 248.7464
7054 | 91.3665 | 252.7797 | 91.3665 | 252.7797
7055 | 98.4113 | 256.8784 | 98.4113 | 256.8784
7056 | 97.0805 | 257.534 | 97.0805 | 257.534
7057 | 91.6088 | 241.0129 | 91.6088 | 241.0129
7058 | 90.4888 | 220.1147 | 90.4888 | 220.1147
7059 | 90.9157 | 202.2355 | 90.9157 | 202.2355
7060 | 91.8338 | 182.8206 | 91.8338 | 182.8206
7061 | 93.8668 | 164.0697 | 93.8668 | 164.0697
7062 | 93.9432 | 140.3472 | 93.9432 | 140.3472
7063 | 89.9022 | 124.5173 | 89.9022 | 124.5173
7064 | 89.3287 | 111.0944 | 89.3287 | 111.0944
7065 | 90.5445 | 100.4741 | 90.5445 | 100.4741
7066 | 88.3473 | 90.1 | 88.3473 | 90.1
7067 | 80.7075 | 85.2922 | 80.7075 | 85.2922
7068 | 75.9084 | 87.6185 | 75.9084 | 87.6185
7069 | 71.7788 | 101.7951 | 71.7788 | 101.7951
7070 | 69.784 | 126.8782 | 69.784 | 126.8782
7071 | 68.9092 | 145.8552 | 68.9092 | 145.8552
7072 | 68.5535 | 165.3408 | 68.5535 | 165.3408
7073 | 66.739 | 191.2618 | 66.739 | 191.2618
7074 | 67.5821 | 200.7296 | 67.5821 | 200.7296
7075 | 72.9752 | 207.3589 | 72.9752 | 207.3589
7076 | 81.5232 | 210.0331 | 81.5232 | 210.0331
7077 | 86.1001 | 212.4219 | 86.1001 | 212.4219
7078 | 89.2935 | 209.8454 | 89.2935 | 209.8454
7079 | 95.4194 | 212.8758 | 95.4194 | 212.8758
7080 | 94.7324 | 216.7365 | 94.7324 | 216.7365
7081 | 89.0572 | 210.6877 | 89.0572 | 210.6877
7082 | 88.1367 | 203.4904 | 88.1367 | 203.4904
7083 | 88.9569 | 193.1954 | 88.9569 | 193.1954
7084 | 89.9221 | 183.842 | 89.9221 | 183.842
7085 | 91.724 | 173.5794 | 91.724 | 173.5794
7086 | 91.0518 | 161.6089 | 91.0518 | 161.6089
7087 | 87.6308 | 152.694 | 87.6308 | 152.694
7088 | 87.896 | 143.9555 | 87.896 | 143.9555
7089 | 90.17 | 137.9844 | 90.17 | 137.9844
7090 | 87.4085 | 131.6724 | 87.4085 | 131.6724
7091 | 81.1683 | 129.5062 | 81.1683 | 129.5062
7092 | 75.6954 | 132.396 | 75.6954 | 132.396
7093 | 71.3162 | 140.6085 | 71.3162 | 140.6085
7094 | 69.3998 | 158.8471 | 69.3998 | 158.8471
7095 | 68.768 | 192.9808 | 68.768 | 192.9808
7096 | 68.3861 | 220.849 | 68.3861 | 220.849
7097 | 66.9479 | 246.6995 | 66.9479 | 246.6995
7098 | 68.3157 | 256.2729 | 68.3157 | 256.2729
7099 | 74.1247 | 261.646 | 74.1247 | 261.646
7100 | 81.609 | 262.7588 | 81.609 | 262.7588
7101 | 86.0653 | 263.6801 | 86.0653 | 263.6801
7102 | 90.3615 | 263.7099 | 90.3615 | 263.7099
7103 | 96.0588 | 265.6249 | 96.0588 | 265.6249
7104 | 95.2251 | 264.7778 | 95.2251 | 264.7778
7105 | 89.1709 | 243.584 | 89.1709 | 243.584
7106 | 88.5763 | 224.212 | 88.5763 | 224.212
7107 | 88.8268 | 211.0407 | 88.8268 | 211.0407
7108 | 88.1789 | 209.7176 | 88.1789 | 209.7176
7109 | 90.6634 | 211.207 | 90.6634 | 211.207
7110 | 89.4875 | 214.088 | 89.4875 | 214.088
7111 | 85.777 | 217.3126 | 85.777 | 217.3126
7112 | 85.4923 | 215.1722 | 85.4923 | 215.1722
7113 | 88.2038 | 210.4455 | 88.2038 | 210.4455
7114 | 85.7589 | 204.5797 | 85.7589 | 204.5797
7115 | 79.6441 | 201.9908 | 79.6441 | 201.9908
7116 | 74.8026 | 205.2328 | 74.8026 | 205.2328
7117 | 71.3442 | 212.5414 | 71.3442 | 212.5414
7118 | 69.5276 | 225.0506 | 69.5276 | 225.0506
7119 | 68.7907 | 243.3701 | 68.7907 | 243.3701
7120 | 67.8229 | 268.6437 | 67.8229 | 268.6437
7121 | 65.8158 | 295.8913 | 65.8158 | 295.8913
7122 | 66.994 | 305.3122 | 66.994 | 305.3122
7123 | 71.6803 | 310.2509 | 71.6803 | 310.2509
7124 | 78.0971 | 312.0446 | 78.0971 | 312.0446
7125 | 82.1853 | 312.7193 | 82.1853 | 312.7193
7126 | 86.242 | 311.5986 | 86.242 | 311.5986
7127 | 92.178 | 311.4121 | 92.178 | 311.4121
7128 | 92.2915 | 309.2853 | 92.2915 | 309.2853
7129 | 88.3076 | 304.3401 | 88.3076 | 304.3401
7130 | 86.3659 | 298.1877 | 86.3659 | 298.1877
7131 | 86.5061 | 292.2131 | 86.5061 | 292.2131
7132 | 86.7448 | 290.2209 | 86.7448 | 290.2209
7133 | 88.568 | 285.0066 | 88.568 | 285.0066
7134 | 88.2175 | 275.619 | 88.2175 | 275.619
7135 | 84.9371 | 266.7158 | 84.9371 | 266.7158
7136 | 85.0784 | 256.7094 | 85.0784 | 256.7094
7137 | 87.2666 | 247.1222 | 87.2666 | 247.1222
7138 | 84.3198 | 236.4077 | 84.3198 | 236.4077
7139 | 79.0634 | 231.4825 | 79.0634 | 231.4825
7140 | 74.3773 | 231.8128 | 74.3773 | 231.8128
7141 | 70.6429 | 235.6228 | 70.6429 | 235.6228
7142 | 68.9234 | 242.2971 | 68.9234 | 242.2971
7143 | 68.08 | 250.6726 | 68.08 | 250.6726
7144 | 67.1161 | 263.6072 | 67.1161 | 263.6072
7145 | 65.1144 | 283.0357 | 65.1144 | 283.0357
7146 | 65.9582 | 286.3281 | 65.9582 | 286.3281
7147 | 69.3682 | 288.0265 | 69.3682 | 288.0265
7148 | 74.9319 | 287.5778 | 74.9319 | 287.5778
7149 | 78.7384 | 287.372 | 78.7384 | 287.372
7150 | 81.9106 | 287.0731 | 81.9106 | 287.0731
7151 | 88.7602 | 288.6242 | 88.7602 | 288.6242
7152 | 88.6697 | 289.0215 | 88.6697 | 289.0215
7153 | 85.4452 | 285.943 | 85.4452 | 285.943
7154 | 84.2394 | 279.051 | 84.2394 | 279.051
7155 | 84.1241 | 272.5364 | 84.1241 | 272.5364
7156 | 84.7337 | 271.319 | 84.7337 | 271.319
7157 | 85.7347 | 268.6406 | 85.7347 | 268.6406
7158 | 84.5196 | 262.4698 | 84.5196 | 262.4698
7159 | 82.058 | 256.7366 | 82.058 | 256.7366
7160 | 82.4205 | 249.2426 | 82.4205 | 249.2426
7161 | 84.8358 | 242.1678 | 84.8358 | 242.1678
7162 | 83.5206 | 233.1674 | 83.5206 | 233.1674
7163 | 78.4591 | 227.4203 | 78.4591 | 227.4203
7164 | 73.7333 | 226.201 | 73.7333 | 226.201
7165 | 70.2593 | 229.553 | 70.2593 | 229.553
7166 | 68.3284 | 235.3351 | 68.3284 | 235.3351
7167 | 67.1134 | 243.8515 | 67.1134 | 243.8515
7168 | 66.6024 | 261.353 | 66.6024 | 261.353
7169 | 64.6239 | 283.2588 | 64.6239 | 283.2588
7170 | 65.0212 | 288.864 | 65.0212 | 288.864
7171 | 68.8776 | 292.7343 | 68.8776 | 292.7343
7172 | 74.5979 | 292.6027 | 74.5979 | 292.6027
7173 | 79.1956 | 292.7139 | 79.1956 | 292.7139
7174 | 82.1714 | 291.147 | 82.1714 | 291.147
7175 | 87.989 | 293.6256 | 87.989 | 293.6256
7176 | 88.1693 | 293.7998 | 88.1693 | 293.7998
7177 | 84.5665 | 284.6985 | 84.5665 | 284.6985
7178 | 84.135 | 272.2299 | 84.135 | 272.2299
7179 | 84.0093 | 259.5986 | 84.0093 | 259.5986
7180 | 84.3 | 256.4206 | 84.3 | 256.4206
7181 | 85.5804 | 254.3879 | 85.5804 | 254.3879
7182 | 85.228 | 250.7882 | 85.228 | 250.7882
7183 | 81.8051 | 246.6047 | 81.8051 | 246.6047
7184 | 82.0512 | 241.1183 | 82.0512 | 241.1183
7185 | 84.9485 | 234.4544 | 84.9485 | 234.4544
7186 | 83.0443 | 223.1881 | 83.0443 | 223.1881
7187 | 77.576 | 216.1144 | 77.576 | 216.1144
7188 | 72.6447 | 213.6506 | 72.6447 | 213.6506
7189 | 69.6892 | 216.263 | 69.6892 | 216.263
7190 | 67.678 | 222.6086 | 67.678 | 222.6086
7191 | 67.0307 | 239.2728 | 67.0307 | 239.2728
7192 | 66.1882 | 264.2294 | 66.1882 | 264.2294
7193 | 64.3469 | 286.9922 | 64.3469 | 286.9922
7194 | 65.275 | 292.9379 | 65.275 | 292.9379
7195 | 70.0059 | 298.7689 | 70.0059 | 298.7689
7196 | 75.9398 | 302.7345 | 75.9398 | 302.7345
7197 | 80.7159 | 308.1289 | 80.7159 | 308.1289
7198 | 84.1222 | 311.4695 | 84.1222 | 311.4695
7199 | 90.9546 | 313.3258 | 90.9546 | 313.3258
7200 | 90.0549 | 310.0836 | 90.0549 | 310.0836
7201 | 85.7071 | 292.6937 | 85.7071 | 292.6937
7202 | 84.9022 | 264.5869 | 84.9022 | 264.5869
7203 | 85.2713 | 239.6988 | 85.2713 | 239.6988
7204 | 84.8966 | 221.4932 | 84.8966 | 221.4932
7205 | 86.5721 | 214.0482 | 86.5721 | 214.0482
7206 | 86.0082 | 209.7559 | 86.0082 | 209.7559
7207 | 83.5322 | 209.1531 | 83.5322 | 209.1531
7208 | 82.7561 | 205.4278 | 82.7561 | 205.4278
7209 | 85.1832 | 202.4151 | 85.1832 | 202.4151
7210 | 84.1094 | 195.8567 | 84.1094 | 195.8567
7211 | 77.5369 | 190.6732 | 77.5369 | 190.6732
7212 | 72.3256 | 190.0526 | 72.3256 | 190.0526
7213 | 68.8466 | 193.3812 | 68.8466 | 193.3812
7214 | 67.2204 | 203.4719 | 67.2204 | 203.4719
7215 | 66.3465 | 220.1478 | 66.3465 | 220.1478
7216 | 65.7195 | 240.2087 | 65.7195 | 240.2087
7217 | 64.2126 | 261.3749 | 64.2126 | 261.3749
7218 | 65.4906 | 264.1154 | 65.4906 | 264.1154
7219 | 71.5983 | 262.8787 | 71.5983 | 262.8787
7220 | 79.7847 | 259.7298 | 79.7847 | 259.7298
7221 | 85.0816 | 256.7885 | 85.0816 | 256.7885
7222 | 88.3851 | 253.6368 | 88.3851 | 253.6368
7223 | 95.451 | 254.1781 | 95.451 | 254.1781
7224 | 94.2269 | 253.6362 | 94.2269 | 253.6362
7225 | 89.5709 | 249.6772 | 89.5709 | 249.6772
7226 | 88.5996 | 246.8121 | 88.5996 | 246.8121
7227 | 88.4505 | 243.714 | 88.4505 | 243.714
7228 | 89.1192 | 246.3591 | 89.1192 | 246.3591
7229 | 90.5933 | 248.2946 | 90.5933 | 248.2946
7230 | 89.5371 | 248.4871 | 89.5371 | 248.4871
7231 | 84.4727 | 249.1406 | 84.4727 | 249.1406
7232 | 83.5657 | 247.188 | 83.5657 | 247.188
7233 | 85.996 | 245.4081 | 85.996 | 245.4081
7234 | 83.9959 | 240.3994 | 83.9959 | 240.3994
7235 | 77.8532 | 237.8692 | 77.8532 | 237.8692
7236 | 72.2671 | 238.7748 | 72.2671 | 238.7748
7237 | 68.4398 | 242.2208 | 68.4398 | 242.2208
7238 | 66.801 | 247.7094 | 66.801 | 247.7094
7239 | 66.0395 | 255.1574 | 66.0395 | 255.1574
7240 | 65.1256 | 270.2287 | 65.1256 | 270.2287
7241 | 63.4748 | 292.3223 | 63.4748 | 292.3223
7242 | 65.2237 | 298.3854 | 65.2237 | 298.3854
7243 | 69.7529 | 302.3027 | 69.7529 | 302.3027
7244 | 77.7798 | 302.9693 | 77.7798 | 302.9693
7245 | 82.5073 | 304.2076 | 82.5073 | 304.2076
7246 | 86.8583 | 305.5641 | 86.8583 | 305.5641
7247 | 92.8508 | 308.524 | 92.8508 | 308.524
7248 | 93.2635 | 309.9192 | 93.2635 | 309.9192
7249 | 87.3161 | 309.7171 | 87.3161 | 309.7171
7250 | 86.1721 | 309.3058 | 86.1721 | 309.3058
7251 | 86.4221 | 307.5342 | 86.4221 | 307.5342
7252 | 86.8281 | 307.1504 | 86.8281 | 307.1504
7253 | 88.6636 | 305.0825 | 88.6636 | 305.0825
7254 | 87.8239 | 299.3579 | 87.8239 | 299.3579
7255 | 84.8636 | 293.7655 | 84.8636 | 293.7655
7256 | 83.1321 | 285.9075 | 83.1321 | 285.9075
7257 | 85.4609 | 279.6781 | 85.4609 | 279.6781
7258 | 84.2506 | 272.6265 | 84.2506 | 272.6265
7259 | 78.3417 | 269.028 | 78.3417 | 269.028
7260 | 72.3473 | 117.1436 | 72.3473 | 117.1436
7261 | 68.6804 | 118.3511 | 68.6804 | 118.3511
7262 | 66.845 | 120.2481 | 66.845 | 120.2481
7263 | 66.396 | 122.9085 | 66.396 | 122.9085
7264 | 65.2575 | 132.0036 | 65.2575 | 132.0036
7265 | 63.0908 | 149.3278 | 63.0908 | 149.3278
7266 | 65.271 | 151.6504 | 65.271 | 151.6504
7267 | 70.8743 | 152.2486 | 70.8743 | 152.2486
7268 | 78.6245 | 149.6128 | 78.6245 | 149.6128
7269 | 83.6231 | 148.3131 | 83.6231 | 148.3131
7270 | 87.4651 | 144.4535 | 87.4651 | 144.4535
7271 | 94.5324 | 142.248 | 94.5324 | 142.248
7272 | 94.3355 | 139.4784 | 94.3355 | 139.4784
7273 | 88.8825 | 134.9595 | 88.8825 | 134.9595
7274 | 87.8871 | 130.9437 | 87.8871 | 130.9437
7275 | 87.7949 | 126.8772 | 87.7949 | 126.8772
7276 | 87.4672 | 124.9291 | 87.4672 | 124.9291
7277 | 88.0882 | 122.3949 | 88.0882 | 122.3949
7278 | 87.6075 | 117.2845 | 87.6075 | 117.2845
7279 | 83.8448 | 112.9214 | 83.8448 | 112.9214
7280 | 81.9916 | 108.4854 | 81.9916 | 108.4854
7281 | 83.9713 | 106.2517 | 83.9713 | 106.2517
7282 | 82.9183 | 101.7524 | 82.9183 | 101.7524
7283 | 78.6127 | 98.2629 | 78.6127 | 98.2629
7284 | 73.4263 | 99.3225 | 73.4263 | 99.3225
7285 | 69.5701 | 101.9962 | 69.5701 | 101.9962
7286 | 67.1774 | 105.8365 | 67.1774 | 105.8365
7287 | 66.1504 | 111.2939 | 66.1504 | 111.2939
7288 | 64.9768 | 123.8488 | 64.9768 | 123.8488
7289 | 63.5552 | 144.6679 | 63.5552 | 144.6679
7290 | 64.8471 | 149.7423 | 64.8471 | 149.7423
7291 | 69.4699 | 152.6152 | 69.4699 | 152.6152
7292 | 75.889 | 152.46 | 75.889 | 152.46
7293 | 80.9316 | 153.43 | 80.9316 | 153.43
7294 | 84.0696 | 152.2819 | 84.0696 | 152.2819
7295 | 90.0509 | 153.1295 | 90.0509 | 153.1295
7296 | 90.3241 | 153.7494 | 90.3241 | 153.7494
7297 | 86.17 | 153.6343 | 86.17 | 153.6343
7298 | 84.751 | 155.0366 | 84.751 | 155.0366
7299 | 84.4132 | 154.6608 | 84.4132 | 154.6608
7300 | 84.0636 | 155.9064 | 84.0636 | 155.9064
7301 | 85.5041 | 156.2645 | 85.5041 | 156.2645
7302 | 84.3816 | 153.4188 | 84.3816 | 153.4188
7303 | 81.394 | 150.2006 | 81.394 | 150.2006
7304 | 80.1873 | 145.3227 | 80.1873 | 145.3227
7305 | 82.6394 | 141.8889 | 82.6394 | 141.8889
7306 | 81.6907 | 135.602 | 81.6907 | 135.602
7307 | 77.638 | 129.898 | 77.638 | 129.898
7308 | 72.8268 | 128.6226 | 72.8268 | 128.6226
7309 | 68.8705 | 129.348 | 68.8705 | 129.348
7310 | 67.1943 | 131.4158 | 67.1943 | 131.4158
7311 | 65.9887 | 136.0296 | 65.9887 | 136.0296
7312 | 64.4814 | 149.8699 | 64.4814 | 149.8699
7313 | 62.8777 | 171.5527 | 62.8777 | 171.5527
7314 | 63.4358 | 176.4764 | 63.4358 | 176.4764
7315 | 66.8431 | 179.0983 | 66.8431 | 179.0983
7316 | 72.1553 | 177.9488 | 72.1553 | 177.9488
7317 | 76.3562 | 176.9806 | 76.3562 | 176.9806
7318 | 80.1581 | 173.377 | 80.1581 | 173.377
7319 | 85.9778 | 172.0854 | 85.9778 | 172.0854
7320 | 86.5682 | 170.5461 | 86.5682 | 170.5461
7321 | 83.3032 | 165.0079 | 83.3032 | 165.0079
7322 | 81.8143 | 158.7675 | 81.8143 | 158.7675
7323 | 80.8457 | 156.7648 | 80.8457 | 156.7648
7324 | 81.4358 | 156.7048 | 81.4358 | 156.7048
7325 | 82.8484 | 155.9933 | 82.8484 | 155.9933
7326 | 82.0917 | 151.8672 | 82.0917 | 151.8672
7327 | 79.8234 | 147.6547 | 79.8234 | 147.6547
7328 | 79.1421 | 141.8127 | 79.1421 | 141.8127
7329 | 81.8288 | 137.5906 | 81.8288 | 137.5906
7330 | 80.7448 | 130.1989 | 80.7448 | 130.1989
7331 | 76.2217 | 123.8421 | 76.2217 | 123.8421
7332 | 72.0601 | 122.2655 | 72.0601 | 122.2655
7333 | 68.7168 | 122.4435 | 68.7168 | 122.4435
7334 | 66.6728 | 123.7882 | 66.6728 | 123.7882
7335 | 65.8523 | 127.2471 | 65.8523 | 127.2471
7336 | 64.605 | 139.7969 | 64.605 | 139.7969
7337 | 62.7607 | 160.7315 | 62.7607 | 160.7315
7338 | 63.3831 | 167.1767 | 63.3831 | 167.1767
7339 | 67.0137 | 172.6256 | 67.0137 | 172.6256
7340 | 72.7622 | 175.5084 | 72.7622 | 175.5084
7341 | 77.1261 | 178.2409 | 77.1261 | 178.2409
7342 | 80.8742 | 176.7715 | 80.8742 | 176.7715
7343 | 87.1692 | 175.7009 | 87.1692 | 175.7009
7344 | 86.8209 | 174.4377 | 86.8209 | 174.4377
7345 | 83.0215 | 169.1706 | 83.0215 | 169.1706
7346 | 82.2835 | 158.3859 | 82.2835 | 158.3859
7347 | 81.8662 | 143.9199 | 81.8662 | 143.9199
7348 | 83.0317 | 140.4805 | 83.0317 | 140.4805
7349 | 84.3804 | 137.4491 | 84.3804 | 137.4491
7350 | 82.2877 | 131.1889 | 82.2877 | 131.1889
7351 | 79.7532 | 125.6156 | 79.7532 | 125.6156
7352 | 78.8092 | 118.9601 | 78.8092 | 118.9601
7353 | 81.4777 | 114.6928 | 81.4777 | 114.6928
7354 | 81.0422 | 107.5472 | 81.0422 | 107.5472
7355 | 76.1617 | 101.5921 | 76.1617 | 101.5921
7356 | 71.652 | 100.2364 | 71.652 | 100.2364
7357 | 68.0527 | 101.233 | 68.0527 | 101.233
7358 | 66.1612 | 104.2899 | 66.1612 | 104.2899
7359 | 65.13 | 114.5529 | 65.13 | 114.5529
7360 | 63.8476 | 135.2676 | 63.8476 | 135.2676
7361 | 62.2301 | 159.7021 | 62.2301 | 159.7021
7362 | 63.7156 | 166.1624 | 63.7156 | 166.1624
7363 | 68.3336 | 170.13 | 68.3336 | 170.13
7364 | 75.787 | 170.1806 | 75.787 | 170.1806
7365 | 79.7358 | 170.8444 | 79.7358 | 170.8444
7366 | 84.4496 | 168.682 | 84.4496 | 168.682
7367 | 91.7681 | 168.1587 | 91.7681 | 168.1587
7368 | 90.9616 | 164.9974 | 90.9616 | 164.9974
7369 | 86.0252 | 154.1615 | 86.0252 | 154.1615
7370 | 85.041 | 140.2033 | 85.041 | 140.2033
7371 | 84.8868 | 128.3334 | 84.8868 | 128.3334
7372 | 86.0058 | 121.2132 | 86.0058 | 121.2132
7373 | 86.8102 | 116.3541 | 86.8102 | 116.3541
7374 | 85.8478 | 110.149 | 85.8478 | 110.149
7375 | 82.6287 | 104.7264 | 82.6287 | 104.7264
7376 | 81.4029 | 97.7646 | 81.4029 | 97.7646
7377 | 83.8389 | 92.2168 | 83.8389 | 92.2168
7378 | 82.98 | 83.8811 | 82.98 | 83.8811
7379 | 76.8515 | 76.6506 | 76.8515 | 76.6506
7380 | 72.5513 | 75.0137 | 72.5513 | 75.0137
7381 | 68.5476 | 75.7943 | 68.5476 | 75.7943
7382 | 66.5683 | 80.6891 | 66.5683 | 80.6891
7383 | 65.8227 | 89.9227 | 65.8227 | 89.9227
7384 | 64.5518 | 105.2243 | 64.5518 | 105.2243
7385 | 62.8147 | 125.5613 | 62.8147 | 125.5613
7386 | 64.8739 | 130.3294 | 64.8739 | 130.3294
7387 | 70.0749 | 133.6241 | 70.0749 | 133.6241
7388 | 78.8657 | 133.6044 | 78.8657 | 133.6044
7389 | 84.3135 | 134.5594 | 84.3135 | 134.5594
7390 | 86.9297 | 133.0348 | 86.9297 | 133.0348
7391 | 93.9674 | 133.6814 | 93.9674 | 133.6814
7392 | 92.5804 | 130.8667 | 92.5804 | 130.8667
7393 | 87.569 | 121.4669 | 87.569 | 121.4669
7394 | 86.514 | 111.5961 | 86.514 | 111.5961
7395 | 87.069 | 103.0705 | 87.069 | 103.0705
7396 | 87.4548 | 97.8585 | 87.4548 | 97.8585
7397 | 89.3911 | 91.2268 | 89.3911 | 91.2268
7398 | 87.8808 | 81.5921 | 87.8808 | 81.5921
7399 | 83.4358 | 73.2922 | 83.4358 | 73.2922
7400 | 82.5148 | 65.0248 | 82.5148 | 65.0248
7401 | 84.1962 | 60.4411 | 84.1962 | 60.4411
7402 | 82.7905 | 54.1241 | 82.7905 | 54.1241
7403 | 76.8984 | 49.4996 | 76.8984 | 49.4996
7404 | 72.6225 | 50.0822 | 72.6225 | 50.0822
7405 | 69.526 | 54.3126 | 69.526 | 54.3126
7406 | 67.5823 | 63.5861 | 67.5823 | 63.5861
7407 | 66.0823 | 75.8878 | 66.0823 | 75.8878
7408 | 64.7075 | 92.982 | 64.7075 | 92.982
7409 | 63.0961 | 114.1677 | 63.0961 | 114.1677
7410 | 65.4335 | 119.3575 | 65.4335 | 119.3575
7411 | 70.5633 | 122.4664 | 70.5633 | 122.4664
7412 | 79.228 | 121.2668 | 79.228 | 121.2668
7413 | 84.7864 | 118.5812 | 84.7864 | 118.5812
7414 | 88.8482 | 113.8277 | 88.8482 | 113.8277
7415 | 95.1801 | 112.6717 | 95.1801 | 112.6717
7416 | 94.4064 | 109.4301 | 94.4064 | 109.4301
7417 | 88.3682 | 102.6164 | 88.3682 | 102.6164
7418 | 87.7952 | 96.1652 | 87.7952 | 96.1652
7419 | 87.2971 | 90.5872 | 87.2971 | 90.5872
7420 | 87.3137 | 88.0114 | 87.3137 | 88.0114
7421 | 88.858 | 82.4041 | 88.858 | 82.4041
7422 | 87.9087 | 73.362 | 87.9087 | 73.362
7423 | 83.5565 | 63.3698 | 83.5565 | 63.3698
7424 | 81.916 | 51.8736 | 81.916 | 51.8736
7425 | 83.7338 | 44.0712 | 83.7338 | 44.0712
7426 | 82.8964 | 34.9522 | 82.8964 | 34.9522
7427 | 77.6018 | 27.9125 | 77.6018 | 27.9125
7428 | 72.0982 | 26.391 | 72.0982 | 26.391
7429 | 68.8156 | 27.8697 | 68.8156 | 27.8697
7430 | 67.3939 | 32.8448 | 67.3939 | 32.8448
7431 | 66.1865 | 42.1236 | 66.1865 | 42.1236
7432 | 64.8069 | 59.6647 | 64.8069 | 59.6647
7433 | 63.5927 | 84.9378 | 63.5927 | 84.9378
7434 | 65.7871 | 93.7682 | 65.7871 | 93.7682
7435 | 70.7671 | 100.2064 | 70.7671 | 100.2064
7436 | 79.0482 | 101.7434 | 79.0482 | 101.7434
7437 | 84.6669 | 103.8131 | 84.6669 | 103.8131
7438 | 88.7899 | 102.9814 | 88.7899 | 102.9814
7439 | 94.1325 | 102.6991 | 94.1325 | 102.6991
7440 | 92.4986 | 97.6599 | 92.4986 | 97.6599
7441 | 86.6019 | 85.7745 | 86.6019 | 85.7745
7442 | 86.1996 | 73.875 | 86.1996 | 73.875
7443 | 87.0413 | 67.0467 | 87.0413 | 67.0467
7444 | 87.2261 | 59.9767 | 87.2261 | 59.9767
7445 | 87.4412 | 51.5172 | 87.4412 | 51.5172
7446 | 87.7132 | 41.5863 | 87.7132 | 41.5863
7447 | 83.1455 | 35.2899 | 83.1455 | 35.2899
7448 | 81.5216 | 28.9005 | 81.5216 | 28.9005
7449 | 83.1412 | 25.0952 | 83.1412 | 25.0952
7450 | 82.2891 | 20.7817 | 82.2891 | 20.7817
7451 | 77.7337 | 19.7024 | 77.7337 | 19.7024
7452 | 72.8368 | 24.6536 | 72.8368 | 24.6536
7453 | 69.4332 | 31.1889 | 69.4332 | 31.1889
7454 | 67.5725 | 38.3885 | 67.5725 | 38.3885
7455 | 66.3601 | 48.6063 | 66.3601 | 48.6063
7456 | 64.5132 | 68.6631 | 64.5132 | 68.6631
7457 | 63.4125 | 92.5152 | 63.4125 | 92.5152
7458 | 64.4625 | 98.0465 | 64.4625 | 98.0465
7459 | 68.7756 | 100.8592 | 68.7756 | 100.8592
7460 | 75.4865 | 100.1164 | 75.4865 | 100.1164
7461 | 80.903 | 100.1073 | 80.903 | 100.1073
7462 | 85.2197 | 97.6035 | 85.2197 | 97.6035
7463 | 91.2676 | 96.4474 | 91.2676 | 96.4474
7464 | 90.446 | 89.6004 | 90.446 | 89.6004
7465 | 85.6129 | 77.3937 | 85.6129 | 77.3937
7466 | 84.9284 | 68.487 | 84.9284 | 68.487
7467 | 85.1326 | 59.625 | 85.1326 | 59.625
7468 | 85.4115 | 57.235 | 85.4115 | 57.235
7469 | 86.2838 | 55.6047 | 86.2838 | 55.6047
7470 | 84.9646 | 49.9369 | 84.9646 | 49.9369
7471 | 81.6131 | 45.6642 | 81.6131 | 45.6642
7472 | 79.5924 | 43.4326 | 79.5924 | 43.4326
7473 | 81.3094 | 43.9206 | 81.3094 | 43.9206
7474 | 82.2214 | 40.6716 | 82.2214 | 40.6716
7475 | 78.2993 | 37.7143 | 78.2993 | 37.7143
7476 | 73.6553 | 39.8887 | 73.6553 | 39.8887
7477 | 69.7122 | 44.792 | 69.7122 | 44.792
7478 | 67.6965 | 51.1882 | 67.6965 | 51.1882
7479 | 66.2468 | 60.2008 | 66.2468 | 60.2008
7480 | 64.1724 | 80.4384 | 64.1724 | 80.4384
7481 | 62.6633 | 107.8959 | 62.6633 | 107.8959
7482 | 63.7372 | 115.8124 | 63.7372 | 115.8124
7483 | 67.1958 | 120.8345 | 67.1958 | 120.8345
7484 | 72.6504 | 121.312 | 72.6504 | 121.312
7485 | 77.3276 | 121.9104 | 77.3276 | 121.9104
7486 | 81.196 | 119.9087 | 81.196 | 119.9087
7487 | 86.9883 | 119.3201 | 86.9883 | 119.3201
7488 | 86.9411 | 114.7127 | 86.9411 | 114.7127
7489 | 83.8454 | 107.7333 | 83.8454 | 107.7333
7490 | 83.095 | 100.9808 | 83.095 | 100.9808
7491 | 83.2039 | 93.6653 | 83.2039 | 93.6653
7492 | 83.8845 | 89.1664 | 83.8845 | 89.1664
7493 | 84.7593 | 81.0734 | 84.7593 | 81.0734
7494 | 83.8193 | 70.4495 | 83.8193 | 70.4495
7495 | 81.0848 | 61.783 | 81.0848 | 61.783
7496 | 79.9285 | 53.8772 | 79.9285 | 53.8772
7497 | 81.2767 | 49.876 | 81.2767 | 49.876
7498 | 81.893 | 44.267 | 81.893 | 44.267
7499 | 78.1571 | 39.2107 | 78.1571 | 39.2107
7500 | 73.3196 | 37.8098 | 73.3196 | 37.8098
7501 | 69.9091 | 39.9714 | 69.9091 | 39.9714
7502 | 68.1204 | 45.7901 | 68.1204 | 45.7901
7503 | 67.3575 | 53.8938 | 67.3575 | 53.8938
7504 | 64.443 | 69.3511 | 64.443 | 69.3511
7505 | 63.1967 | 92.1034 | 63.1967 | 92.1034
7506 | 64.3989 | 98.5537 | 64.3989 | 98.5537
7507 | 67.6341 | 102.0442 | 67.6341 | 102.0442
7508 | 73.2475 | 101.8137 | 73.2475 | 101.8137
7509 | 77.5931 | 102.2665 | 77.5931 | 102.2665
7510 | 81.5396 | 100.0037 | 81.5396 | 100.0037
7511 | 87.7731 | 99.2645 | 87.7731 | 99.2645
7512 | 87.7102 | 94.4009 | 87.7102 | 94.4009
7513 | 83.9898 | 89.8569 | 83.9898 | 89.8569
7514 | 83.1031 | 88.2313 | 83.1031 | 88.2313
7515 | 82.1467 | 85.8419 | 82.1467 | 85.8419
7516 | 82.4313 | 85.1542 | 82.4313 | 85.1542
7517 | 83.6765 | 80.5612 | 83.6765 | 80.5612
7518 | 82.0046 | 70.786 | 82.0046 | 70.786
7519 | 78.4053 | 61.1754 | 78.4053 | 61.1754
7520 | 77.7434 | 52.5766 | 77.7434 | 52.5766
7521 | 79.4516 | 47.8524 | 79.4516 | 47.8524
7522 | 80.4007 | 42.3086 | 80.4007 | 42.3086
7523 | 77.0306 | 38.5579 | 77.0306 | 38.5579
7524 | 72.2205 | 39.8385 | 72.2205 | 39.8385
7525 | 68.8334 | 43.1801 | 68.8334 | 43.1801
7526 | 66.8736 | 48.1251 | 66.8736 | 48.1251
7527 | 65.2786 | 54.5667 | 65.2786 | 54.5667
7528 | 63.1273 | 66.9458 | 63.1273 | 66.9458
7529 | 61.871 | 89.4371 | 61.871 | 89.4371
7530 | 63.6248 | 97.002 | 63.6248 | 97.002
7531 | 68.2809 | 102.6518 | 68.2809 | 102.6518
7532 | 74.4637 | 103.9327 | 74.4637 | 103.9327
7533 | 79.2692 | 105.0685 | 79.2692 | 105.0685
7534 | 83.2015 | 103.2978 | 83.2015 | 103.2978
7535 | 89.2694 | 103.4825 | 89.2694 | 103.4825
7536 | 88.0505 | 102.6612 | 88.0505 | 102.6612
7537 | 83.3643 | 99.9902 | 83.3643 | 99.9902
7538 | 83.8246 | 97.1193 | 83.8246 | 97.1193
7539 | 83.9918 | 94.052 | 83.9918 | 94.052
7540 | 83.479 | 94.6498 | 83.479 | 94.6498
7541 | 84.6998 | 94.9075 | 84.6998 | 94.9075
7542 | 83.6882 | 91.9413 | 83.6882 | 91.9413
7543 | 79.8528 | 89.0846 | 79.8528 | 89.0846
7544 | 78.6561 | 84.4377 | 78.6561 | 84.4377
7545 | 79.7185 | 81.5362 | 79.7185 | 81.5362
7546 | 80.6743 | 75.6058 | 80.6743 | 75.6058
7547 | 76.6179 | 70.1026 | 76.6179 | 70.1026
7548 | 71.4236 | 68.4557 | 71.4236 | 68.4557
7549 | 67.8944 | 68.4229 | 67.8944 | 68.4229
7550 | 65.8687 | 69.9784 | 65.8687 | 69.9784
7551 | 65.0565 | 73.5829 | 65.0565 | 73.5829
7552 | 62.3037 | 84.6364 | 62.3037 | 84.6364
7553 | 61.8014 | 103.954 | 61.8014 | 103.954
7554 | 63.5014 | 107.532 | 63.5014 | 107.532
7555 | 69.2315 | 109.8927 | 69.2315 | 109.8927
7556 | 77.3578 | 108.8939 | 77.3578 | 108.8939
7557 | 83.2529 | 108.5935 | 83.2529 | 108.5935
7558 | 87.6682 | 107.1643 | 87.6682 | 107.1643
7559 | 93.9522 | 107.6001 | 93.9522 | 107.6001
7560 | 92.3453 | 102.3398 | 92.3453 | 102.3398
7561 | 86.8188 | 94.4968 | 86.8188 | 94.4968
7562 | 85.9322 | 91.4149 | 85.9322 | 91.4149
7563 | 86.718 | 87.4136 | 86.718 | 87.4136
7564 | 86.9247 | 87.7252 | 86.9247 | 87.7252
7565 | 88.3714 | 87.8875 | 88.3714 | 87.8875
7566 | 86.6448 | 83.671 | 86.6448 | 83.671
7567 | 82.0353 | 78.6802 | 82.0353 | 78.6802
7568 | 80.3003 | 73.27 | 80.3003 | 73.27
7569 | 81.8214 | 68.4302 | 81.8214 | 68.4302
7570 | 81.7438 | 61.7516 | 81.7438 | 61.7516
7571 | 77.3031 | 55.4551 | 77.3031 | 55.4551
7572 | 71.718 | 54.4258 | 71.718 | 54.4258
7573 | 68.2148 | 56.276 | 68.2148 | 56.276
7574 | 66.7235 | 58.9061 | 66.7235 | 58.9061
7575 | 65.0952 | 65.2272 | 65.0952 | 65.2272
7576 | 62.9446 | 84.1242 | 62.9446 | 84.1242
7577 | 61.7402 | 107.6046 | 61.7402 | 107.6046
7578 | 64.2112 | 112.8146 | 64.2112 | 112.8146
7579 | 69.4152 | 115.818 | 69.4152 | 115.818
7580 | 77.4057 | 114.754 | 77.4057 | 114.754
7581 | 82.9879 | 114.0669 | 82.9879 | 114.0669
7582 | 87.0574 | 111.0308 | 87.0574 | 111.0308
7583 | 92.8031 | 110.3167 | 92.8031 | 110.3167
7584 | 92.1535 | 107.0801 | 92.1535 | 107.0801
7585 | 85.878 | 100.5627 | 85.878 | 100.5627
7586 | 85.6187 | 95.2814 | 85.6187 | 95.2814
7587 | 86.073 | 91.24 | 86.073 | 91.24
7588 | 86.4138 | 91.9884 | 86.4138 | 91.9884
7589 | 88.1283 | 92.4269 | 88.1283 | 92.4269
7590 | 87.3256 | 89.3251 | 87.3256 | 89.3251
7591 | 82.8211 | 85.3034 | 82.8211 | 85.3034
7592 | 80.7206 | 78.427 | 80.7206 | 78.427
7593 | 82.1646 | 73.9538 | 82.1646 | 73.9538
7594 | 82.2776 | 66.5471 | 82.2776 | 66.5471
7595 | 77.5998 | 61.7319 | 77.5998 | 61.7319
7596 | 73.1219 | 61.2248 | 73.1219 | 61.2248
7597 | 68.8217 | 62.6382 | 68.8217 | 62.6382
7598 | 67.464 | 64.8264 | 67.464 | 64.8264
7599 | 66.037 | 70.2437 | 66.037 | 70.2437
7600 | 63.7907 | 87.1973 | 63.7907 | 87.1973
7601 | 62.5976 | 110.8284 | 62.5976 | 110.8284
7602 | 64.7268 | 116.5957 | 64.7268 | 116.5957
7603 | 69.8531 | 120.4679 | 69.8531 | 120.4679
7604 | 77.2062 | 120.624 | 77.2062 | 120.624
7605 | 83.6381 | 122.8243 | 83.6381 | 122.8243
7606 | 87.6246 | 121.8721 | 87.6246 | 121.8721
7607 | 93.5404 | 121.9764 | 93.5404 | 121.9764
7608 | 92.1418 | 117.8109 | 92.1418 | 117.8109
7609 | 86.6502 | 112.815 | 86.6502 | 112.815
7610 | 85.0409 | 108.1414 | 85.0409 | 108.1414
7611 | 85.7862 | 103.7685 | 85.7862 | 103.7685
7612 | 85.8207 | 103.4222 | 85.8207 | 103.4222
7613 | 86.2818 | 102.7962 | 86.2818 | 102.7962
7614 | 85.2482 | 97.8264 | 85.2482 | 97.8264
7615 | 81.3935 | 92.7703 | 81.3935 | 92.7703
7616 | 78.9409 | 85.6579 | 78.9409 | 85.6579
7617 | 79.7172 | 82.0484 | 79.7172 | 82.0484
7618 | 80.7266 | 74.9681 | 80.7266 | 74.9681
7619 | 76.9415 | 69.4699 | 76.9415 | 69.4699
7620 | 72.5742 | 68.9076 | 72.5742 | 68.9076
7621 | 68.9504 | 70.572 | 68.9504 | 70.572
7622 | 66.4002 | 73.6089 | 66.4002 | 73.6089
7623 | 65.7594 | 78.6194 | 65.7594 | 78.6194
7624 | 63.0163 | 91.1542 | 63.0163 | 91.1542
7625 | 62.2177 | 111.8327 | 62.2177 | 111.8327
7626 | 64.0267 | 117.0075 | 64.0267 | 117.0075
7627 | 68.1747 | 119.318 | 68.1747 | 119.318
7628 | 74.4473 | 118.053 | 74.4473 | 118.053
7629 | 79.6148 | 117.7426 | 79.6148 | 117.7426
7630 | 83.6412 | 115.4798 | 83.6412 | 115.4798
7631 | 88.9114 | 115.1222 | 88.9114 | 115.1222
7632 | 88.8862 | 113.9093 | 88.8862 | 113.9093
7633 | 84.4861 | 109.546 | 84.4861 | 109.546
7634 | 82.8776 | 104.6715 | 82.8776 | 104.6715
7635 | 82.7239 | 97.9336 | 82.7239 | 97.9336
7636 | 82.9805 | 93.1132 | 82.9805 | 93.1132
7637 | 83.3405 | 86.6974 | 83.3405 | 86.6974
7638 | 82.0201 | 76.1438 | 82.0201 | 76.1438
7639 | 78.9203 | 66.2571 | 78.9203 | 66.2571
7640 | 77.0111 | 56.1218 | 77.0111 | 56.1218
7641 | 78.5477 | 48.8767 | 78.5477 | 48.8767
7642 | 79.3041 | 40.054 | 79.3041 | 40.054
7643 | 75.5312 | 33.421 | 75.5312 | 33.421
7644 | 71.3082 | 32.3465 | 71.3082 | 32.3465
7645 | 67.3421 | 34.2369 | 67.3421 | 34.2369
7646 | 65.183 | 39.679 | 65.183 | 39.679
7647 | 63.9628 | 49.6407 | 63.9628 | 49.6407
7648 | 61.4546 | 67.1768 | 61.4546 | 67.1768
7649 | 60.4439 | 90.8129 | 60.4439 | 90.8129
7650 | 61.5621 | 97.0472 | 61.5621 | 97.0472
7651 | 65.0194 | 101.8534 | 65.0194 | 101.8534
7652 | 69.917 | 103.516 | 69.917 | 103.516
7653 | 74.6321 | 106.2686 | 74.6321 | 106.2686
7654 | 78.7255 | 107.6865 | 78.7255 | 107.6865
7655 | 84.2739 | 110.2564 | 84.2739 | 110.2564
7656 | 84.5338 | 105.2824 | 84.5338 | 105.2824
7657 | 80.924 | 96.7665 | 80.924 | 96.7665
7658 | 80.5278 | 88.397 | 80.5278 | 88.397
7659 | 80.1386 | 79.7258 | 80.1386 | 79.7258
7660 | 80.9047 | 73.2183 | 80.9047 | 73.2183
7661 | 80.9432 | 66.1497 | 80.9432 | 66.1497
7662 | 79.4319 | 56.2137 | 79.4319 | 56.2137
7663 | 77.521 | 48.1297 | 77.521 | 48.1297
7664 | 76.2393 | 39.3451 | 76.2393 | 39.3451
7665 | 76.7869 | 33.0743 | 76.7869 | 33.0743
7666 | 77.8947 | 24.8541 | 77.8947 | 24.8541
7667 | 74.9734 | 18.442 | 74.9734 | 18.442
7668 | 71.2208 | 17.6337 | 71.2208 | 17.6337
7669 | 67.8623 | 19.3885 | 67.8623 | 19.3885
7670 | 65.4563 | 23.515 | 65.4563 | 23.515
7671 | 64.3082 | 32.4121 | 64.3082 | 32.4121
7672 | 61.7483 | 52.1476 | 61.7483 | 52.1476
7673 | 60.3682 | 77.3153 | 60.3682 | 77.3153
7674 | 61.4038 | 83.6852 | 61.4038 | 83.6852
7675 | 63.711 | 89.2596 | 63.711 | 89.2596
7676 | 68.0013 | 90.5305 | 68.0013 | 90.5305
7677 | 72.5483 | 91.8772 | 72.5483 | 91.8772
7678 | 77.4357 | 89.6997 | 77.4357 | 89.6997
7679 | 82.9329 | 87.4139 | 82.9329 | 87.4139
7680 | 83.4135 | 82.3093 | 83.4135 | 82.3093
7681 | 80.8894 | 75.2245 | 80.8894 | 75.2245
7682 | 80.0482 | 66.85 | 80.0482 | 66.85
7683 | 79.2262 | 56.1903 | 79.2262 | 56.1903
7684 | 79.6387 | 48.7186 | 79.6387 | 48.7186
7685 | 81.142 | 41.389 | 81.142 | 41.389
7686 | 79.3989 | 34.3454 | 79.3989 | 34.3454
7687 | 77.0191 | 29.0332 | 77.0191 | 29.0332
7688 | 75.7546 | 22.5484 | 75.7546 | 22.5484
7689 | 77.1571 | 18.025 | 77.1571 | 18.025
7690 | 78.1987 | 11.0351 | 78.1987 | 11.0351
7691 | 75.0365 | 5.9637 | 75.0365 | 5.9637
7692 | 70.39 | 5.6776 | 70.39 | 5.6776
7693 | 66.9378 | 8.1555 | 66.9378 | 8.1555
7694 | 65.0118 | 12.9499 | 65.0118 | 12.9499
7695 | 63.3641 | 21.7918 | 63.3641 | 21.7918
7696 | 60.9399 | 40.4025 | 60.9399 | 40.4025
7697 | 60.3761 | 66.2279 | 60.3761 | 66.2279
7698 | 61.5528 | 73.1251 | 61.5528 | 73.1251
7699 | 64.8731 | 77.6249 | 64.8731 | 77.6249
7700 | 70.6867 | 79.0314 | 70.6867 | 79.0314
7701 | 74.6079 | 80.1872 | 74.6079 | 80.1872
7702 | 79.3602 | 75.2731 | 79.3602 | 75.2731
7703 | 85.4107 | 72.917 | 85.4107 | 72.917
7704 | 85.3754 | 68.651 | 85.3754 | 68.651
7705 | 81.4122 | 61.8122 | 81.4122 | 61.8122
7706 | 80.0476 | 56.4255 | 80.0476 | 56.4255
7707 | 81.5594 | 52.7707 | 81.5594 | 52.7707
7708 | 81.7706 | 49.5472 | 81.7706 | 49.5472
7709 | 82.6885 | 44.7131 | 82.6885 | 44.7131
7710 | 81.0337 | 36.9264 | 81.0337 | 36.9264
7711 | 78.2292 | 30.0575 | 78.2292 | 30.0575
7712 | 76.9406 | 23.7736 | 76.9406 | 23.7736
7713 | 77.4266 | 21.1082 | 77.4266 | 21.1082
7714 | 79.0612 | 15.5092 | 79.0612 | 15.5092
7715 | 75.4524 | 11.9192 | 75.4524 | 11.9192
7716 | 70.766 | 11.854 | 70.766 | 11.854
7717 | 66.9167 | 13.3376 | 66.9167 | 13.3376
7718 | 65.1041 | 15.7519 | 65.1041 | 15.7519
7719 | 63.1254 | 19.6828 | 63.1254 | 19.6828
7720 | 60.8248 | 32.2527 | 60.8248 | 32.2527
7721 | 60.26 | 55.2912 | 60.26 | 55.2912
7722 | 61.4861 | 62.9366 | 61.4861 | 62.9366
7723 | 66.3515 | 68.9881 | 66.3515 | 68.9881
7724 | 73.8609 | 71.1829 | 73.8609 | 71.1829
7725 | 78.7004 | 73.4133 | 78.7004 | 73.4133
7726 | 83.4103 | 72.7272 | 83.4103 | 72.7272
7727 | 90.1954 | 73.0274 | 90.1954 | 73.0274
7728 | 89.4656 | 67.0542 | 89.4656 | 67.0542
7729 | 84.4602 | 54.978 | 84.4602 | 54.978
7730 | 83.4274 | 48.9386 | 83.4274 | 48.9386
7731 | 83.9891 | 42.4818 | 83.9891 | 42.4818
7732 | 84.7307 | 36.9835 | 84.7307 | 36.9835
7733 | 85.4236 | 32.3403 | 85.4236 | 32.3403
7734 | 84.5298 | 24.6038 | 84.5298 | 24.6038
7735 | 80.2926 | 22.7413 | 80.2926 | 22.7413
7736 | 79.0285 | 18.7773 | 79.0285 | 18.7773
7737 | 79.448 | 16.0767 | 79.448 | 16.0767
7738 | 79.7917 | 10.2417 | 79.7917 | 10.2417
7739 | 75.4449 | 4.849 | 75.4449 | 4.849
7740 | 70.6339 | 3.4933 | 70.6339 | 3.4933
7741 | 66.6496 | 3.2445 | 66.6496 | 3.2445
7742 | 64.9185 | 5.724 | 64.9185 | 5.724
7743 | 63.3503 | 15.5953 | 63.3503 | 15.5953
7744 | 61.1877 | 32.4083 | 61.1877 | 32.4083
7745 | 60.2503 | 56.642 | 60.2503 | 56.642
7746 | 62.2424 | 63.5643 | 62.2424 | 63.5643
7747 | 67.3084 | 68.8826 | 67.3084 | 68.8826
7748 | 76.2934 | 69.8773 | 76.2934 | 69.8773
7749 | 82.0893 | 71.3846 | 82.0893 | 71.3846
7750 | 86.5477 | 69.8951 | 86.5477 | 69.8951
7751 | 93.5379 | 69.8137 | 93.5379 | 69.8137
7752 | 92.4718 | 68.5204 | 92.4718 | 68.5204
7753 | 86.7914 | 66.462 | 86.7914 | 66.462
7754 | 84.8435 | 66.147 | 84.8435 | 66.147
7755 | 85.126 | 64.079 | 85.126 | 64.079
7756 | 85.8338 | 63.1101 | 85.8338 | 63.1101
7757 | 86.1232 | 60.1491 | 86.1232 | 60.1491
7758 | 84.6878 | 52.5029 | 84.6878 | 52.5029
7759 | 80.3446 | 45.147 | 80.3446 | 45.147
7760 | 77.6009 | 35.9155 | 77.6009 | 35.9155
7761 | 78.734 | 30.7242 | 78.734 | 30.7242
7762 | 79.495 | 23.3426 | 79.495 | 23.3426
7763 | 75.2987 | 17.4427 | 75.2987 | 17.4427
7764 | 70.2607 | 17.006 | 70.2607 | 17.006
7765 | 66.5032 | 19.4437 | 66.5032 | 19.4437
7766 | 64.6617 | 24.2833 | 64.6617 | 24.2833
7767 | 63.1104 | 31.8397 | 63.1104 | 31.8397
7768 | 60.9521 | 48.1003 | 60.9521 | 48.1003
7769 | 60.1542 | 72.7207 | 60.1542 | 72.7207
7770 | 61.7808 | 79.7685 | 61.7808 | 79.7685
7771 | 66.8083 | 85.5086 | 66.8083 | 85.5086
7772 | 75.1035 | 87.8842 | 75.1035 | 87.8842
7773 | 81.9236 | 87.4332 | 81.9236 | 87.4332
7774 | 86.4662 | 83.1367 | 86.4662 | 83.1367
7775 | 92.6354 | 81.2325 | 92.6354 | 81.2325
7776 | 92.0178 | 79.1709 | 92.0178 | 79.1709
7777 | 86.4359 | 75.9224 | 86.4359 | 75.9224
7778 | 85.7116 | 72.4188 | 85.7116 | 72.4188
7779 | 85.3347 | 66.8759 | 85.3347 | 66.8759
7780 | 84.5573 | 63.4516 | 84.5573 | 63.4516
7781 | 85.5416 | 59.1046 | 85.5416 | 59.1046
7782 | 84.7975 | 51.6141 | 84.7975 | 51.6141
7783 | 80.0479 | 44.1477 | 80.0479 | 44.1477
7784 | 77.2069 | 35.0217 | 77.2069 | 35.0217
7785 | 77.1677 | 28.339 | 77.1677 | 28.339
7786 | 77.8665 | 19.7925 | 77.8665 | 19.7925
7787 | 74.8994 | 13.4407 | 74.8994 | 13.4407
7788 | 70.2901 | 13.1144 | 70.2901 | 13.1144
7789 | 66.3752 | 16.0492 | 66.3752 | 16.0492
7790 | 64.4612 | 21.8328 | 64.4612 | 21.8328
7791 | 62.7895 | 30.2228 | 62.7895 | 30.2228
7792 | 60.2141 | 45.7202 | 60.2141 | 45.7202
7793 | 59.469 | 68.9948 | 59.469 | 68.9948
7794 | 60.9703 | 76.4041 | 60.9703 | 76.4041
7795 | 64.9724 | 81.2605 | 64.9724 | 81.2605
7796 | 72.149 | 82.3908 | 72.149 | 82.3908
7797 | 77.5271 | 83.9734 | 77.5271 | 83.9734
7798 | 82.3458 | 83.4731 | 82.3458 | 83.4731
7799 | 88.3552 | 84.0646 | 88.3552 | 84.0646
7800 | 88.0202 | 80.1953 | 88.0202 | 80.1953
7801 | 84.3499 | 75.4856 | 84.3499 | 75.4856
7802 | 83.3495 | 71.4597 | 83.3495 | 71.4597
7803 | 83.2304 | 66.9412 | 83.2304 | 66.9412
7804 | 83.4648 | 65.189 | 83.4648 | 65.189
7805 | 83.9135 | 61.9367 | 83.9135 | 61.9367
7806 | 82.4356 | 53.5674 | 82.4356 | 53.5674
7807 | 79.0052 | 46.5379 | 79.0052 | 46.5379
7808 | 76.732 | 39.1844 | 76.732 | 39.1844
7809 | 76.8157 | 34.2292 | 76.8157 | 34.2292
7810 | 77.7345 | 25.7881 | 77.7345 | 25.7881
7811 | 74.8168 | 18.8186 | 74.8168 | 18.8186
7812 | 70.7028 | 16.6143 | 70.7028 | 16.6143
7813 | 67.1755 | 17.0033 | 67.1755 | 17.0033
7814 | 64.9047 | 19.2568 | 64.9047 | 19.2568
7815 | 63.0347 | 25.5177 | 63.0347 | 25.5177
7816 | 60.6181 | 43.1592 | 60.6181 | 43.1592
7817 | 59.7661 | 67.8398 | 59.7661 | 67.8398
7818 | 60.6866 | 73.346 | 60.6866 | 73.346
7819 | 63.8062 | 76.8818 | 63.8062 | 76.8818
7820 | 69.1773 | 77.0027 | 69.1773 | 77.0027
7821 | 74.6113 | 77.6464 | 74.6113 | 77.6464
7822 | 79.3373 | 75.5895 | 79.3373 | 75.5895
7823 | 85.1604 | 75.2419 | 85.1604 | 75.2419
7824 | 85.7107 | 72.4472 | 85.7107 | 72.4472
7825 | 81.9097 | 69.8013 | 81.9097 | 69.8013
7826 | 81.578 | 68.005 | 81.578 | 68.005
7827 | 81.4111 | 64.8272 | 81.4111 | 64.8272
7828 | 82.0358 | 63.5871 | 82.0358 | 63.5871
7829 | 82.17 | 60.8872 | 82.17 | 60.8872
7830 | 80.6414 | 54.2102 | 80.6414 | 54.2102
7831 | 77.1977 | 48.21 | 77.1977 | 48.21
7832 | 75.9009 | 40.8465 | 75.9009 | 40.8465
7833 | 76.3553 | 35.4142 | 76.3553 | 35.4142
7834 | 77.3473 | 27.1288 | 77.3473 | 27.1288
7835 | 74.413 | 20.9728 | 74.413 | 20.9728
7836 | 70.1099 | 19.6322 | 70.1099 | 19.6322
7837 | 66.4973 | 20.9602 | 66.4973 | 20.9602
7838 | 64.3454 | 24.0423 | 64.3454 | 24.0423
7839 | 62.5012 | 29.8713 | 62.5012 | 29.8713
7840 | 60.5471 | 47.3672 | 60.5471 | 47.3672
7841 | 59.6477 | 73.9459 | 59.6477 | 73.9459
7842 | 60.7228 | 81.526 | 60.7228 | 81.526
7843 | 64.0425 | 86.9447 | 64.0425 | 86.9447
7844 | 69.7392 | 89.0592 | 69.7392 | 89.0592
7845 | 74.4833 | 91.7817 | 74.4833 | 91.7817
7846 | 78.8422 | 91.7384 | 78.8422 | 91.7384
7847 | 84.9707 | 90.6778 | 84.9707 | 90.6778
7848 | 84.9989 | 80.9134 | 84.9989 | 80.9134
7849 | 81.6161 | 70.8006 | 81.6161 | 70.8006
7850 | 80.4637 | 62.5316 | 80.4637 | 62.5316
7851 | 80.6599 | 50.4608 | 80.6599 | 50.4608
7852 | 81.82 | 44.0286 | 81.82 | 44.0286
7853 | 82.5329 | 38.361 | 82.5329 | 38.361
7854 | 80.9003 | 29.9968 | 80.9003 | 29.9968
7855 | 78.7624 | 22.9924 | 78.7624 | 22.9924
7856 | 76.5418 | 18.7773 | 76.5418 | 18.7773
7857 | 76.6995 | 16.0767 | 76.6995 | 16.0767
7858 | 77.9953 | 10.2417 | 77.9953 | 10.2417
7859 | 74.6079 | 4.849 | 74.6079 | 4.849
7860 | 70.2076 | 3.4933 | 70.2076 | 3.4933
7861 | 66.367 | 3.2445 | 66.367 | 3.2445
7862 | 64.3981 | 3.2384 | 64.3981 | 3.2384
7863 | 62.5992 | 3.343 | 62.5992 | 3.343
7864 | 60.5572 | 22.2801 | 60.5572 | 22.2801
7865 | 60.5148 | 49.3258 | 60.5148 | 49.3258
7866 | 61.6925 | 56.8908 | 61.6925 | 56.8908
7867 | 65.8813 | 60.5068 | 65.8813 | 60.5068
7868 | 73.1041 | 61.0848 | 73.1041 | 61.0848
7869 | 77.9214 | 65.1329 | 77.9214 | 65.1329
7870 | 82.636 | 67.0229 | 82.636 | 67.0229
7871 | 89.2697 | 67.2628 | 89.2697 | 67.2628
7872 | 88.2867 | 57.8599 | 88.2867 | 57.8599
7873 | 83.4621 | 51.0814 | 83.4621 | 51.0814
7874 | 81.9459 | 46.8245 | 81.9459 | 46.8245
7875 | 82.795 | 42.7429 | 82.795 | 42.7429
7876 | 83.2436 | 42.8737 | 83.2436 | 42.8737
7877 | 84.8478 | 43.7792 | 84.8478 | 43.7792
7878 | 82.8116 | 41.7118 | 82.8116 | 41.7118
7879 | 79.2376 | 40.4017 | 79.2376 | 40.4017
7880 | 76.8413 | 36.8495 | 76.8413 | 36.8495
7881 | 77.6323 | 32.3261 | 77.6323 | 32.3261
7882 | 78.8987 | 23.2322 | 78.8987 | 23.2322
7883 | 75.6794 | 16.3079 | 75.6794 | 16.3079
7884 | 70.2241 | 14.1689 | 70.2241 | 14.1689
7885 | 66.4202 | 13.9553 | 66.4202 | 13.9553
7886 | 64.2998 | 15.2497 | 64.2998 | 15.2497
7887 | 62.4394 | 19.0701 | 62.4394 | 19.0701
7888 | 60.1852 | 36.0087 | 60.1852 | 36.0087
7889 | 60.1262 | 62.7079 | 60.1262 | 62.7079
7890 | 61.553 | 69.6302 | 61.553 | 69.6302
7891 | 66.8361 | 72.5031 | 66.8361 | 72.5031
7892 | 75.0677 | 71.434 | 75.0677 | 71.434
7893 | 80.7599 | 71.5102 | 80.7599 | 71.5102
7894 | 85.3763 | 69.4131 | 85.3763 | 69.4131
7895 | 92.193 | 66.836 | 92.193 | 66.836
7896 | 90.6456 | 60.3556 | 90.6456 | 60.3556
7897 | 84.9695 | 52.0354 | 84.9695 | 52.0354
7898 | 83.7774 | 45.4938 | 83.7774 | 45.4938
7899 | 84.5675 | 37.39 | 84.5675 | 37.39
7900 | 84.8 | 29.7978 | 84.8 | 29.7978
7901 | 86.0188 | 26.0434 | 86.0188 | 26.0434
7902 | 83.9652 | 24.6038 | 83.9652 | 24.6038
7903 | 79.586 | 22.7413 | 79.586 | 22.7413
7904 | 77.1912 | 18.7773 | 77.1912 | 18.7773
7905 | 77.6644 | 16.0767 | 77.6644 | 16.0767
7906 | 78.4298 | 10.2417 | 78.4298 | 10.2417
7907 | 75.2128 | 4.849 | 75.2128 | 4.849
7908 | 69.8495 | 3.4933 | 69.8495 | 3.4933
7909 | 65.9343 | 3.2445 | 65.9343 | 3.2445
7910 | 64.0875 | 3.2384 | 64.0875 | 3.2384
7911 | 62.0318 | 3.3279 | 62.0318 | 3.3279
7912 | 60.1491 | 10.073 | 60.1491 | 10.073
7913 | 59.5696 | 30.9021 | 59.5696 | 30.9021
7914 | 61.2822 | 41.495 | 61.2822 | 41.495
7915 | 66.5713 | 48.9123 | 66.5713 | 48.9123
7916 | 75.2473 | 52.1918 | 75.2473 | 52.1918
7917 | 81.3709 | 54.4975 | 81.3709 | 54.4975
7918 | 86.1188 | 52.7017 | 86.1188 | 52.7017
7919 | 93.0644 | 51.1992 | 93.0644 | 51.1992
7920 | 91.0894 | 47.5157 | 91.0894 | 47.5157
7921 | 85.4851 | 43.5392 | 85.4851 | 43.5392
7922 | 85.4756 | 41.2959 | 85.4756 | 41.2959
7923 | 85.7387 | 40.6992 | 85.7387 | 40.6992
7924 | 85.8981 | 42.9892 | 85.8981 | 42.9892
7925 | 87.0122 | 42.8351 | 87.0122 | 42.8351
7926 | 85.403 | 38.3826 | 85.403 | 38.3826
7927 | 81.1163 | 32.9097 | 81.1163 | 32.9097
7928 | 78.605 | 24.6423 | 78.605 | 24.6423
7929 | 78.8165 | 17.5128 | 78.8165 | 17.5128
7930 | 79.9325 | 10.2417 | 79.9325 | 10.2417
7931 | 75.7446 | 4.849 | 75.7446 | 4.849
7932 | 70.9299 | 3.4933 | 70.9299 | 3.4933
7933 | 67.0037 | 3.2445 | 67.0037 | 3.2445
7934 | 64.5886 | 3.2384 | 64.5886 | 3.2384
7935 | 62.9125 | 6.9283 | 62.9125 | 6.9283
7936 | 60.5494 | 23.0233 | 60.5494 | 23.0233
7937 | 60.359 | 48.5173 | 60.359 | 48.5173
7938 | 62.0663 | 57.418 | 62.0663 | 57.418
7939 | 66.965 | 63.0527 | 66.965 | 63.0527
7940 | 75.5613 | 63.7461 | 75.5613 | 63.7461
7941 | 81.5266 | 62.793 | 81.5266 | 62.793
7942 | 85.1712 | 60.6306 | 85.1712 | 60.6306
7943 | 92.1882 | 62.3468 | 92.1882 | 62.3468
7944 | 91.1736 | 63.6245 | 91.1736 | 63.6245
7945 | 85.3659 | 64.4384 | 85.3659 | 64.4384
7946 | 84.2506 | 66.83 | 84.2506 | 66.83
7947 | 84.6755 | 69.0452 | 84.6755 | 69.0452
7948 | 84.3548 | 74.4686 | 84.3548 | 74.4686
7949 | 85.2819 | 78.7485 | 85.2819 | 78.7485
7950 | 83.5605 | 78.6144 | 83.5605 | 78.6144
7951 | 79.5676 | 77.2189 | 79.5676 | 77.2189
7952 | 76.995 | 72.0196 | 76.995 | 72.0196
7953 | 77.6361 | 66.8535 | 77.6361 | 66.8535
7954 | 78.4794 | 58.8693 | 78.4794 | 58.8693
7955 | 75.7862 | 52.4422 | 75.7862 | 52.4422
7956 | 70.8714 | 51.1016 | 70.8714 | 51.1016
7957 | 66.859 | 52.7007 | 66.859 | 52.7007
7958 | 64.3624 | 54.9191 | 64.3624 | 54.9191
7959 | 62.3035 | 57.9311 | 62.3035 | 57.9311
7960 | 59.8223 | 68.6129 | 59.8223 | 68.6129
7961 | 59.3161 | 90.1752 | 59.3161 | 90.1752
7962 | 60.6121 | 95.4605 | 60.6121 | 95.4605
7963 | 64.5189 | 97.6605 | 64.5189 | 97.6605
7964 | 71.7783 | 95.5319 | 71.7783 | 95.5319
7965 | 77.7275 | 94.2473 | 77.7275 | 94.2473
7966 | 82.5042 | 92.5569 | 82.5042 | 92.5569
7967 | 89.0004 | 91.7574 | 89.0004 | 91.7574
7968 | 87.3577 | 87.1399 | 87.3577 | 87.1399
7969 | 83.1155 | 83.319 | 83.1155 | 83.319
7970 | 82.3428 | 81.3771 | 82.3428 | 81.3771
7971 | 82.6766 | 79.4446 | 82.6766 | 79.4446
7972 | 82.7794 | 80.0625 | 82.7794 | 80.0625
7973 | 83.6177 | 79.4666 | 83.6177 | 79.4666
7974 | 82.2832 | 74.3612 | 82.2832 | 74.3612
7975 | 79.1379 | 68.9888 | 79.1379 | 68.9888
7976 | 76.7267 | 63.0112 | 76.7267 | 63.0112
7977 | 75.7057 | 59.2711 | 75.7057 | 59.2711
7978 | 76.7998 | 52.4971 | 76.7998 | 52.4971
7979 | 74.6854 | 47.0944 | 74.6854 | 47.0944
7980 | 70.1989 | 46.4166 | 70.1989 | 46.4166
7981 | 66.3491 | 47.6893 | 66.3491 | 47.6893
7982 | 64.0639 | 50.1538 | 64.0639 | 50.1538
7983 | 62.109 | 53.2812 | 62.109 | 53.2812
7984 | 59.4913 | 63.9028 | 59.4913 | 63.9028
7985 | 58.9845 | 84.1645 | 58.9845 | 84.1645
7986 | 60.018 | 88.8271 | 60.018 | 88.8271
7987 | 62.8024 | 91.4691 | 62.8024 | 91.4691
7988 | 68.2816 | 90.7264 | 68.2816 | 90.7264
7989 | 73.3284 | 90.8227 | 73.3284 | 90.8227
7990 | 78.1701 | 88.9164 | 78.1701 | 88.9164
7991 | 85.0658 | 86.7962 | 85.0658 | 86.7962
7992 | 85.2361 | 81.29 | 85.2361 | 81.29
7993 | 81.904 | 76.8414 | 81.904 | 76.8414
7994 | 81.0374 | 73.875 | 81.0374 | 73.875
7995 | 80.8747 | 71.1894 | 80.8747 | 71.1894
7996 | 81.5306 | 73.0074 | 81.5306 | 73.0074
7997 | 82.0709 | 74.3296 | 82.0709 | 74.3296
7998 | 79.8194 | 71.3233 | 79.8194 | 71.3233
7999 | 77.2475 | 67.9192 | 77.2475 | 67.9192
8000 | 75.5005 | 63.0614 | 75.5005 | 63.0614
8001 | 75.4609 | 60.0896 | 75.4609 | 60.0896
8002 | 76.3021 | 53.2905 | 76.3021 | 53.2905
8003 | 73.9136 | 46.4165 | 73.9136 | 46.4165
8004 | 70.0148 | 12.3616 | 70.0148 | 12.3616
8005 | 65.5967 | 9.525 | 65.5967 | 9.525
8006 | 63.3902 | 11.1309 | 63.3902 | 11.1309
8007 | 61.4894 | 12.7325 | 61.4894 | 12.7325
8008 | 58.9811 | 17.3025 | 58.9811 | 17.3025
8009 | 58.3273 | 35.1575 | 58.3273 | 35.1575
8010 | 59.2037 | 38.5677 | 59.2037 | 38.5677
8011 | 62.2704 | 37.746 | 62.2704 | 37.746
8012 | 67.7597 | 36.3384 | 67.7597 | 36.3384
8013 | 72.9183 | 34.4175 | 72.9183 | 34.4175
8014 | 77.4883 | 32.1714 | 77.4883 | 32.1714
8015 | 83.7238 | 30.8975 | 83.7238 | 30.8975
8016 | 83.7034 | 29.3107 | 83.7034 | 29.3107
8017 | 80.523 | 28.0733 | 80.523 | 28.0733
8018 | 80.0199 | 28.2656 | 80.0199 | 28.2656
8019 | 79.6518 | 28.9132 | 79.6518 | 28.9132
8020 | 80.4639 | 33.6688 | 80.4639 | 33.6688
8021 | 81.1771 | 35.6639 | 81.1771 | 35.6639
8022 | 79.3212 | 33.0317 | 79.3212 | 33.0317
8023 | 76.577 | 31.0808 | 76.577 | 31.0808
8024 | 74.4221 | 27.4248 | 74.4221 | 27.4248
8025 | 74.7039 | 24.318 | 74.7039 | 24.318
8026 | 75.5603 | 17.8311 | 75.5603 | 17.8311
8027 | 73.7721 | 13.8236 | 73.7721 | 13.8236
8028 | 69.3464 | 13.6602 | 69.3464 | 13.6602
8029 | 65.8899 | 11.3756 | 65.8899 | 11.3756
8030 | 63.6698 | 13.4473 | 63.6698 | 13.4473
8031 | 61.6799 | 15.1663 | 61.6799 | 15.1663
8032 | 59.0922 | 19.5425 | 59.0922 | 19.5425
8033 | 58.6066 | 37.2028 | 58.6066 | 37.2028
8034 | 59.9199 | 40.6962 | 59.9199 | 40.6962
8035 | 63.3335 | 40.1543 | 63.3335 | 40.1543
8036 | 70.3841 | 39.0502 | 70.3841 | 39.0502
8037 | 75.0586 | 37.2594 | 75.0586 | 37.2594
8038 | 79.9597 | 35.3226 | 79.9597 | 35.3226
8039 | 86.4771 | 34.1582 | 86.4771 | 34.1582
8040 | 86.6978 | 32.5088 | 86.6978 | 32.5088
8041 | 82.0339 | 31.2078 | 82.0339 | 31.2078
8042 | 80.4461 | 31.4432 | 80.4461 | 31.4432
8043 | 80.7789 | 32.3325 | 80.7789 | 32.3325
8044 | 80.6339 | 37.365 | 80.6339 | 37.365
8045 | 81.5029 | 39.5705 | 81.5029 | 39.5705
8046 | 79.9549 | 37.0773 | 79.9549 | 37.0773
8047 | 76.2386 | 35.1117 | 76.2386 | 35.1117
8048 | 74.6768 | 31.5683 | 74.6768 | 31.5683
8049 | 74.8349 | 28.5289 | 74.8349 | 28.5289
8050 | 75.9999 | 21.9011 | 75.9999 | 21.9011
8051 | 74.1367 | 17.6108 | 74.1367 | 17.6108
8052 | 69.2967 | 17.1861 | 69.2967 | 17.1861
8053 | 65.196 | 14.6608 | 65.196 | 14.6608
8054 | 62.7202 | 16.5837 | 62.7202 | 16.5837
8055 | 60.4801 | 18.1236 | 60.4801 | 18.1236
8056 | 58.2651 | 22.3687 | 58.2651 | 22.3687
8057 | 58.3745 | 39.9263 | 58.3745 | 39.9263
8058 | 59.6309 | 43.1907 | 59.6309 | 43.1907
8059 | 64.4229 | 42.184 | 64.4229 | 42.184
8060 | 72.8948 | 40.4702 | 72.8948 | 40.4702
8061 | 79.7734 | 38.1832 | 79.7734 | 38.1832
8062 | 83.767 | 35.8589 | 83.767 | 35.8589
8063 | 90.5339 | 34.4127 | 90.5339 | 34.4127
8064 | 90.0512 | 32.5979 | 90.0512 | 32.5979
8065 | 83.8002 | 31.2333 | 83.8002 | 31.2333
8066 | 82.5422 | 31.4755 | 82.5422 | 31.4755
8067 | 83.7733 | 32.2777 | 83.7733 | 32.2777
8068 | 83.553 | 37.1859 | 83.553 | 37.1859
8069 | 84.6774 | 39.3934 | 84.6774 | 39.3934
8070 | 83.3545 | 36.7073 | 83.3545 | 36.7073
8071 | 79.2446 | 34.7007 | 79.2446 | 34.7007
8072 | 77.4199 | 31.2502 | 77.4199 | 31.2502
8073 | 76.8334 | 28.3244 | 76.8334 | 28.3244
8074 | 77.1621 | 21.769 | 77.1621 | 21.769
8075 | 73.5255 | 17.4533 | 73.5255 | 17.4533
8076 | 68.4581 | 16.8877 | 68.4581 | 16.8877
8077 | 64.7222 | 14.2762 | 64.7222 | 14.2762
8078 | 62.7044 | 16.1081 | 62.7044 | 16.1081
8079 | 60.8319 | 17.7655 | 60.8319 | 17.7655
8080 | 58.7467 | 22.2728 | 58.7467 | 22.2728
8081 | 58.7803 | 39.9938 | 58.7803 | 39.9938
8082 | 59.9943 | 43.3571 | 59.9943 | 43.3571
8083 | 65.028 | 42.4756 | 65.028 | 42.4756
8084 | 74.0659 | 40.9536 | 74.0659 | 40.9536
8085 | 80.3861 | 38.7694 | 80.3861 | 38.7694
8086 | 84.8613 | 36.4734 | 84.8613 | 36.4734
8087 | 92.3164 | 34.991 | 92.3164 | 34.991
8088 | 90.8326 | 33.0422 | 90.8326 | 33.0422
8089 | 85.6682 | 31.4681 | 85.6682 | 31.4681
8090 | 84.6862 | 31.4256 | 84.6862 | 31.4256
8091 | 85.3656 | 31.9782 | 85.3656 | 31.9782
8092 | 85.8405 | 36.6927 | 85.8405 | 36.6927
8093 | 86.6581 | 38.4334 | 86.6581 | 38.4334
8094 | 85.0959 | 35.5976 | 85.0959 | 35.5976
8095 | 80.3813 | 33.3336 | 80.3813 | 33.3336
8096 | 77.6509 | 29.6052 | 77.6509 | 29.6052
8097 | 77.0759 | 26.6216 | 77.0759 | 26.6216
8098 | 77.5633 | 20.2551 | 77.5633 | 20.2551
8099 | 74.2656 | 16.2789 | 74.2656 | 16.2789
8100 | 69.4777 | 16.1889 | 69.4777 | 16.1889
8101 | 65.6137 | 14.1079 | 65.6137 | 14.1079
8102 | 63.2438 | 16.3958 | 63.2438 | 16.3958
8103 | 60.8556 | 18.2176 | 60.8556 | 18.2176
8104 | 58.8481 | 22.7347 | 58.8481 | 22.7347
8105 | 59.0037 | 40.6084 | 59.0037 | 40.6084
8106 | 60.8468 | 44.092 | 60.8468 | 44.092
8107 | 65.7466 | 43.2331 | 65.7466 | 43.2331
8108 | 74.405 | 41.6699 | 74.405 | 41.6699
8109 | 80.1176 | 39.565 | 80.1176 | 39.565
8110 | 84.7552 | 37.3346 | 84.7552 | 37.3346
8111 | 91.0554 | 35.8679 | 91.0554 | 35.8679
8112 | 90.1784 | 33.9053 | 90.1784 | 33.9053
8113 | 85.0208 | 32.2853 | 85.0208 | 32.2853
8114 | 83.4057 | 32.1077 | 83.4057 | 32.1077
8115 | 84.3734 | 32.4568 | 84.3734 | 32.4568
8116 | 84.621 | 36.9814 | 84.621 | 36.9814
8117 | 85.1403 | 38.8131 | 85.1403 | 38.8131
8118 | 83.8457 | 36.173 | 83.8457 | 36.173
8119 | 79.4265 | 34.182 | 79.4265 | 34.182
8120 | 76.5709 | 30.6161 | 76.5709 | 30.6161
8121 | 76.3093 | 27.5885 | 76.3093 | 27.5885
8122 | 77.7174 | 20.7875 | 77.7174 | 20.7875
8123 | 74.8706 | 16.2848 | 74.8706 | 16.2848
8124 | 70.2231 | 15.6595 | 70.2231 | 15.6595
8125 | 66.2921 | 12.8778 | 66.2921 | 12.8778
8126 | 63.4148 | 14.6842 | 63.4148 | 14.6842
8127 | 61.0659 | 16.3582 | 61.0659 | 16.3582
8128 | 58.6656 | 21.1719 | 58.6656 | 21.1719
8129 | 58.7352 | 39.5446 | 58.7352 | 39.5446
8130 | 60.1157 | 43.1271 | 60.1157 | 43.1271
8131 | 63.9301 | 42.2544 | 63.9301 | 42.2544
8132 | 70.4067 | 40.7588 | 70.4067 | 40.7588
8133 | 77.1865 | 38.7351 | 77.1865 | 38.7351
8134 | 81.6468 | 36.5302 | 81.6468 | 36.5302
8135 | 87.8022 | 34.7385 | 87.8022 | 34.7385
8136 | 87.027 | 32.6018 | 87.027 | 32.6018
8137 | 82.907 | 31.2019 | 82.907 | 31.2019
8138 | 81.9257 | 31.2142 | 81.9257 | 31.2142
8139 | 81.8219 | 31.6025 | 81.8219 | 31.6025
8140 | 81.6555 | 36.036 | 81.6555 | 36.036
8141 | 81.8774 | 37.9401 | 81.8774 | 37.9401
8142 | 80.2386 | 35.0936 | 80.2386 | 35.0936
8143 | 76.9136 | 32.7894 | 76.9136 | 32.7894
8144 | 74.9567 | 28.8917 | 74.9567 | 28.8917
8145 | 74.0535 | 25.5853 | 74.0535 | 25.5853
8146 | 75.2687 | 18.7794 | 75.2687 | 18.7794
8147 | 73.5752 | 14.581 | 73.5752 | 14.581
8148 | 69.8759 | 14.2464 | 69.8759 | 14.2464
8149 | 65.6526 | 11.908 | 65.6526 | 11.908
8150 | 62.8853 | 14.0197 | 62.8853 | 14.0197
8151 | 59.8921 | 15.8885 | 59.8921 | 15.8885
8152 | 58.0797 | 20.8313 | 58.0797 | 20.8313
8153 | 57.9049 | 39.7159 | 57.9049 | 39.7159
8154 | 58.684 | 43.6594 | 58.684 | 43.6594
8155 | 61.4006 | 42.9747 | 61.4006 | 42.9747
8156 | 66.7531 | 41.5868 | 66.7531 | 41.5868
8157 | 72.2321 | 39.6716 | 72.2321 | 39.6716
8158 | 77.5189 | 37.6908 | 77.5189 | 37.6908
8159 | 83.2063 | 36.042 | 83.2063 | 36.042
8160 | 83.9066 | 32.7271 | 83.9066 | 32.7271
8161 | 80.044 | 29.9982 | 80.044 | 29.9982
8162 | 79.5074 | 29.072 | 79.5074 | 29.072
8163 | 79.4369 | 29.2812 | 79.4369 | 29.2812
8164 | 79.4477 | 34.024 | 79.4477 | 34.024
8165 | 79.1999 | 35.8782 | 79.1999 | 35.8782
8166 | 77.496 | 33.107 | 77.496 | 33.107
8167 | 74.9987 | 30.932 | 74.9987 | 30.932
8168 | 72.8337 | 27.1948 | 72.8337 | 27.1948
8169 | 72.1974 | 23.9099 | 72.1974 | 23.9099
8170 | 73.503 | 17.2214 | 73.503 | 17.2214
8171 | 72.4797 | 13.0329 | 72.4797 | 13.0329
8172 | 68.8279 | 12.8029 | 68.8279 | 12.8029
8173 | 64.9985 | 10.4753 | 64.9985 | 10.4753
8174 | 62.5503 | 12.5303 | 62.5503 | 12.5303
8175 | 60.0943 | 14.2689 | 60.0943 | 14.2689
8176 | 58.1688 | 19.1706 | 58.1688 | 19.1706
8177 | 57.9677 | 37.5238 | 57.9677 | 37.5238
8178 | 58.8491 | 41.0935 | 58.8491 | 41.0935
8179 | 61.8866 | 40.3432 | 61.8866 | 40.3432
8180 | 67.2644 | 39.2322 | 67.2644 | 39.2322
8181 | 72.1347 | 37.5236 | 72.1347 | 37.5236
8182 | 75.9554 | 35.6592 | 75.9554 | 35.6592
8183 | 82.5616 | 34.3647 | 82.5616 | 34.3647
8184 | 83.2489 | 31.3717 | 83.2489 | 31.3717
8185 | 79.5961 | 28.4863 | 79.5961 | 28.4863
8186 | 77.3362 | 26.9885 | 77.3362 | 26.9885
8187 | 76.8307 | 26.8532 | 76.8307 | 26.8532
8188 | 76.4662 | 31.5373 | 76.4662 | 31.5373
8189 | 76.4923 | 33.5765 | 76.4923 | 33.5765
8190 | 74.6914 | 30.9961 | 74.6914 | 30.9961
8191 | 72.642 | 29.1255 | 72.642 | 29.1255
8192 | 71.7271 | 25.6467 | 71.7271 | 25.6467
8193 | 72.1366 | 22.6709 | 72.1366 | 22.6709
8194 | 72.8527 | 16.0608 | 72.8527 | 16.0608
8195 | 70.6593 | 11.7558 | 70.6593 | 11.7558
8196 | 66.8036 | 11.2371 | 66.8036 | 11.2371
8197 | 63.0143 | 8.6873 | 63.0143 | 8.6873
8198 | 60.6814 | 10.7101 | 60.6814 | 10.7101
8199 | 58.2164 | 12.387 | 58.2164 | 12.387
8200 | 56.2478 | 17.1537 | 56.2478 | 17.1537
8201 | 56.2449 | 35.3219 | 56.2449 | 35.3219
8202 | 57.6976 | 39.2185 | 57.6976 | 39.2185
8203 | 61.5245 | 38.8097 | 61.5245 | 38.8097
8204 | 68.3198 | 37.639 | 68.3198 | 37.639
8205 | 73.8026 | 35.8648 | 73.8026 | 35.8648
8206 | 77.9283 | 34.4007 | 77.9283 | 34.4007
8207 | 85.1782 | 33.1825 | 85.1782 | 33.1825
8208 | 84.7087 | 30.2022 | 84.7087 | 30.2022
8209 | 79.8197 | 27.3932 | 79.8197 | 27.3932
8210 | 78.099 | 26.0285 | 78.099 | 26.0285
8211 | 79.0227 | 25.5752 | 79.0227 | 25.5752
8212 | 79.3325 | 29.6829 | 79.3325 | 29.6829
8213 | 81.1519 | 31.6036 | 81.1519 | 31.6036
8214 | 79.3944 | 29.0389 | 79.3944 | 29.0389
8215 | 75.7942 | 27.0763 | 75.7942 | 27.0763
8216 | 73.7946 | 23.4526 | 73.7946 | 23.4526
8217 | 72.9933 | 20.2753 | 72.9933 | 20.2753
8218 | 74.0744 | 13.5565 | 74.0744 | 13.5565
8219 | 72.09 | 9.1781 | 72.09 | 9.1781
8220 | 67.4903 | 8.7436 | 67.4903 | 8.7436
8221 | 63.2959 | 6.3905 | 63.2959 | 6.3905
8222 | 60.4523 | 8.5953 | 60.4523 | 8.5953
8223 | 58.1625 | 10.7596 | 58.1625 | 10.7596
8224 | 55.9469 | 16.4912 | 55.9469 | 16.4912
8225 | 56.5233 | 35.9521 | 56.5233 | 35.9521
8226 | 58.1747 | 40.4692 | 58.1747 | 40.4692
8227 | 62.9814 | 40.1847 | 62.9814 | 40.1847
8228 | 71.2171 | 39.0698 | 71.2171 | 39.0698
8229 | 77.9344 | 37.5794 | 77.9344 | 37.5794
8230 | 81.7454 | 35.7434 | 81.7454 | 35.7434
8231 | 87.9936 | 33.6073 | 87.9936 | 33.6073
8232 | 87.8441 | 29.6562 | 87.8441 | 29.6562
8233 | 82.7007 | 26.5535 | 82.7007 | 26.5535
8234 | 81.5206 | 24.6898 | 81.5206 | 24.6898
8235 | 81.6989 | 23.6522 | 81.6989 | 23.6522
8236 | 81.4496 | 27.1864 | 81.4496 | 27.1864
8237 | 82.1257 | 28.6061 | 82.1257 | 28.6061
8238 | 80.3989 | 25.9455 | 80.3989 | 25.9455
8239 | 75.7806 | 24.0211 | 75.7806 | 24.0211
8240 | 72.8381 | 20.5265 | 72.8381 | 20.5265
8241 | 72.0646 | 17.5156 | 72.0646 | 17.5156
8242 | 73.2856 | 10.8624 | 73.2856 | 10.8624
8243 | 71.4196 | 6.6053 | 71.4196 | 6.6053
8244 | 67.7193 | 6.2531 | 67.7193 | 6.2531
8245 | 63.7821 | 3.8129 | 63.7821 | 3.8129
8246 | 61.1131 | 5.8747 | 61.1131 | 5.8747
8247 | 58.3994 | 7.8032 | 58.3994 | 7.8032
8248 | 56.1861 | 12.4955 | 56.1861 | 12.4955
8249 | 56.6906 | 31.0013 | 56.6906 | 31.0013
8250 | 58.746 | 35.8883 | 58.746 | 35.8883
8251 | 63.6686 | 36.2017 | 63.6686 | 36.2017
8252 | 72.3598 | 35.3344 | 72.3598 | 35.3344
8253 | 78.0852 | 33.6316 | 78.0852 | 33.6316
8254 | 82.6255 | 31.7565 | 82.6255 | 31.7565
8255 | 89.0731 | 29.8337 | 89.0731 | 29.8337
8256 | 89.119 | 26.0979 | 89.119 | 26.0979
8257 | 82.9976 | 22.504 | 82.9976 | 22.504
8258 | 82.2908 | 21.2578 | 82.2908 | 21.2578
8259 | 82.9288 | 19.9892 | 82.9288 | 19.9892
8260 | 82.4348 | 22.8952 | 82.4348 | 22.8952
8261 | 83.2083 | 25.4471 | 83.2083 | 25.4471
8262 | 81.8033 | 23.4138 | 81.8033 | 23.4138
8263 | 77.2236 | 21.8887 | 77.2236 | 21.8887
8264 | 74.8836 | 18.6388 | 74.8836 | 18.6388
8265 | 74.605 | 15.8177 | 74.605 | 15.8177
8266 | 75.4353 | 9.3436 | 75.4353 | 9.3436
8267 | 72.7634 | 5.0943 | 72.7634 | 5.0943
8268 | 68.1324 | 4.562 | 68.1324 | 4.562
8269 | 63.9959 | 1.8243 | 63.9959 | 1.8243
8270 | 61.2044 | 3.3959 | 61.2044 | 3.3959
8271 | 58.7434 | 4.562 | 58.7434 | 4.562
8272 | 56.9154 | 10.5892 | 56.9154 | 10.5892
8273 | 57.1769 | 30.2028 | 57.1769 | 30.2028
8274 | 58.6068 | 34.7247 | 58.6068 | 34.7247
8275 | 63.1834 | 34.3864 | 63.1834 | 34.3864
8276 | 71.638 | 33.2402 | 71.638 | 33.2402
8277 | 78.4236 | 31.4474 | 78.4236 | 31.4474
8278 | 82.1813 | 29.3814 | 82.1813 | 29.3814
8279 | 89.314 | 27.3784 | 89.314 | 27.3784
8280 | 90.0082 | 24.4822 | 90.0082 | 24.4822
8281 | 84.0145 | 21.7515 | 84.0145 | 21.7515
8282 | 82.8013 | 20.3721 | 82.8013 | 20.3721
8283 | 82.5105 | 19.6712 | 82.5105 | 19.6712
8284 | 83.1489 | 23.6517 | 83.1489 | 23.6517
8285 | 83.9698 | 25.4471 | 83.9698 | 25.4471
8286 | 81.6082 | 23.4138 | 81.6082 | 23.4138
8287 | 77.2559 | 21.8887 | 77.2559 | 21.8887
8288 | 74.4443 | 18.6388 | 74.4443 | 18.6388
8289 | 73.469 | 15.8177 | 73.469 | 15.8177
8290 | 74.9596 | 9.3436 | 74.9596 | 9.3436
8291 | 73.405 | 5.3967 | 73.405 | 5.3967
8292 | 68.9248 | 5.2294 | 68.9248 | 5.2294
8293 | 64.7905 | 3.0535 | 64.7905 | 3.0535
8294 | 61.7397 | 5.269 | 61.7397 | 5.269
8295 | 59.3178 | 7.355 | 59.3178 | 7.355
8296 | 57.4221 | 12.654 | 57.4221 | 12.654
8297 | 57.3528 | 31.293 | 57.3528 | 31.293
8298 | 58.8892 | 35.1122 | 58.8892 | 35.1122
8299 | 62.3593 | 34.2357 | 62.3593 | 34.2357
8300 | 69.3191 | 32.7469 | 69.3191 | 32.7469
8301 | 75.5136 | 30.8993 | 75.5136 | 30.8993
8302 | 80.2297 | 28.85 | 80.2297 | 28.85
8303 | 86.0887 | 26.8343 | 86.0887 | 26.8343
8304 | 85.7474 | 24.4568 | 85.7474 | 24.4568
8305 | 81.9654 | 22.4805 | 81.9654 | 22.4805
8306 | 81.2423 | 22.0201 | 81.2423 | 22.0201
8307 | 81.612 | 22.2626 | 81.612 | 22.2626
8308 | 80.8378 | 26.9613 | 80.8378 | 26.9613
8309 | 81.8733 | 29.2725 | 81.8733 | 29.2725
8310 | 80.3882 | 27.2089 | 80.3882 | 27.2089
8311 | 76.3892 | 25.4939 | 76.3892 | 25.4939
8312 | 74.1969 | 22.0698 | 74.1969 | 22.0698
8313 | 73.7109 | 19.0667 | 73.7109 | 19.0667
8314 | 74.6453 | 12.4262 | 74.6453 | 12.4262
8315 | 72.8413 | 8.3844 | 72.8413 | 8.3844
8316 | 69.0969 | 8.3502 | 69.0969 | 8.3502
8317 | 65.1079 | 6.1253 | 65.1079 | 6.1253
8318 | 62.2015 | 8.3232 | 62.2015 | 8.3232
8319 | 59.4583 | 10.3877 | 59.4583 | 10.3877
8320 | 57.7114 | 15.3579 | 57.7114 | 15.3579
8321 | 57.421 | 33.7385 | 57.421 | 33.7385
8322 | 58.598 | 37.7232 | 58.598 | 37.7232
8323 | 61.4844 | 37.2253 | 61.4844 | 37.2253
8324 | 66.3036 | 35.9079 | 66.3036 | 35.9079
8325 | 70.7257 | 33.9507 | 70.7257 | 33.9507
8326 | 75.6805 | 32.0178 | 75.6805 | 32.0178
8327 | 82.1006 | 30.4111 | 82.1006 | 30.4111
8328 | 82.706 | 27.8036 | 82.706 | 27.8036
8329 | 79.6245 | 25.1942 | 79.6245 | 25.1942
8330 | 78.9193 | 23.7983 | 78.9193 | 23.7983
8331 | 78.772 | 23.1834 | 78.772 | 23.1834
8332 | 79.8348 | 26.6736 | 79.8348 | 26.6736
8333 | 79.5244 | 27.5472 | 79.5244 | 27.5472
8334 | 77.4674 | 24.2447 | 77.4674 | 24.2447
8335 | 74.8018 | 21.8887 | 74.8018 | 21.8887
8336 | 72.7467 | 18.6388 | 72.7467 | 18.6388
8337 | 72.472 | 15.8177 | 72.472 | 15.8177
8338 | 72.956 | 9.3436 | 72.956 | 9.3436
8339 | 72.0623 | 5.0943 | 72.0623 | 5.0943
8340 | 68.6678 | 4.562 | 68.6678 | 4.562
8341 | 64.3264 | 1.8243 | 64.3264 | 1.8243
8342 | 61.9551 | 3.3959 | 61.9551 | 3.3959
8343 | 59.3919 | 4.562 | 59.3919 | 4.562
8344 | 57.1975 | 10.2085 | 57.1975 | 10.2085
8345 | 57.2164 | 29.367 | 57.2164 | 29.367
8346 | 57.9275 | 33.8146 | 57.9275 | 33.8146
8347 | 60.7981 | 33.5829 | 60.7981 | 33.5829
8348 | 66.5865 | 32.5874 | 66.5865 | 32.5874
8349 | 71.3619 | 30.9228 | 71.3619 | 30.9228
8350 | 76.0879 | 29.0291 | 76.0879 | 29.0291
8351 | 82.2547 | 27.0721 | 82.2547 | 27.0721
8352 | 82.9116 | 23.393 | 82.9116 | 23.393
8353 | 79.4378 | 20.2444 | 79.4378 | 20.2444
8354 | 78.7075 | 19.0373 | 78.7075 | 19.0373
8355 | 78.5627 | 17.804 | 78.5627 | 17.804
8356 | 79.3724 | 22.8952 | 79.3724 | 22.8952
8357 | 79.3367 | 25.4471 | 79.3367 | 25.4471
8358 | 77.877 | 23.4138 | 77.877 | 23.4138
8359 | 74.6594 | 21.8887 | 74.6594 | 21.8887
8360 | 73.0675 | 18.6388 | 73.0675 | 18.6388
8361 | 72.8255 | 15.8177 | 72.8255 | 15.8177
8362 | 73.0159 | 9.3436 | 73.0159 | 9.3436
8363 | 71.7323 | 5.0943 | 71.7323 | 5.0943
8364 | 68.9454 | 4.562 | 68.9454 | 4.562
8365 | 64.5536 | 1.8322 | 64.5536 | 1.8322
8366 | 62.061 | 4.488 | 62.061 | 4.488
8367 | 60.0834 | 6.5613 | 60.0834 | 6.5613
8368 | 57.2513 | 11.2106 | 57.2513 | 11.2106
8369 | 57.2004 | 29.2105 | 57.2004 | 29.2105
8370 | 58.8992 | 32.8115 | 58.8992 | 32.8115
8371 | 62.0464 | 32.1454 | 62.0464 | 32.1454
8372 | 69.0464 | 30.824 | 69.0464 | 30.824
8373 | 74.2231 | 29.1192 | 74.2231 | 29.1192
8374 | 78.6508 | 27.4173 | 78.6508 | 27.4173
8375 | 84.2801 | 26.4369 | 84.2801 | 26.4369
8376 | 85.5321 | 24.7778 | 85.5321 | 24.7778
8377 | 81.0529 | 23.1939 | 81.0529 | 23.1939
8378 | 80.2691 | 22.9439 | 80.2691 | 22.9439
8379 | 80.7827 | 23.2059 | 80.7827 | 23.2059
8380 | 81.0313 | 27.7119 | 81.0313 | 27.7119
8381 | 82.5223 | 29.7061 | 82.5223 | 29.7061
8382 | 80.4196 | 27.2079 | 80.4196 | 27.2079
8383 | 77.0322 | 25.3021 | 77.0322 | 25.3021
8384 | 75.1504 | 21.7048 | 75.1504 | 21.7048
8385 | 74.0124 | 18.5617 | 74.0124 | 18.5617
8386 | 74.3154 | 11.6727 | 74.3154 | 11.6727
8387 | 73.056 | 7.2688 | 73.056 | 7.2688
8388 | 69.0606 | 6.8206 | 69.0606 | 6.8206
8389 | 64.3088 | 4.2758 | 64.3088 | 4.2758
8390 | 61.7123 | 6.1311 | 61.7123 | 6.1311
8391 | 59.3522 | 7.8325 | 59.3522 | 7.8325
8392 | 57.297 | 12.4485 | 57.297 | 12.4485
8393 | 57.6712 | 30.7195 | 57.6712 | 30.7195
8394 | 59.4418 | 34.7991 | 59.4418 | 34.7991
8395 | 63.9429 | 34.1388 | 63.9429 | 34.1388
8396 | 72.2649 | 32.5835 | 72.2649 | 32.5835
8397 | 77.716 | 30.5196 | 77.716 | 30.5196
8398 | 81.7995 | 28.5535 | 81.7995 | 28.5535
8399 | 88.0496 | 26.7276 | 88.0496 | 26.7276
8400 | 88.0281 | 23.8344 | 88.0281 | 23.8344
8401 | 82.8401 | 21.6105 | 82.8401 | 21.6105
8402 | 81.7247 | 20.6716 | 81.7247 | 20.6716
8403 | 82.6846 | 20.1576 | 82.6846 | 20.1576
8404 | 82.6917 | 24.2447 | 82.6917 | 24.2447
8405 | 83.2217 | 25.8758 | 83.2217 | 25.8758
8406 | 81.6809 | 23.4138 | 81.6809 | 23.4138
8407 | 77.8665 | 21.8887 | 77.8665 | 21.8887
8408 | 74.5327 | 18.6388 | 74.5327 | 18.6388
8409 | 73.9427 | 15.8177 | 73.9427 | 15.8177
8410 | 74.2973 | 9.3436 | 74.2973 | 9.3436
8411 | 71.8715 | 5.0943 | 71.8715 | 5.0943
8412 | 68.3207 | 4.746 | 68.3207 | 4.746
8413 | 63.5857 | 2.8313 | 63.5857 | 2.8313
8414 | 61.3571 | 5.1388 | 61.3571 | 5.1388
8415 | 58.9703 | 7.1318 | 58.9703 | 7.1318
8416 | 57.0868 | 12.1657 | 57.0868 | 12.1657
8417 | 57.6449 | 30.6931 | 57.6449 | 30.6931
8418 | 59.5684 | 34.6268 | 59.5684 | 34.6268
8419 | 64.2651 | 33.7826 | 64.2651 | 33.7826
8420 | 71.8456 | 32.2126 | 71.8456 | 32.2126
8421 | 77.9617 | 30.1037 | 77.9617 | 30.1037
8422 | 81.8422 | 27.9242 | 81.8422 | 27.9242
8423 | 87.3507 | 26.5397 | 87.3507 | 26.5397
8424 | 87.3538 | 24.7425 | 87.3538 | 24.7425
8425 | 82.9689 | 23.4043 | 82.9689 | 23.4043
8426 | 81.7549 | 23.6436 | 81.7549 | 23.6436
8427 | 82.1501 | 24.4361 | 82.1501 | 24.4361
8428 | 83.1108 | 29.3002 | 83.1108 | 29.3002
8429 | 83.4332 | 31.2415 | 83.4332 | 31.2415
8430 | 81.4861 | 28.5095 | 81.4861 | 28.5095
8431 | 76.9478 | 26.6349 | 76.9478 | 26.6349
8432 | 75.1091 | 23.4634 | 75.1091 | 23.4634
8433 | 74.7151 | 20.9163 | 74.7151 | 20.9163
8434 | 75.3131 | 14.7357 | 75.3131 | 14.7357
8435 | 72.2393 | 10.8094 | 72.2393 | 10.8094
8436 | 68.2812 | 10.7146 | 68.2812 | 10.7146
8437 | 64.0163 | 8.5484 | 64.0163 | 8.5484
8438 | 61.6147 | 10.7463 | 61.6147 | 10.7463
8439 | 59.1597 | 12.614 | 59.1597 | 12.614
8440 | 57.189 | 17.188 | 57.189 | 17.188
8441 | 57.7504 | 35.0782 | 57.7504 | 35.0782
8442 | 59.6675 | 38.7126 | 59.6675 | 38.7126
8443 | 63.8199 | 38.0474 | 63.8199 | 38.0474
8444 | 71.5798 | 36.6193 | 71.5798 | 36.6193
8445 | 77.5906 | 34.5936 | 77.5906 | 34.5936
8446 | 81.3393 | 32.4347 | 81.3393 | 32.4347
8447 | 86.936 | 31.0227 | 86.936 | 31.0227
8448 | 86.8129 | 29.1228 | 86.8129 | 29.1228
8449 | 82.0615 | 27.5419 | 82.0615 | 27.5419
8450 | 81.1615 | 27.5131 | 81.1615 | 27.5131
8451 | 82.1332 | 28.1773 | 82.1332 | 28.1773
8452 | 81.897 | 33.11 | 81.897 | 33.11
8453 | 81.8777 | 35.4349 | 81.8777 | 35.4349
8454 | 80.4491 | 33.1452 | 80.4491 | 33.1452
8455 | 76.3386 | 31.3734 | 76.3386 | 31.3734
8456 | 73.8282 | 28.1304 | 73.8282 | 28.1304
8457 | 73.8828 | 25.4287 | 73.8828 | 25.4287
8458 | 74.7976 | 19.0191 | 74.7976 | 19.0191
8459 | 72.4623 | 14.8139 | 72.4623 | 14.8139
8460 | 68.2409 | 14.2102 | 68.2409 | 14.2102
8461 | 63.4012 | 11.401 | 63.4012 | 11.401
8462 | 60.8482 | 12.9491 | 60.8482 | 12.9491
8463 | 58.8747 | 14.2552 | 58.8747 | 14.2552
8464 | 57.1604 | 18.4239 | 57.1604 | 18.4239
8465 | 57.1617 | 35.9932 | 57.1617 | 35.9932
8466 | 58.7257 | 39.38 | 58.7257 | 39.38
8467 | 61.8655 | 38.4975 | 61.8655 | 38.4975
8468 | 68.8827 | 36.9158 | 68.8827 | 36.9158
8469 | 74.6974 | 34.898 | 74.6974 | 34.898
8470 | 79.2318 | 32.7537 | 79.2318 | 32.7537
8471 | 85.3819 | 30.5207 | 85.3819 | 30.5207
8472 | 85.5714 | 26.8377 | 85.5714 | 26.8377
8473 | 81.7841 | 23.555 | 81.7841 | 23.555
8474 | 81.3676 | 21.7265 | 81.3676 | 21.7265
8475 | 81.8232 | 20.776 | 81.8232 | 20.776
8476 | 81.1129 | 24.8162 | 81.1129 | 24.8162
8477 | 80.8404 | 26.5422 | 80.8404 | 26.5422
8478 | 80.2381 | 23.9677 | 80.2381 | 23.9677
8479 | 77.1778 | 22.238 | 77.1778 | 22.238
8480 | 74.171 | 18.8287 | 74.171 | 18.8287
8481 | 73.3027 | 15.9811 | 73.3027 | 15.9811
8482 | 73.9264 | 9.8289 | 73.9264 | 9.8289
8483 | 72.0169 | 6.1415 | 72.0169 | 6.1415
8484 | 68.8227 | 6.4478 | 68.8227 | 6.4478
8485 | 64.1315 | 4.7063 | 64.1315 | 4.7063
8486 | 61.3848 | 7.4425 | 61.3848 | 7.4425
8487 | 58.5468 | 9.9258 | 58.5468 | 9.9258
8488 | 56.7292 | 15.128 | 56.7292 | 15.128
8489 | 56.523 | 33.6563 | 56.523 | 33.6563
8490 | 57.7603 | 37.7193 | 57.7603 | 37.7193
8491 | 60.5511 | 37.516 | 60.5511 | 37.516
8492 | 65.7441 | 36.5068 | 65.7441 | 36.5068
8493 | 70.4736 | 34.5613 | 70.4736 | 34.5613
8494 | 74.9996 | 32.5355 | 74.9996 | 32.5355
8495 | 81.2483 | 31.058 | 81.2483 | 31.058
8496 | 82.0046 | 28.9153 | 82.0046 | 28.9153
8497 | 77.8037 | 26.987 | 77.8037 | 26.987
8498 | 76.2299 | 26.4855 | 76.2299 | 26.4855
8499 | 76.3256 | 26.4089 | 76.3256 | 26.4089
8500 | 76.9046 | 30.8161 | 76.9046 | 30.8161
8501 | 77.6219 | 32.8142 | 77.6219 | 32.8142
8502 | 75.9634 | 30.1888 | 75.9634 | 30.1888
8503 | 72.9519 | 28.3064 | 72.9519 | 28.3064
8504 | 70.328 | 24.8579 | 70.328 | 24.8579
8505 | 70.1182 | 21.8695 | 70.1182 | 21.8695
8506 | 71.4225 | 15.3082 | 71.4225 | 15.3082
8507 | 70.5579 | 11.2205 | 70.5579 | 11.2205
8508 | 67.1701 | 11.0864 | 67.1701 | 11.0864
8509 | 63.0634 | 8.8028 | 63.0634 | 8.8028
8510 | 60.6926 | 10.8295 | 60.6926 | 10.8295
8511 | 58.1199 | 12.4125 | 58.1199 | 12.4125
8512 | 55.9208 | 16.6478 | 55.9208 | 16.6478
8513 | 56.0847 | 34.2043 | 56.0847 | 34.2043
8514 | 57.2362 | 37.41 | 57.2362 | 37.41
8515 | 59.9731 | 36.3965 | 59.9731 | 36.3965
8516 | 64.8947 | 34.8568 | 64.8947 | 34.8568
8517 | 69.2251 | 32.8605 | 69.2251 | 32.8605
8518 | 73.6449 | 30.6585 | 73.6449 | 30.6585
8519 | 79.938 | 28.9647 | 79.938 | 28.9647
8520 | 81.0697 | 26.2418 | 81.0697 | 26.2418
8521 | 77.5386 | 24.1451 | 77.5386 | 24.1451
8522 | 76.2203 | 23.5742 | 76.2203 | 23.5742
8523 | 76.4673 | 23.7657 | 76.4673 | 23.7657
8524 | 77.3685 | 27.9625 | 77.3685 | 27.9625
8525 | 77.1068 | 29.6953 | 77.1068 | 29.6953
8526 | 75.8286 | 27.3743 | 75.8286 | 27.3743
8527 | 73.3323 | 25.214 | 73.3323 | 25.214
8528 | 71.8315 | 21.5071 | 71.8315 | 21.5071
8529 | 71.9699 | 18.4404 | 71.9699 | 18.4404
8530 | 72.1728 | 11.9173 | 72.1728 | 11.9173
8531 | 70.8309 | 7.9206 | 70.8309 | 7.9206
8532 | 67.1464 | 7.8521 | 67.1464 | 7.8521
8533 | 63.0679 | 5.8171 | 63.0679 | 5.8171
8534 | 60.4582 | 8.1236 | 60.4582 | 8.1236
8535 | 58.2782 | 9.9121 | 58.2782 | 9.9121
8536 | 56.1024 | 14.532 | 56.1024 | 14.532
8537 | 56.1645 | 32.8157 | 56.1645 | 32.8157
8538 | 57.439 | 36.5293 | 57.439 | 36.5293
8539 | 60.2815 | 35.6733 | 60.2815 | 35.6733
8540 | 66.2246 | 34.1493 | 66.2246 | 34.1493
8541 | 71.5581 | 32.0717 | 71.5581 | 32.0717
8542 | 75.8888 | 29.8746 | 75.8888 | 29.8746
8543 | 82.2991 | 28.08 | 82.2991 | 28.08
8544 | 82.3766 | 25.6057 | 82.3766 | 25.6057
8545 | 78.8642 | 23.6754 | 78.8642 | 23.6754
8546 | 78.0747 | 23.2767 | 78.0747 | 23.2767
8547 | 77.6956 | 23.6385 | 77.6956 | 23.6385
8548 | 77.8083 | 28.1768 | 77.8083 | 28.1768
8549 | 78.5685 | 30.4381 | 78.5685 | 30.4381
8550 | 77.0297 | 28.3774 | 77.0297 | 28.3774
8551 | 74.1105 | 26.4793 | 74.1105 | 26.4793
8552 | 71.7278 | 23.1326 | 71.7278 | 23.1326
8553 | 71.5417 | 19.9631 | 71.5417 | 19.9631
8554 | 72.2787 | 13.076 | 72.2787 | 13.076
8555 | 70.8177 | 8.4324 | 70.8177 | 8.4324
8556 | 67.8306 | 7.6114 | 67.8306 | 7.6114
8557 | 63.4305 | 4.8619 | 63.4305 | 4.8619
8558 | 60.8369 | 6.4766 | 60.8369 | 6.4766
8559 | 58.2044 | 8.1105 | 58.2044 | 8.1105
8560 | 56.6464 | 13.1404 | 56.6464 | 13.1404
8561 | 56.9427 | 31.5513 | 56.9427 | 31.5513
8562 | 57.8393 | 35.3432 | 57.8393 | 35.3432
8563 | 61.0373 | 34.8453 | 61.0373 | 34.8453
8564 | 65.8748 | 33.9927 | 65.8748 | 33.9927
8565 | 71.4422 | 32.3271 | 71.4422 | 32.3271
8566 | 75.5611 | 30.3209 | 75.5611 | 30.3209
8567 | 81.5351 | 28.1339 | 81.5351 | 28.1339
8568 | 81.3984 | 24.2542 | 81.3984 | 24.2542
8569 | 78.1975 | 21.2299 | 78.1975 | 21.2299
8570 | 77.3729 | 19.7409 | 77.3729 | 19.7409
8571 | 76.9554 | 19.22 | 76.9554 | 19.22
8572 | 77.1527 | 23.635 | 77.1527 | 23.635
8573 | 76.9014 | 25.6282 | 76.9014 | 25.6282
8574 | 75.3582 | 23.4138 | 75.3582 | 23.4138
8575 | 72.6739 | 21.8887 | 72.6739 | 21.8887
8576 | 71.6596 | 18.6388 | 71.6596 | 18.6388
8577 | 71.7495 | 15.8177 | 71.7495 | 15.8177
8578 | 72.4939 | 9.3436 | 72.4939 | 9.3436
8579 | 70.9863 | 5.0943 | 70.9863 | 5.0943
8580 | 67.4819 | 4.562 | 67.4819 | 4.562
8581 | 62.9511 | 1.8243 | 62.9511 | 1.8243
8582 | 60.5867 | 3.3959 | 60.5867 | 3.3959
8583 | 58.1497 | 4.562 | 58.1497 | 4.562
8584 | 56.3809 | 8.9774 | 56.3809 | 8.9774
8585 | 56.6348 | 27.9246 | 56.6348 | 27.9246
8586 | 57.9041 | 32.4367 | 57.9041 | 32.4367
8587 | 61.2986 | 32.574 | 61.2986 | 32.574
8588 | 68.4647 | 31.7713 | 68.4647 | 31.7713
8589 | 73.6476 | 30.2378 | 73.6476 | 30.2378
8590 | 77.8813 | 28.438 | 77.8813 | 28.438
8591 | 83.9734 | 26.5857 | 83.9734 | 26.5857
8592 | 85.0722 | 22.9889 | 85.0722 | 22.9889
8593 | 79.8085 | 20.0203 | 79.8085 | 20.0203
8594 | 78.98 | 19.1332 | 78.98 | 19.1332
8595 | 80.2526 | 18.2365 | 80.2526 | 18.2365
8596 | 80.1031 | 22.8952 | 80.1031 | 22.8952
8597 | 79.4968 | 25.4471 | 79.4968 | 25.4471
8598 | 78.4803 | 23.4138 | 78.4803 | 23.4138
8599 | 74.2948 | 21.8887 | 74.2948 | 21.8887
8600 | 71.5452 | 18.6388 | 71.5452 | 18.6388
8601 | 70.8329 | 16.8345 | 70.8329 | 16.8345
8602 | 71.7928 | 11.9897 | 71.7928 | 11.9897
8603 | 70.6649 | 9.046 | 70.6649 | 9.046
8604 | 67.0405 | 9.4844 | 67.0405 | 9.4844
8605 | 62.6167 | 7.5208 | 62.6167 | 7.5208
8606 | 59.886 | 9.7383 | 59.886 | 9.7383
8607 | 56.9708 | 11.516 | 56.9708 | 11.516
8608 | 55.213 | 16.0273 | 55.213 | 16.0273
8609 | 55.7616 | 33.9509 | 55.7616 | 33.9509
8610 | 57.1157 | 37.6517 | 57.1157 | 37.6517
8611 | 60.9666 | 37.1148 | 60.9666 | 37.1148
8612 | 67.9718 | 35.9695 | 67.9718 | 35.9695
8613 | 73.015 | 34.3842 | 73.015 | 34.3842
8614 | 76.607 | 32.695 | 76.607 | 32.695
8615 | 83.5889 | 31.7547 | 83.5889 | 31.7547
8616 | 83.9938 | 30.3304 | 83.9938 | 30.3304
8617 | 79.4503 | 29.1703 | 79.4503 | 29.1703
8618 | 78.0902 | 29.2697 | 78.0902 | 29.2697
8619 | 78.7569 | 29.472 | 78.7569 | 29.472
8620 | 78.7753 | 33.2724 | 78.7753 | 33.2724
8621 | 78.5965 | 34.4475 | 78.5965 | 34.4475
8622 | 78.1055 | 31.1596 | 78.1055 | 31.1596
8623 | 74.0181 | 28.6078 | 74.0181 | 28.6078
8624 | 71.9562 | 24.5604 | 71.9562 | 24.5604
8625 | 71.3188 | 21.4428 | 71.3188 | 21.4428
8626 | 72.268 | 14.768 | 72.268 | 14.768
8627 | 70.6458 | 10.4767 | 70.6458 | 10.4767
8628 | 67.105 | 10.0471 | 67.105 | 10.0471
8629 | 62.2899 | 7.558 | 62.2899 | 7.558
8630 | 59.5785 | 9.5837 | 59.5785 | 9.5837
8631 | 56.7724 | 11.4857 | 56.7724 | 11.4857
8632 | 54.8051 | 16.6076 | 54.8051 | 16.6076
8633 | 54.6171 | 35.1174 | 54.6171 | 35.1174
8634 | 56.2837 | 38.8085 | 56.2837 | 38.8085
8635 | 59.5462 | 38.3889 | 59.5462 | 38.3889
8636 | 65.8061 | 37.4599 | 65.8061 | 37.4599
8637 | 71.5967 | 36.2426 | 71.5967 | 36.2426
8638 | 76.1964 | 34.6405 | 76.1964 | 34.6405
8639 | 82.6276 | 32.8948 | 82.6276 | 32.8948
8640 | 83.7657 | 29.0807 | 83.7657 | 29.0807
8641 | 79.5288 | 26.2061 | 79.5288 | 26.2061
8642 | 78.0764 | 24.5244 | 78.0764 | 24.5244
8643 | 77.9902 | 24.0074 | 77.9902 | 24.0074
8644 | 77.8932 | 28.0985 | 77.8932 | 28.0985
8645 | 78.6455 | 29.6718 | 78.6455 | 29.6718
8646 | 77.2376 | 26.7274 | 77.2376 | 26.7274
8647 | 74.0385 | 24.3518 | 74.0385 | 24.3518
8648 | 71.7566 | 20.4052 | 71.7566 | 20.4052
8649 | 70.7039 | 17.0185 | 70.7039 | 17.0185
8650 | 71.9636 | 10.1607 | 71.9636 | 10.1607
8651 | 70.9563 | 5.7422 | 70.9563 | 5.7422
8652 | 66.9284 | 5.249 | 66.9284 | 5.249
8653 | 62.7702 | 2.7599 | 62.7702 | 2.7599
8654 | 60.1352 | 4.8178 | 60.1352 | 4.8178
8655 | 57.3476 | 6.9733 | 57.3476 | 6.9733
8656 | 55.1058 | 12.6139 | 55.1058 | 12.6139
8657 | 55.0568 | 31.8694 | 55.0568 | 31.8694
8658 | 56.2384 | 36.2151 | 56.2384 | 36.2151
8659 | 58.9512 | 35.8063 | 58.9512 | 35.8063
8660 | 64.3386 | 34.3333 | 64.3386 | 34.3333
8661 | 69.6866 | 32.0932 | 69.6866 | 32.0932
8662 | 73.6059 | 29.6407 | 73.6059 | 29.6407
8663 | 79.3945 | 27.7972 | 79.3945 | 27.7972
8664 | 80.5327 | 25.4951 | 80.5327 | 25.4951
8665 | 77.8923 | 23.3192 | 77.8923 | 23.3192
8666 | 76.1698 | 22.6533 | 76.1698 | 22.6533
8667 | 75.4664 | 22.7489 | 75.4664 | 22.7489
8668 | 75.4418 | 26.7803 | 75.4418 | 26.7803
8669 | 75.7961 | 27.9113 | 75.7961 | 27.9113
8670 | 74.5651 | 25.0374 | 74.5651 | 25.0374
8671 | 71.5016 | 23.3957 | 71.5016 | 23.3957
8672 | 69.4431 | 20.4854 | 69.4431 | 20.4854
8673 | 69.6401 | 17.8376 | 69.6401 | 17.8376
8674 | 71.5714 | 11.3683 | 71.5714 | 11.3683
8675 | 70.3291 | 7.0702 | 70.3291 | 7.0702
8676 | 66.5696 | 6.7884 | 66.5696 | 6.7884
8677 | 62.4469 | 4.4676 | 62.4469 | 4.4676
8678 | 60.0025 | 6.3269 | 60.0025 | 6.3269
8679 | 57.4652 | 7.8873 | 57.4652 | 7.8873
8680 | 54.9256 | 12.7773 | 54.9256 | 12.7773
8681 | 54.7265 | 31.6492 | 54.7265 | 31.6492
8682 | 55.7238 | 36.0214 | 55.7238 | 36.0214
8683 | 58.5192 | 35.454 | 58.5192 | 35.454
8684 | 63.3439 | 33.7598 | 63.3439 | 33.7598
8685 | 68.0161 | 31.556 | 68.0161 | 31.556
8686 | 72.551 | 29.4078 | 72.551 | 29.4078
8687 | 78.4708 | 27.577 | 78.4708 | 27.577
8688 | 79.6041 | 24.5419 | 79.6041 | 24.5419
8689 | 76.6324 | 21.6448 | 76.6324 | 21.6448
8690 | 75.6063 | 20.7283 | 75.6063 | 20.7283
8691 | 76.2462 | 19.9374 | 76.2462 | 19.9374
8692 | 76.5723 | 24.2848 | 76.5723 | 24.2848
8693 | 76.8194 | 26.4375 | 76.8194 | 26.4375
8694 | 75.3301 | 24.2173 | 75.3301 | 24.2173
8695 | 72.3592 | 22.6148 | 72.3592 | 22.6148
8696 | 70.9818 | 19.0205 | 70.9818 | 19.0205
8697 | 70.7617 | 15.8177 | 70.7617 | 15.8177
8698 | 71.0535 | 9.3436 | 71.0535 | 9.3436
8699 | 69.9609 | 5.0943 | 69.9609 | 5.0943
8700 | 66.5006 | 4.562 | 66.5006 | 4.562
8701 | 62.0795 | 3.1826 | 62.0795 | 3.1826
8702 | 59.4219 | 5.9883 | 59.4219 | 5.9883
8703 | 56.9578 | 8.5675 | 56.9578 | 8.5675
8704 | 54.7219 | 13.9879 | 54.7219 | 13.9879
8705 | 54.6337 | 32.4996 | 54.6337 | 32.4996
8706 | 55.8631 | 36.4265 | 55.8631 | 36.4265
8707 | 58.9999 | 35.8553 | 58.9999 | 35.8553
8708 | 64.7209 | 34.4957 | 64.7209 | 34.4957
8709 | 69.64 | 32.6246 | 69.64 | 32.6246
8710 | 74.2876 | 30.6604 | 74.2876 | 30.6604
8711 | 81.009 | 28.9618 | 81.009 | 28.9618
8712 | 82.2562 | 26.9425 | 82.2562 | 26.9425
8713 | 78.5917 | 25.4496 | 78.5917 | 25.4496
8714 | 77.3393 | 25.8211 | 77.3393 | 25.8211
8715 | 77.7699 | 26.9022 | 77.7699 | 26.9022
8716 | 77.8698 | 32.0589 | 77.8698 | 32.0589
8717 | 77.3542 | 34.3476 | 77.3542 | 34.3476
8718 | 76.6077 | 31.9111 | 76.6077 | 31.9111
8719 | 74.2149 | 29.9642 | 74.2149 | 29.9642
8720 | 72.3063 | 26.3111 | 72.3063 | 26.3111
8721 | 72.191 | 22.9528 | 72.191 | 22.9528
8722 | 72.3278 | 16.0373 | 72.3278 | 16.0373
8723 | 70.7997 | 11.6873 | 70.7997 | 11.6873
8724 | 67.1375 | 13.0155 | 67.1375 | 13.0155
8725 | 63.8476 | 11.4741 | 63.8476 | 11.4741
8726 | 61.2158 | 12.7911 | 61.2158 | 12.7911
8727 | 58.6407 | 15.017 | 58.6407 | 15.017
8728 | 56.314 | 20.0369 | 56.314 | 20.0369
8729 | 56.0878 | 38.3188 | 56.0878 | 38.3188
8730 | 57.1544 | 41.5513 | 57.1544 | 41.5513
8731 | 59.6745 | 42.457 | 59.6745 | 42.457
8732 | 64.5251 | 40.9991 | 64.5251 | 40.9991
8733 | 68.2761 | 40.33 | 68.2761 | 40.33
8734 | 71.886 | 36.1376 | 71.886 | 36.1376
8735 | 78.5693 | 34.8077 | 78.5693 | 34.8077
8736 | 78.7675 | 32.477 | 78.7675 | 32.477
8737 | 74.7131 | 28.4531 | 74.7131 | 28.4531
8738 | 73.5099 | 28.1021 | 73.5099 | 28.1021
8739 | 72.7448 | 27.2184 | 72.7448 | 27.2184
8740 | 73.1024 | 30.0769 | 73.1024 | 30.0769
8741 | 74.177 | 31.3571 | 74.177 | 31.3571
8742 | 72.6091 | 28.418 | 72.6091 | 28.418
8743 | 71.225 | 25.9985 | 71.225 | 25.9985
8744 | 69.6942 | 21.2537 | 69.6942 | 21.2537
8745 | 69.9953 | 18.9932 | 69.9953 | 18.9932
8746 | 71.55 | 12.1015 | 71.55 | 12.1015
8747 | 69.8734 | 7.7315 | 69.8734 | 7.7315
8748 | 66.9507 | 7.3783 | 66.9507 | 7.3783
8749 | 63.2546 | 5.6638 | 63.2546 | 5.6638
8750 | 60.1234 | 6.972 | 60.1234 | 6.972
8751 | 58.0801 | 9.4368 | 58.0801 | 9.4368
8752 | 56.0322 | 15.11 | 56.0322 | 15.11
8753 | 55.9913 | 34.0835 | 55.9913 | 34.0835
8754 | 57.1537 | 37.5977 | 57.1537 | 37.5977
8755 | 60.3234 | 38.5746 | 60.3234 | 38.5746
8756 | 66.7135 | 37.2659 | 66.7135 | 37.2659
8757 | 72.684 | 36.8795 | 72.684 | 36.8795
8758 | 77.8562 | 33.1859 | 77.8562 | 33.1859
8759 | 85.34 | 31.811 | 85.34 | 31.811