## Arctic Bay
RFC Microgrid
Worst case costs (USD) |  |  |  |  | NREL costs (USD)
Turbine | CAPEX | OPEX | Annual costs | 25 year costs | Turbine | CAPEX | OPEX | Annual costs | 25 year costs
100 kW | 3304482.9843 | 98600 | 3403082.9843 | 85077074.6072 | 100 kW | 733364.5986 | 185600 | 918964.5986 | 22974114.9661
500 kW | 2915720.2803 | 87000 | 3002720.2803 | 75068007.0064 | 500 kW | 57294.1093 | 14500 | 71794.1093 | 1794852.7317
800 kW | 0 | 0 | 0 | 0 | 800 kW | 0 | 0 | 0 | 0
1500 kW | 0 | 0 | 0 | 0 | 1500 kW | 0 | 0 | 0 | 0
RFC | CAPEX | OPEX | Annual costs | 25 year costs | RFC | CAPEX | OPEX | Annual costs | 25 year costs
1000 kW | 1934798.35 | 224100 | 2158898.35 | 53972458.7496 | 1000 kW | 2257264.7416 | 261450 | 2518714.7416 | 62967868.5412
20000 kW | 0 | 0 | 0 | 0 | 20000 kW | 0 | 0 | 0 | 0
100000 kW | 0 | 0 | 0 | 0 | 100000 kW | 0 | 0 | 0 | 0
H2 furnace | CAPEX | OPEX | Annual costs | 25 year costs | H2 furnace | CAPEX | OPEX | Annual costs | 25 year costs
17.58 kW | 72451.7381 | 90290.88 | 162742.6181 | 4068565.4527 | 17.58 kW | 72451.7381 | 90290.88 | 162742.6181 | 4068565.4527
H2 Storage | CAPEX | OPEX | Annual costs | 25 year costs | H2 storage | CAPEX | OPEX | Annual costs | 25 year costs
| 884193.0683 | 0 | 884193.0683 | 22104826.7064 |  | 390701.157 | 0 | 390701.157 | 9767528.9258
PV Solar | CAPEX | OPEX | Annual costs | 25 year costs | PV Solar | CAPEX | OPEX | Annual costs | 25 year costs
| 0 | 0 | 0 | 0 |  | 0 | 0 | 0 | 0
| CAPEX | OPEX | Annual costs | 25 year costs |  | CAPEX | OPEX | Annual costs | 25 year costs
Total | 9147274.1296 | 499990.88 | 9647265.0096 | 12499772 | Total | 3511076.3447 | 551840.88 | 4062917.2247 | 101572930.6176
Turbine |  |  |  |  | Turbine
Size | Built | Capacity (kW) |  |  | Size | Built | Capacity (kW)
100 kW | 34 | 3400 |  |  | 100 kW | 64 | 6400
500 kW | 6 | 3000 |  |  | 500 kW | 1 | 500
800 kW | 0 | 0 |  |  | 800 kW | 0 | 0
1500 kW | 0 | 0 |  |  | 1500 kW | 0 | 0
Total | 40 | 6400 |  |  | Total | 65 | 6900
PV Solar |  |  |  |  | PV Solar
Capacity (kW) | 0 |  |  |  | Capacity (kW) | 0
RFC |  |  |  |  | RFC
Size | Built | Capacity (kW) |  |  | Size | Built | Capacity (kW)
1000 kW | 6 | 6000 |  |  | 1000 kW | 7 | 7000
20000 kW | 0 | 0 |  |  | 20000 kW | 0 | 0
100000 kW | 0 | 0 |  |  | 100000 kW | 0 | 0
Total | 6 | 6000 |  |  | Total | 7 | 7000
H2 furnace |  |  |  |  | H2 furnace
Size | Built | Capacity (kW) |  |  | Size | Built | Capacity (kW)
17.58 kW | 321 | 5643.18 |  |  | 17.58 kW | 321 | 5643.18
H2 tank |  |  |  |  | H2 tank
Size (kg) | 36730 |  |  |  | Size (kg) | 16230
Worst case water usage (L) |  |  |  |  | Worst case water usage (L)
Scenario | Yearly water usage | 25 year water usage |  |  | Without capturing | yearly water usage | 211148231.0825
Without capturing | 6582671.1698 | 164566779.2455 |  |  | With capturing | 8445929.2433 | 211148231.0825
With capturing | 1342635.8127 | 33565895.3183 |  |  | With capturing | 868402.9447 | 21710073.6185
Best case water usage (L) |  |  |  |  | Scenario
Scenario | Yearly water usage | 25 year water usage |  |  | Without capturing | 2293956.0908 | 57348902.2693
Without capturing | 1787885.9967 | 44697149.9185 |  |  | With capturing | 342208.7144 | 8555217.8591
With capturing | 615148.3113 | 15378707.7819
Water tank for capturing scenario |  |  |  |  | Water tank for capturing scenario
Size (L) | 343881.7853 |  |  |  | Size (L) | 146000.6963
Cost of CO2 avoidance (USD/kg CO2) |  |  |  |  | Cost of CO2 avoidance (USD/kg CO2)
1.2117 |  |  |  |  | 0.51031
CO2 Avoided (kg CO2)
Yearly | 25 years
7961648.6317 | 199041215.7934
Diesel Microgrid
Costs (USD)
Diesel genset | CAPEX | OPEX | Annual costs | 25 year costs
100 kW | 38314.3269 | 89400 | 127714.3269 | 3192858.1735
500 kW | 0 | 0 | 0 | 0
1000 kW | 0 | 0 | 0 | 0
2000 kW | 0 | 0 | 0 | 0
Genset fuel |  |  | 0 | 0
Diesel furnace | CAPEX | OPEX | Annual costs | 25 year costs
17.58 kW | 72451.7381 | 90290.88 | 162742.6181 | 4068565.4527
Furnace fuel |  |  | 0 | 0
| CAPEX | OPEX | Annual costs | 25 year costs
Total | 110766.0651 | 6548094.1271 | 6658860.1922 | 166471504.8043
Diesel genset
Size | Built | Capacity (kW)
100 kW | 6 | 600
500 kW | 0 | 0
1000 kW | 0 | 0
2000 kW | 0 | 0
Total | 6 | 600
Diesel furnace
Size | Built | Capacity (kW)
17.58 kW | 321 | 5643.18
Fuel usage (L)
Technology | Yearly fuel useage | 25 year fuel useage
Genset | 840526.3158 | 21013157.8947
Furnace | 2211667.9076 | 55291697.6902
Total | 3052194.2234 | 76304855.585
Emissions (kg)
Technology | Yearly CO2 emissions | 25 year CO2 emissions
Genset | 2192512.8947 | 54812822.3684
Furnace | 5769135.737 | 144228393.425
Total | 7961648.6317 | 199041215.7934

## Aupaluk
RFC Microgrid
Worst case costs (USD) |  |  |  |  | NREL costs (USD)
Turbine | CAPEX | OPEX | Annual costs | 25 year costs | Turbine | CAPEX | OPEX | Annual costs | 25 year costs
100 kW | 291572.028 | 8700 | 300272.028 | 7506800.7006 | 100 kW | 45835.2874 | 11600 | 57435.2874 | 1435882.1854
500 kW | 1943813.5202 | 58000 | 2001813.5202 | 50045338.0042 | 500 kW | 229176.4371 | 58000 | 287176.4371 | 7179410.9269
800 kW | 0 | 0 | 0 | 0 | 800 kW | 0 | 0 | 0 | 0
1500 kW | 0 | 0 | 0 | 0 | 1500 kW | 0 | 0 | 0 | 0
RFC | CAPEX | OPEX | Annual costs | 25 year costs | RFC | CAPEX | OPEX | Annual costs | 25 year costs
1000 kW | 644932.7833 | 74700 | 719632.7833 | 17990819.5832 | 1000 kW | 644932.7833 | 74700 | 719632.7833 | 17990819.5832
20000 kW | 0 | 0 | 0 | 0 | 20000 kW | 0 | 0 | 0 | 0
100000 kW | 0 | 0 | 0 | 0 | 100000 kW | 0 | 0 | 0 | 0
H2 furnace | CAPEX | OPEX | Annual costs | 25 year costs | H2 furnace | CAPEX | OPEX | Annual costs | 25 year costs
17.58 kW | 29567.5318 | 36847.68 | 66415.2118 | 1660380.2938 | 17.58 kW | 29567.5318 | 36847.68 | 66415.2118 | 1660380.2938
H2 Storage | CAPEX | OPEX | Annual costs | 25 year costs | H2 storage | CAPEX | OPEX | Annual costs | 25 year costs
| 203414.9585 | 0 | 203414.9585 | 5085373.9632 |  | 162250.5113 | 0 | 162250.5113 | 4056262.7825
PV Solar | CAPEX | OPEX | Annual costs | 25 year costs | PV Solar | CAPEX | OPEX | Annual costs | 25 year costs
| 0 | 0 | 0 | 0 |  | 271.7014 | 38 | 309.7014 | 7742.535
| CAPEX | OPEX | Annual costs | 25 year costs |  | CAPEX | OPEX | Annual costs | 25 year costs
Total | 3113300.8218 | 178247.68 | 3291548.5018 | 4456192 | Total | 1112034.2523 | 181185.68 | 4062917.2247 | 101572930.6176
Turbine |  |  |  |  | Turbine
Size | Built | Capacity (kW) |  |  | Size | Built | Capacity (kW)
100 kW | 3 | 300 |  |  | 100 kW | 4 | 400
500 kW | 4 | 2000 |  |  | 500 kW | 4 | 2000
800 kW | 0 | 0 |  |  | 800 kW | 0 | 0
1500 kW | 0 | 0 |  |  | 1500 kW | 0 | 0
Total | 7 | 2300 |  |  | Total | 8 | 2400
PV Solar |  |  |  |  | PV Solar
Capacity (kW) | 0 |  |  |  | Capacity (kW) | 2
RFC |  |  |  |  | RFC
Size | Built | Capacity (kW) |  |  | Size | Built | Capacity (kW)
1000 kW | 2 | 2000 |  |  | 1000 kW | 2 | 2000
20000 kW | 0 | 0 |  |  | 20000 kW | 0 | 0
100000 kW | 0 | 0 |  |  | 100000 kW | 0 | 0
Total | 2 | 2000 |  |  | Total | 2 | 2000
H2 furnace |  |  |  |  | H2 furnace
Size | Built | Capacity (kW) |  |  | Size | Built | Capacity (kW)
17.58 kW | 131 | 2302.98 |  |  | 17.58 kW | 131 | 2302.98
H2 tank |  |  |  |  | H2 tank
Size (kg) | 8450 |  |  |  | Size (kg) | 6740
Worst case water usage (L) |  |  |  |  | Worst case water usage (L)
Scenario | Yearly water usage | 25 year water usage |  |  | Scenario | yearly water usage | 25 year water usage
Without capturing | 1880961.5711 | 47024039.277 |  |  | Without capturing | 2546038.7304 | 63650968.2604
With capturing | 426791.7525 | 10669793.8121 |  |  | With capturing | 367988.1519 | 9199703.7966
Best case water usage (L) |  |  |  |  | Best case water usage (L)
Scenario | Yearly water usage | 25 year water usage |  |  | Scenario | 691516.6922 | 25 year water usage
Without capturing | 510878.4514 | 12771961.2851 |  |  | Without capturing | 144131.8437 | 3603296.0929
With capturing | 171273.9292 | 4281848.2288 |  |  | With capturing | 367988.1519 | 9199703.7966
Water tank for capturing scenario |  |  |  |  | Water tank for capturing scenario
Size (L) | 75996.0967 |  |  |  | Size (L) | 60660
Cost of CO2 avoidance (USD/kg CO2) |  |  |  |  | Cost of CO2 avoidance (USD/kg CO2)
0.85465 |  |  |  |  | 1.0549
CO2 Avoided (kg CO2)
Yearly | 25 years
3851326.9172 | 96283172.9295
Diesel Microgrid
Costs (USD)
Diesel genset | CAPEX | OPEX | Annual costs | 25 year costs
100 kW | 31928.6058 | 74500 | 106428.6058 | 2660715.1446
500 kW | 0 | 0 | 0 | 0
1000 kW | 0 | 0 | 0 | 0
2000 kW | 0 | 0 | 0 | 0
Genset fuel |  |  | 0 | 0
Diesel furnace | CAPEX | OPEX | Annual costs | 25 year costs
17.58 kW | 29567.5318 | 36847.68 | 66415.2118 | 1660380.2938
Furnace fuel |  |  | 0 | 0
| CAPEX | OPEX | Annual costs | 25 year costs
Total | 61496.1375 | 3191966.2779 | 3253462.4155 | 81336560.3867
Diesel genset
Size | Built | Capacity (kW)
100 kW | 5 | 500
500 kW | 0 | 0
1000 kW | 0 | 0
2000 kW | 0 | 0
Total | 5 | 500
Diesel furnace
Size | Built | Capacity (kW)
17.58 kW | 131 | 2302.98
Fuel usage (L)
Technology | Yearly fuel useage | 25 year fuel useage
Genset | 687368.4211 | 17184210.5263
Furnace | 789084.2978 | 19727107.4455
Total | 1476452.7189 | 36911317.9718
Emissions (kg)
Technology | Yearly CO2 emissions | 25 year CO2 emissions
Genset | 1793000.5263 | 44825013.1579
Furnace | 2058326.3909 | 51458159.7717
Total | 3851326.9172 | 96283172.9295

## Beaver Creek
RFC Microgrid
Worst case costs (USD) |  |  |  |  | NREL costs (USD)
Turbine | CAPEX | OPEX | Annual costs | 25 year costs | Turbine | CAPEX | OPEX | Annual costs | 25 year costs
100 kW | 2138194.8722 | 63800 | 2201994.8722 | 55049871.8047 | 100 kW | 34376.4656 | 8700 | 43076.4656 | 1076911.639
500 kW | 0 | 0 | 0 | 0 | 500 kW | 343764.6556 | 87000 | 430764.6556 | 10769116.3904
800 kW | 0 | 0 | 0 | 0 | 800 kW | 0 | 0 | 0 | 0
1500 kW | 0 | 0 | 0 | 0 | 1500 kW | 0 | 0 | 0 | 0
RFC | CAPEX | OPEX | Annual costs | 25 year costs | RFC | CAPEX | OPEX | Annual costs | 25 year costs
1000 kW | 644932.7833 | 74700 | 719632.7833 | 17990819.5832 | 1000 kW | 967399.175 | 112050 | 1079449.175 | 26986229.3748
20000 kW | 0 | 0 | 0 | 0 | 20000 kW | 0 | 0 | 0 | 0
100000 kW | 0 | 0 | 0 | 0 | 100000 kW | 0 | 0 | 0 | 0
H2 furnace | CAPEX | OPEX | Annual costs | 25 year costs | H2 furnace | CAPEX | OPEX | Annual costs | 25 year costs
17.58 kW | 25504.8175 | 31784.64 | 57289.4575 | 1432236.4366 | 17.58 kW | 25504.8175 | 31784.64 | 57289.4575 | 1432236.4366
H2 Storage | CAPEX | OPEX | Annual costs | 25 year costs | H2 storage | CAPEX | OPEX | Annual costs | 25 year costs
| 1108069.8865 | 0 | 1108069.8865 | 27701747.1629 |  | 318964.2841 | 0 | 318964.2841 | 7974107.1021
PV Solar | CAPEX | OPEX | Annual costs | 25 year costs | PV Solar | CAPEX | OPEX | Annual costs | 25 year costs
| 1358.507 | 190 | 1548.507 | 38712.675 |  | 0 | 0 | 0 | 0
| CAPEX | OPEX | Annual costs | 25 year costs |  | CAPEX | OPEX | Annual costs | 25 year costs
Total | 3917338.6832 | 170474.64 | 4087813.3232 | 4261866 | Total | 1690009.3977 | 239534.64 | 4062917.2247 | 101572930.6176
Turbine |  |  |  |  | Turbine
Size | Built | Capacity (kW) |  |  | Size | Built | Capacity (kW)
100 kW | 22 | 2200 |  |  | 100 kW | 3 | 300
500 kW | 0 | 0 |  |  | 500 kW | 6 | 3000
800 kW | 0 | 0 |  |  | 800 kW | 0 | 0
1500 kW | 0 | 0 |  |  | 1500 kW | 0 | 0
Total | 22 | 2200 |  |  | Total | 9 | 3300
PV Solar |  |  |  |  | PV Solar
Capacity (kW) | 10 |  |  |  | Capacity (kW) | 0
RFC |  |  |  |  | RFC
Size | Built | Capacity (kW) |  |  | Size | Built | Capacity (kW)
1000 kW | 2 | 2000 |  |  | 1000 kW | 3 | 3000
20000 kW | 0 | 0 |  |  | 20000 kW | 0 | 0
100000 kW | 0 | 0 |  |  | 100000 kW | 0 | 0
Total | 2 | 2000 |  |  | Total | 3 | 3000
H2 furnace |  |  |  |  | H2 furnace
Size | Built | Capacity (kW) |  |  | Size | Built | Capacity (kW)
17.58 kW | 113 | 1986.54 |  |  | 17.58 kW | 113 | 1986.54
H2 tank |  |  |  |  | H2 tank
Size (kg) | 46030 |  |  |  | Size (kg) | 13250
Worst case water usage (L) |  |  |  |  | Worst case water usage (L)
Scenario | Yearly water usage | 25 year water usage |  |  | Scenario | yearly water usage | 25 year water usage
Without capturing | 4274032.2009 | 106850805.0233 |  |  | Without capturing | 4907821.4904 | 122695537.2609
With capturing | 2322902.9176 | 58072572.9393 |  |  | With capturing | 701893.2552 | 17547331.3798
Best case water usage (L) |  |  |  |  | Best case water usage (L)
Scenario | Yearly water usage | 25 year water usage |  |  | Scenario | 1332988.553 | 25 year water usage
Without capturing | 1160848.2521 | 29021206.3026 |  |  | Without capturing | 277498.7854 | 6937469.634
With capturing | 932467.4591 | 23311686.4774 |  |  | With capturing | 701893.2552 | 17547331.3798
Water tank for capturing scenario |  |  |  |  | Water tank for capturing scenario
Size (L) | 414000 |  |  |  | Size (L) | 119250
Cost of CO2 avoidance (USD/kg CO2) |  |  |  |  | Cost of CO2 avoidance (USD/kg CO2)
1.3809 |  |  |  |  | 1.3725
CO2 Avoided (kg CO2)
Yearly | 25 years
2960263.6103 | 74006590.2581
Diesel Microgrid
Costs (USD)
Diesel genset | CAPEX | OPEX | Annual costs | 25 year costs
100 kW | 19157.1635 | 44700 | 63857.1635 | 1596429.0868
500 kW | 0 | 0 | 0 | 0
1000 kW | 0 | 0 | 0 | 0
2000 kW | 0 | 0 | 0 | 0
Genset fuel |  |  | 0 | 0
Diesel furnace | CAPEX | OPEX | Annual costs | 25 year costs
17.58 kW | 25504.8175 | 31784.64 | 57289.4575 | 1432236.4366
Furnace fuel |  |  | 0 | 0
| CAPEX | OPEX | Annual costs | 25 year costs
Total | 44661.9809 | 2444355.0724 | 2489017.0533 | 62225426.3337
Diesel genset
Size | Built | Capacity (kW)
100 kW | 3 | 300
500 kW | 0 | 0
1000 kW | 0 | 0
2000 kW | 0 | 0
Total | 3 | 300
Diesel furnace
Size | Built | Capacity (kW)
17.58 kW | 113 | 1986.54
Fuel usage (L)
Technology | Yearly fuel useage | 25 year fuel useage
Genset | 467105.2632 | 11677631.5789
Furnace | 667747.5681 | 16693689.2024
Total | 1134852.8313 | 28371320.7813
Emissions (kg)
Technology | Yearly CO2 emissions | 25 year CO2 emissions
Genset | 1218444.0789 | 30461101.9737
Furnace | 1741819.5314 | 43545488.2844
Total | 2960263.6103 | 74006590.2581

## Brochet
RFC Microgrid
Worst case costs (USD) |  |  |  |  | NREL costs (USD)
Turbine | CAPEX | OPEX | Annual costs | 25 year costs | Turbine | CAPEX | OPEX | Annual costs | 25 year costs
100 kW | 2332576.2242 | 69600 | 2402176.2242 | 60054405.6051 | 100 kW | 389599.943 | 98600 | 488199.943 | 12204998.5758
500 kW | 0 | 0 | 0 | 0 | 500 kW | 0 | 0 | 0 | 0
800 kW | 0 | 0 | 0 | 0 | 800 kW | 0 | 0 | 0 | 0
1500 kW | 0 | 0 | 0 | 0 | 1500 kW | 0 | 0 | 0 | 0
RFC | CAPEX | OPEX | Annual costs | 25 year costs | RFC | CAPEX | OPEX | Annual costs | 25 year costs
1000 kW | 644932.7833 | 74700 | 719632.7833 | 17990819.5832 | 1000 kW | 967399.175 | 112050 | 1079449.175 | 26986229.3748
20000 kW | 0 | 0 | 0 | 0 | 20000 kW | 0 | 0 | 0 | 0
100000 kW | 0 | 0 | 0 | 0 | 100000 kW | 0 | 0 | 0 | 0
H2 furnace | CAPEX | OPEX | Annual costs | 25 year costs | H2 furnace | CAPEX | OPEX | Annual costs | 25 year costs
17.58 kW | 36338.7222 | 45286.08 | 81624.8022 | 2040620.0557 | 17.58 kW | 36338.7222 | 45286.08 | 81624.8022 | 2040620.0557
H2 Storage | CAPEX | OPEX | Annual costs | 25 year costs | H2 storage | CAPEX | OPEX | Annual costs | 25 year costs
| 906821.4778 | 0 | 906821.4778 | 22670536.9461 |  | 51997.1965 | 0 | 51997.1965 | 1299929.9125
PV Solar | CAPEX | OPEX | Annual costs | 25 year costs | PV Solar | CAPEX | OPEX | Annual costs | 25 year costs
| 0 | 0 | 0 | 0 |  | 271.7014 | 38 | 309.7014 | 7742.535
| CAPEX | OPEX | Annual costs | 25 year costs |  | CAPEX | OPEX | Annual costs | 25 year costs
Total | 3920909.9354 | 189586.08 | 4110496.0154 | 4739652 | Total | 1445606.7382 | 255974.08 | 4062917.2247 | 101572930.6176
Turbine |  |  |  |  | Turbine
Size | Built | Capacity (kW) |  |  | Size | Built | Capacity (kW)
100 kW | 24 | 2400 |  |  | 100 kW | 34 | 3400
500 kW | 0 | 0 |  |  | 500 kW | 0 | 0
800 kW | 0 | 0 |  |  | 800 kW | 0 | 0
1500 kW | 0 | 0 |  |  | 1500 kW | 0 | 0
Total | 24 | 2400 |  |  | Total | 34 | 3400
PV Solar |  |  |  |  | PV Solar
Capacity (kW) | 0 |  |  |  | Capacity (kW) | 2
RFC |  |  |  |  | RFC
Size | Built | Capacity (kW) |  |  | Size | Built | Capacity (kW)
1000 kW | 2 | 2000 |  |  | 1000 kW | 3 | 3000
20000 kW | 0 | 0 |  |  | 20000 kW | 0 | 0
100000 kW | 0 | 0 |  |  | 100000 kW | 0 | 0
Total | 2 | 2000 |  |  | Total | 3 | 3000
H2 furnace |  |  |  |  | H2 furnace
Size | Built | Capacity (kW) |  |  | Size | Built | Capacity (kW)
17.58 kW | 161 | 2830.38 |  |  | 17.58 kW | 161 | 2830.38
H2 tank |  |  |  |  | H2 tank
Size (kg) | 37670 |  |  |  | Size (kg) | 2160
Worst case water usage (L) |  |  |  |  | Worst case water usage (L)
Scenario | Yearly water usage | 25 year water usage |  |  | Scenario | yearly water usage | 25 year water usage
Without capturing | 2808616.5649 | 70215414.1225 |  |  | Without capturing | 2724153.7672 | 68103844.179
With capturing | 1287015.215 | 32175380.376 |  |  | With capturing | 136002.7502 | 3400068.7557
Best case water usage (L) |  |  |  |  | Best case water usage (L)
Scenario | Yearly water usage | 25 year water usage |  |  | Scenario | 739893.6158 | 25 year water usage
Without capturing | 762834.1287 | 19070853.2185 |  |  | Without capturing | 51033.635 | 1275840.874
With capturing | 596570.3853 | 14914259.6318 |  |  | With capturing | 136002.7502 | 3400068.7557
Water tank for capturing scenario |  |  |  |  | Water tank for capturing scenario
Size (L) | 339116.381 |  |  |  | Size (L) | 19350.236
Cost of CO2 avoidance (USD/kg CO2) |  |  |  |  | Cost of CO2 avoidance (USD/kg CO2)
0.88154 |  |  |  |  | 0.87134
CO2 Avoided (kg CO2)
Yearly | 25 years
4662853.3907 | 116571334.7676
Diesel Microgrid
Costs (USD)
Diesel genset | CAPEX | OPEX | Annual costs | 25 year costs
100 kW | 38314.3269 | 89400 | 127714.3269 | 3192858.1735
500 kW | 0 | 0 | 0 | 0
1000 kW | 0 | 0 | 0 | 0
2000 kW | 0 | 0 | 0 | 0
Genset fuel |  |  | 0 | 0
Diesel furnace | CAPEX | OPEX | Annual costs | 25 year costs
17.58 kW | 36338.7222 | 45286.08 | 81624.8022 | 2040620.0557
Furnace fuel |  |  | 0 | 0
| CAPEX | OPEX | Annual costs | 25 year costs
Total | 74653.0492 | 3864432.5242 | 3939085.5734 | 98477139.3344
Diesel genset
Size | Built | Capacity (kW)
100 kW | 6 | 600
500 kW | 0 | 0
1000 kW | 0 | 0
2000 kW | 0 | 0
Total | 6 | 600
Diesel furnace
Size | Built | Capacity (kW)
17.58 kW | 161 | 2830.38
Fuel usage (L)
Technology | Yearly fuel useage | 25 year fuel useage
Genset | 818157.8947 | 20453947.3684
Furnace | 969403.3055 | 24235082.6364
Total | 1787561.2002 | 44689030.0048
Emissions (kg)
Technology | Yearly CO2 emissions | 25 year CO2 emissions
Genset | 2134164.8684 | 53354121.7105
Furnace | 2528688.5223 | 63217213.0571
Total | 4662853.3907 | 116571334.7676

## Fort Chipewyan
RFC Microgrid
Worst case costs (USD) |  |  |  |  | NREL costs (USD)
Turbine | CAPEX | OPEX | Annual costs | 25 year costs | Turbine | CAPEX | OPEX | Annual costs | 25 year costs
100 kW | 388762.704 | 11600 | 400362.704 | 10009067.6008 | 100 kW | 905246.9265 | 229100 | 1134346.9265 | 28358673.1613
500 kW | 6803347.3206 | 203000 | 7006347.3206 | 175158683.0148 | 500 kW | 0 | 0 | 0 | 0
800 kW | 0 | 0 | 0 | 0 | 800 kW | 0 | 0 | 0 | 0
1500 kW | 0 | 0 | 0 | 0 | 1500 kW | 0 | 0 | 0 | 0
RFC | CAPEX | OPEX | Annual costs | 25 year costs | RFC | CAPEX | OPEX | Annual costs | 25 year costs
1000 kW | 1934798.35 | 224100 | 2158898.35 | 53972458.7496 | 1000 kW | 1934798.35 | 224100 | 2158898.35 | 53972458.7496
20000 kW | 0 | 0 | 0 | 0 | 20000 kW | 0 | 0 | 0 | 0
100000 kW | 0 | 0 | 0 | 0 | 100000 kW | 0 | 0 | 0 | 0
H2 furnace | CAPEX | OPEX | Annual costs | 25 year costs | H2 furnace | CAPEX | OPEX | Annual costs | 25 year costs
17.58 kW | 84414.1746 | 105198.72 | 189612.8946 | 4740322.3655 | 17.58 kW | 84414.1746 | 105198.72 | 189612.8946 | 4740322.3655
H2 Storage | CAPEX | OPEX | Annual costs | 25 year costs | H2 storage | CAPEX | OPEX | Annual costs | 25 year costs
| 780680.1308 | 0 | 780680.1308 | 19517003.2695 |  | 556321.857 | 0 | 556321.857 | 13908046.4248
PV Solar | CAPEX | OPEX | Annual costs | 25 year costs | PV Solar | CAPEX | OPEX | Annual costs | 25 year costs
| 0 | 0 | 0 | 0 |  | 0 | 0 | 0 | 0
| CAPEX | OPEX | Annual costs | 25 year costs |  | CAPEX | OPEX | Annual costs | 25 year costs
Total | 10099367.2617 | 543898.72 | 10643265.9817 | 13597468 | Total | 3480781.308 | 558398.72 | 4062917.2247 | 101572930.6176
Turbine |  |  |  |  | Turbine
Size | Built | Capacity (kW) |  |  | Size | Built | Capacity (kW)
100 kW | 4 | 400 |  |  | 100 kW | 79 | 7900
500 kW | 14 | 7000 |  |  | 500 kW | 0 | 0
800 kW | 0 | 0 |  |  | 800 kW | 0 | 0
1500 kW | 0 | 0 |  |  | 1500 kW | 0 | 0
Total | 18 | 7400 |  |  | Total | 79 | 7900
PV Solar |  |  |  |  | PV Solar
Capacity (kW) | 0 |  |  |  | Capacity (kW) | 0
RFC |  |  |  |  | RFC
Size | Built | Capacity (kW) |  |  | Size | Built | Capacity (kW)
1000 kW | 6 | 6000 |  |  | 1000 kW | 6 | 6000
20000 kW | 0 | 0 |  |  | 20000 kW | 0 | 0
100000 kW | 0 | 0 |  |  | 100000 kW | 0 | 0
Total | 6 | 6000 |  |  | Total | 6 | 6000
H2 furnace |  |  |  |  | H2 furnace
Size | Built | Capacity (kW) |  |  | Size | Built | Capacity (kW)
17.58 kW | 374 | 6574.92 |  |  | 17.58 kW | 374 | 6574.92
H2 tank |  |  |  |  | H2 tank
Size (kg) | 32430 |  |  |  | Size (kg) | 23110
Worst case water usage (L) |  |  |  |  | Worst case water usage (L)
Scenario | Yearly water usage | 25 year water usage |  |  | Scenario | yearly water usage | 25 year water usage
Without capturing | 8061343.6629 | 201533591.5723 |  |  | Without capturing | 10329793.7755 | 258244844.3866
With capturing | 1189357.7759 | 29733944.3971 |  |  | With capturing | 1342939.3474 | 33573483.6858
Best case water usage (L) |  |  |  |  | Best case water usage (L)
Scenario | Yearly water usage | 25 year water usage |  |  | Scenario | 2805623.0007 | 25 year water usage
Without capturing | 2189500.7479 | 54737518.6987 |  |  | Without capturing | 516247.8475 | 12906196.1864
With capturing | 564866.2995 | 14121657.4882 |  |  | With capturing | 1342939.3474 | 33573483.6858
Water tank for capturing scenario |  |  |  |  | Water tank for capturing scenario
Size (L) | 332005.0711 |  |  |  | Size (L) | 207990
Cost of CO2 avoidance (USD/kg CO2) |  |  |  |  | Cost of CO2 avoidance (USD/kg CO2)
0.73049 |  |  |  |  | 0.27885
CO2 Avoided (kg CO2)
Yearly | 25 years
14570089.8979 | 364252247.4466
Diesel Microgrid
Costs (USD)
Diesel genset | CAPEX | OPEX | Annual costs | 25 year costs
100 kW | 6385.7212 | 14900 | 21285.7212 | 532143.0289
500 kW | 0 | 0 | 0 | 0
1000 kW | 141904.9146 | 228000 | 369904.9146 | 9247622.865
2000 kW | 0 | 0 | 0 | 0
Genset fuel |  |  | 0 | 0
Diesel furnace | CAPEX | OPEX | Annual costs | 25 year costs
17.58 kW | 84414.1746 | 105198.72 | 189612.8946 | 4740322.3655
Furnace fuel |  |  | 0 | 0
| CAPEX | OPEX | Annual costs | 25 year costs
Total | 232704.8104 | 12002494.9523 | 12235199.7627 | 305879994.0663
Diesel genset
Size | Built | Capacity (kW)
100 kW | 1 | 100
500 kW | 0 | 0
1000 kW | 2 | 2000
2000 kW | 0 | 0
Total | 3 | 2100
Diesel furnace
Size | Built | Capacity (kW)
17.58 kW | 374 | 6574.92
Fuel usage (L)
Technology | Yearly fuel useage | 25 year fuel useage
Genset | 3379736.8421 | 84493421.0526
Furnace | 2205883.2069 | 55147080.1728
Total | 5585620.049 | 139640501.2255
Emissions (kg)
Technology | Yearly CO2 emissions | 25 year CO2 emissions
Genset | 8816043.5526 | 220401088.8158
Furnace | 5754046.3452 | 143851158.6308
Total | 14570089.8979 | 364252247.4466

## Fort Good Hope
RFC Microgrid
Worst case costs (USD) |  |  |  |  | NREL costs (USD)
Turbine | CAPEX | OPEX | Annual costs | 25 year costs | Turbine | CAPEX | OPEX | Annual costs | 25 year costs
100 kW | 3207292.3083 | 95700 | 3302992.3083 | 82574807.707 | 100 kW | 504188.1616 | 127600 | 631788.1616 | 15794704.0392
500 kW | 0 | 0 | 0 | 0 | 500 kW | 0 | 0 | 0 | 0
800 kW | 0 | 0 | 0 | 0 | 800 kW | 0 | 0 | 0 | 0
1500 kW | 0 | 0 | 0 | 0 | 1500 kW | 0 | 0 | 0 | 0
RFC | CAPEX | OPEX | Annual costs | 25 year costs | RFC | CAPEX | OPEX | Annual costs | 25 year costs
1000 kW | 967399.175 | 112050 | 1079449.175 | 26986229.3748 | 1000 kW | 1289865.5667 | 149400 | 1439265.5667 | 35981639.1664
20000 kW | 0 | 0 | 0 | 0 | 20000 kW | 0 | 0 | 0 | 0
100000 kW | 0 | 0 | 0 | 0 | 100000 kW | 0 | 0 | 0 | 0
H2 furnace | CAPEX | OPEX | Annual costs | 25 year costs | H2 furnace | CAPEX | OPEX | Annual costs | 25 year costs
17.58 kW | 48526.8651 | 60475.2 | 109002.0651 | 2725051.6272 | 17.58 kW | 48526.8651 | 60475.2 | 109002.0651 | 2725051.6272
H2 Storage | CAPEX | OPEX | Annual costs | 25 year costs | H2 storage | CAPEX | OPEX | Annual costs | 25 year costs
| 1540176.2185 | 0 | 1540176.2185 | 38504405.4635 |  | 418625.5774 | 0 | 418625.5774 | 10465639.4343
PV Solar | CAPEX | OPEX | Annual costs | 25 year costs | PV Solar | CAPEX | OPEX | Annual costs | 25 year costs
| 0 | 0 | 0 | 0 |  | 0 | 0 | 0 | 0
| CAPEX | OPEX | Annual costs | 25 year costs |  | CAPEX | OPEX | Annual costs | 25 year costs
Total | 5763394.5669 | 268225.2 | 6031619.7669 | 6705630 | Total | 2261206.1707 | 337475.2 | 4062917.2247 | 101572930.6176
Turbine |  |  |  |  | Turbine
Size | Built | Capacity (kW) |  |  | Size | Built | Capacity (kW)
100 kW | 33 | 3300 |  |  | 100 kW | 44 | 4400
500 kW | 0 | 0 |  |  | 500 kW | 0 | 0
800 kW | 0 | 0 |  |  | 800 kW | 0 | 0
1500 kW | 0 | 0 |  |  | 1500 kW | 0 | 0
Total | 33 | 3300 |  |  | Total | 44 | 4400
PV Solar |  |  |  |  | PV Solar
Capacity (kW) | 0 |  |  |  | Capacity (kW) | 0
RFC |  |  |  |  | RFC
Size | Built | Capacity (kW) |  |  | Size | Built | Capacity (kW)
1000 kW | 3 | 3000 |  |  | 1000 kW | 4 | 4000
20000 kW | 0 | 0 |  |  | 20000 kW | 0 | 0
100000 kW | 0 | 0 |  |  | 100000 kW | 0 | 0
Total | 3 | 3000 |  |  | Total | 4 | 4000
H2 furnace |  |  |  |  | H2 furnace
Size | Built | Capacity (kW) |  |  | Size | Built | Capacity (kW)
17.58 kW | 215 | 3779.7 |  |  | 17.58 kW | 215 | 3779.7
H2 tank |  |  |  |  | H2 tank
Size (kg) | 63980 |  |  |  | Size (kg) | 17390
Worst case water usage (L) |  |  |  |  | Worst case water usage (L)
Scenario | Yearly water usage | 25 year water usage |  |  | Scenario | yearly water usage | 25 year water usage
Without capturing | 4812010.7377 | 120300268.4427 |  |  | Without capturing | 3866854.4213 | 96671360.5319
With capturing | 2781193.5474 | 69529838.6859 |  |  | With capturing | 911003.9372 | 22775098.4293
Best case water usage (L) |  |  |  |  | Best case water usage (L)
Scenario | Yearly water usage | 25 year water usage |  |  | Scenario | 1050256.7564 | 25 year water usage
Without capturing | 1306965.8794 | 32674146.9844 |  |  | Without capturing | 361430.9993 | 9035774.9815
With capturing | 1174809.7855 | 29370244.6365 |  |  | With capturing | 911003.9372 | 22775098.4293
Water tank for capturing scenario |  |  |  |  | Water tank for capturing scenario
Size (L) | 575819.2301 |  |  |  | Size (L) | 156505.497
Cost of CO2 avoidance (USD/kg CO2) |  |  |  |  | Cost of CO2 avoidance (USD/kg CO2)
1.0978 |  |  |  |  | 0.73948
CO2 Avoided (kg CO2)
Yearly | 25 years
5494291.2099 | 137357280.2477
Diesel Microgrid
Costs (USD)
Diesel genset | CAPEX | OPEX | Annual costs | 25 year costs
100 kW | 31928.6058 | 74500 | 106428.6058 | 2660715.1446
500 kW | 0 | 0 | 0 | 0
1000 kW | 0 | 0 | 0 | 0
2000 kW | 0 | 0 | 0 | 0
Genset fuel |  |  | 0 | 0
Diesel furnace | CAPEX | OPEX | Annual costs | 25 year costs
17.58 kW | 48526.8651 | 60475.2 | 109002.0651 | 2725051.6272
Furnace fuel |  |  | 0 | 0
| CAPEX | OPEX | Annual costs | 25 year costs
Total | 80455.4709 | 4529776.277 | 4610231.7479 | 115255793.698
Diesel genset
Size | Built | Capacity (kW)
100 kW | 5 | 500
500 kW | 0 | 0
1000 kW | 0 | 0
2000 kW | 0 | 0
Total | 5 | 500
Diesel furnace
Size | Built | Capacity (kW)
17.58 kW | 215 | 3779.7
Fuel usage (L)
Technology | Yearly fuel useage | 25 year fuel useage
Genset | 723421.0526 | 18085526.3158
Furnace | 1382881.8839 | 34572047.0972
Total | 2106302.9365 | 52657573.413
Emissions (kg)
Technology | Yearly CO2 emissions | 25 year CO2 emissions
Genset | 1887043.8158 | 47176095.3947
Furnace | 3607247.3941 | 90181184.853
Total | 5494291.2099 | 137357280.2477

## Fort McPherson
RFC Microgrid
Worst case costs (USD) |  |  |  |  | NREL costs (USD)
Turbine | CAPEX | OPEX | Annual costs | 25 year costs | Turbine | CAPEX | OPEX | Annual costs | 25 year costs
100 kW | 3304482.9843 | 98600 | 3403082.9843 | 85077074.6072 | 100 kW | 630235.202 | 159500 | 789735.202 | 19743380.049
500 kW | 0 | 0 | 0 | 0 | 500 kW | 0 | 0 | 0 | 0
800 kW | 0 | 0 | 0 | 0 | 800 kW | 0 | 0 | 0 | 0
1500 kW | 0 | 0 | 0 | 0 | 1500 kW | 0 | 0 | 0 | 0
RFC | CAPEX | OPEX | Annual costs | 25 year costs | RFC | CAPEX | OPEX | Annual costs | 25 year costs
1000 kW | 967399.175 | 112050 | 1079449.175 | 26986229.3748 | 1000 kW | 1612331.9583 | 186750 | 1799081.9583 | 44977048.958
20000 kW | 0 | 0 | 0 | 0 | 20000 kW | 0 | 0 | 0 | 0
100000 kW | 0 | 0 | 0 | 0 | 100000 kW | 0 | 0 | 0 | 0
H2 furnace | CAPEX | OPEX | Annual costs | 25 year costs | H2 furnace | CAPEX | OPEX | Annual costs | 25 year costs
17.58 kW | 50558.2222 | 63006.72 | 113564.9422 | 2839123.5558 | 17.58 kW | 50558.2222 | 63006.72 | 113564.9422 | 2839123.5558
H2 Storage | CAPEX | OPEX | Annual costs | 25 year costs | H2 storage | CAPEX | OPEX | Annual costs | 25 year costs
| 2378631.0121 | 0 | 2378631.0121 | 59465775.3023 |  | 406589.1893 | 0 | 406589.1893 | 10164729.7324
PV Solar | CAPEX | OPEX | Annual costs | 25 year costs | PV Solar | CAPEX | OPEX | Annual costs | 25 year costs
| 0 | 0 | 0 | 0 |  | 0 | 0 | 0 | 0
| CAPEX | OPEX | Annual costs | 25 year costs |  | CAPEX | OPEX | Annual costs | 25 year costs
Total | 6698904.8438 | 273656.72 | 6972561.5638 | 6841418 | Total | 2699714.5718 | 409256.72 | 4062917.2247 | 101572930.6176
Turbine |  |  |  |  | Turbine
Size | Built | Capacity (kW) |  |  | Size | Built | Capacity (kW)
100 kW | 34 | 3400 |  |  | 100 kW | 55 | 5500
500 kW | 0 | 0 |  |  | 500 kW | 0 | 0
800 kW | 0 | 0 |  |  | 800 kW | 0 | 0
1500 kW | 0 | 0 |  |  | 1500 kW | 0 | 0
Total | 34 | 3400 |  |  | Total | 55 | 5500
PV Solar |  |  |  |  | PV Solar
Capacity (kW) | 0 |  |  |  | Capacity (kW) | 0
RFC |  |  |  |  | RFC
Size | Built | Capacity (kW) |  |  | Size | Built | Capacity (kW)
1000 kW | 3 | 3000 |  |  | 1000 kW | 5 | 5000
20000 kW | 0 | 0 |  |  | 20000 kW | 0 | 0
100000 kW | 0 | 0 |  |  | 100000 kW | 0 | 0
Total | 3 | 3000 |  |  | Total | 5 | 5000
H2 furnace |  |  |  |  | H2 furnace
Size | Built | Capacity (kW) |  |  | Size | Built | Capacity (kW)
17.58 kW | 224 | 3937.92 |  |  | 17.58 kW | 224 | 3937.92
H2 tank |  |  |  |  | H2 tank
Size (kg) | 98810 |  |  |  | Size (kg) | 16890
Worst case water usage (L) |  |  |  |  | Worst case water usage (L)
Scenario | Yearly water usage | 25 year water usage |  |  | Scenario | yearly water usage | 25 year water usage
Without capturing | 6005915.7415 | 150147893.5373 |  |  | Without capturing | 5714865.7309 | 142871643.2734
With capturing | 3861845.0039 | 96546125.0978 |  |  | With capturing | 884776.9317 | 22119423.2914
Best case water usage (L) |  |  |  |  | Best case water usage (L)
Scenario | Yearly water usage | 25 year water usage |  |  | Scenario | 1552185.7541 | 25 year water usage
Without capturing | 1631236.3742 | 40780909.3558 |  |  | Without capturing | 350971.1202 | 8774278.0038
With capturing | 1696059.6227 | 42401490.5674 |  |  | With capturing | 884776.9317 | 22119423.2914
Water tank for capturing scenario |  |  |  |  | Water tank for capturing scenario
Size (L) | 888478.6331 |  |  |  | Size (L) | 151924.8854
Cost of CO2 avoidance (USD/kg CO2) |  |  |  |  | Cost of CO2 avoidance (USD/kg CO2)
1.1213 |  |  |  |  | 0.65339
CO2 Avoided (kg CO2)
Yearly | 25 years
6218224.8787 | 155455621.9676
Diesel Microgrid
Costs (USD)
Diesel genset | CAPEX | OPEX | Annual costs | 25 year costs
100 kW | 38314.3269 | 89400 | 127714.3269 | 3192858.1735
500 kW | 0 | 0 | 0 | 0
1000 kW | 0 | 0 | 0 | 0
2000 kW | 0 | 0 | 0 | 0
Genset fuel |  |  | 0 | 0
Diesel furnace | CAPEX | OPEX | Annual costs | 25 year costs
17.58 kW | 50558.2222 | 63006.72 | 113564.9422 | 2839123.5558
Furnace fuel |  |  | 0 | 0
| CAPEX | OPEX | Annual costs | 25 year costs
Total | 88872.5492 | 5126271.4735 | 5215144.0226 | 130378600.566
Diesel genset
Size | Built | Capacity (kW)
100 kW | 6 | 600
500 kW | 0 | 0
1000 kW | 0 | 0
2000 kW | 0 | 0
Total | 6 | 600
Diesel furnace
Size | Built | Capacity (kW)
17.58 kW | 224 | 3937.92
Fuel usage (L)
Technology | Yearly fuel useage | 25 year fuel useage
Genset | 910263.1579 | 22756578.9474
Furnace | 1473568.4996 | 36839212.4912
Total | 2383831.6575 | 59595791.4386
Emissions (kg)
Technology | Yearly CO2 emissions | 25 year CO2 emissions
Genset | 2374421.4474 | 59360536.1842
Furnace | 3843803.4313 | 96095085.7833
Total | 6218224.8787 | 155455621.9676

## Fort Simpson
RFC Microgrid
Worst case costs (USD) |  |  |  |  | NREL costs (USD)
Turbine | CAPEX | OPEX | Annual costs | 25 year costs | Turbine | CAPEX | OPEX | Annual costs | 25 year costs
100 kW | 8649970.1648 | 258100 | 8908070.1648 | 222701754.1189 | 100 kW | 1226093.9384 | 310300 | 1536393.9384 | 38409848.459
500 kW | 0 | 0 | 0 | 0 | 500 kW | 0 | 0 | 0 | 0
800 kW | 0 | 0 | 0 | 0 | 800 kW | 0 | 0 | 0 | 0
1500 kW | 0 | 0 | 0 | 0 | 1500 kW | 0 | 0 | 0 | 0
RFC | CAPEX | OPEX | Annual costs | 25 year costs | RFC | CAPEX | OPEX | Annual costs | 25 year costs
1000 kW | 2579731.1333 | 298800 | 2878531.1333 | 71963278.3328 | 1000 kW | 3224663.9166 | 373500 | 3598163.9166 | 89954097.916
20000 kW | 0 | 0 | 0 | 0 | 20000 kW | 0 | 0 | 0 | 0
100000 kW | 0 | 0 | 0 | 0 | 100000 kW | 0 | 0 | 0 | 0
H2 furnace | CAPEX | OPEX | Annual costs | 25 year costs | H2 furnace | CAPEX | OPEX | Annual costs | 25 year costs
17.58 kW | 112853.1746 | 140640 | 253493.1746 | 6337329.3656 | 17.58 kW | 112853.1746 | 140640 | 253493.1746 | 6337329.3656
H2 Storage | CAPEX | OPEX | Annual costs | 25 year costs | H2 storage | CAPEX | OPEX | Annual costs | 25 year costs
| 2574583.41 | 0 | 2574583.41 | 64364585.2503 |  | 682703.9318 | 0 | 682703.9318 | 17067598.2955
PV Solar | CAPEX | OPEX | Annual costs | 25 year costs | PV Solar | CAPEX | OPEX | Annual costs | 25 year costs
| 0 | 0 | 0 | 0 |  | 271.7014 | 38 | 309.7014 | 7742.535
| CAPEX | OPEX | Annual costs | 25 year costs |  | CAPEX | OPEX | Annual costs | 25 year costs
Total | 13911601.1442 | 697540 | 14609141.1442 | 17438500 | Total | 5246586.6628 | 824478 | 4062917.2247 | 101572930.6176
Turbine |  |  |  |  | Turbine
Size | Built | Capacity (kW) |  |  | Size | Built | Capacity (kW)
100 kW | 89 | 8900 |  |  | 100 kW | 107 | 10700
500 kW | 0 | 0 |  |  | 500 kW | 0 | 0
800 kW | 0 | 0 |  |  | 800 kW | 0 | 0
1500 kW | 0 | 0 |  |  | 1500 kW | 0 | 0
Total | 89 | 8900 |  |  | Total | 107 | 10700
PV Solar |  |  |  |  | PV Solar
Capacity (kW) | 0 |  |  |  | Capacity (kW) | 2
RFC |  |  |  |  | RFC
Size | Built | Capacity (kW) |  |  | Size | Built | Capacity (kW)
1000 kW | 8 | 8000 |  |  | 1000 kW | 10 | 10000
20000 kW | 0 | 0 |  |  | 20000 kW | 0 | 0
100000 kW | 0 | 0 |  |  | 100000 kW | 0 | 0
Total | 8 | 8000 |  |  | Total | 10 | 10000
H2 furnace |  |  |  |  | H2 furnace
Size | Built | Capacity (kW) |  |  | Size | Built | Capacity (kW)
17.58 kW | 500 | 8790 |  |  | 17.58 kW | 500 | 8790
H2 tank |  |  |  |  | H2 tank
Size (kg) | 106950 |  |  |  | Size (kg) | 28360
Worst case water usage (L) |  |  |  |  | Worst case water usage (L)
Scenario | Yearly water usage | 25 year water usage |  |  | Scenario | yearly water usage | 25 year water usage
Without capturing | 12224040.0264 | 305601000.6602 |  |  | Without capturing | 12518814.8775 | 312970371.9367
With capturing | 4203599.4887 | 105089987.2187 |  |  | With capturing | 1481363.8257 | 37034095.6413
Best case water usage (L) |  |  |  |  | Best case water usage (L)
Scenario | Yearly water usage | 25 year water usage |  |  | Scenario | 3400171.942 | 25 year water usage
Without capturing | 3320109.6368 | 83002740.9201 |  |  | Without capturing | 588205.4131 | 14705135.3283
With capturing | 1841318.9362 | 46032973.4062 |  |  | With capturing | 1481363.8257 | 37034095.6413
Water tank for capturing scenario |  |  |  |  | Water tank for capturing scenario
Size (L) | 960468.5607 |  |  |  | Size (L) | 255163.2932
Cost of CO2 avoidance (USD/kg CO2) |  |  |  |  | Cost of CO2 avoidance (USD/kg CO2)
1.0855 |  |  |  |  | 0.3019
CO2 Avoided (kg CO2)
Yearly | 25 years
13457877.0674 | 336446926.684
Diesel Microgrid
Costs (USD)
Diesel genset | CAPEX | OPEX | Annual costs | 25 year costs
100 kW | 19157.1635 | 44700 | 63857.1635 | 1596429.0868
500 kW | 0 | 0 | 0 | 0
1000 kW | 70952.4573 | 114000 | 184952.4573 | 4623811.4325
2000 kW | 0 | 0 | 0 | 0
Genset fuel |  |  | 0 | 0
Diesel furnace | CAPEX | OPEX | Annual costs | 25 year costs
17.58 kW | 112853.1746 | 140640 | 253493.1746 | 6337329.3656
Furnace fuel |  |  | 0 | 0
| CAPEX | OPEX | Annual costs | 25 year costs
Total | 202962.7954 | 11064093.8819 | 11267056.6773 | 281676416.9334
Diesel genset
Size | Built | Capacity (kW)
100 kW | 3 | 300
500 kW | 0 | 0
1000 kW | 1 | 1000
2000 kW | 0 | 0
Total | 4 | 1300
Diesel furnace
Size | Built | Capacity (kW)
17.58 kW | 500 | 8790
Fuel usage (L)
Technology | Yearly fuel useage | 25 year fuel useage
Genset | 1981315.7895 | 49532894.7368
Furnace | 3177924.0293 | 79448100.7333
Total | 5159239.8188 | 128980995.4702
Emissions (kg)
Technology | Yearly CO2 emissions | 25 year CO2 emissions
Genset | 5168262.2368 | 129206555.9211
Furnace | 8289614.8305 | 207240370.7629
Total | 13457877.0674 | 336446926.684

## Francois
RFC Microgrid
Worst case costs (USD) |  |  |  |  | NREL costs (USD)
Turbine | CAPEX | OPEX | Annual costs | 25 year costs | Turbine | CAPEX | OPEX | Annual costs | 25 year costs
100 kW | 291572.028 | 8700 | 300272.028 | 7506800.7006 | 100 kW | 0 | 0 | 0 | 0
500 kW | 485953.38 | 14500 | 500453.38 | 12511334.5011 | 500 kW | 114588.2185 | 29000 | 143588.2185 | 3589705.4635
800 kW | 0 | 0 | 0 | 0 | 800 kW | 0 | 0 | 0 | 0
1500 kW | 0 | 0 | 0 | 0 | 1500 kW | 0 | 0 | 0 | 0
RFC | CAPEX | OPEX | Annual costs | 25 year costs | RFC | CAPEX | OPEX | Annual costs | 25 year costs
1000 kW | 322466.3917 | 37350 | 359816.3917 | 8995409.7916 | 1000 kW | 322466.3917 | 37350 | 359816.3917 | 8995409.7916
20000 kW | 0 | 0 | 0 | 0 | 20000 kW | 0 | 0 | 0 | 0
100000 kW | 0 | 0 | 0 | 0 | 100000 kW | 0 | 0 | 0 | 0
H2 furnace | CAPEX | OPEX | Annual costs | 25 year costs | H2 furnace | CAPEX | OPEX | Annual costs | 25 year costs
17.58 kW | 10608.1984 | 13220.16 | 23828.3584 | 595708.9604 | 17.58 kW | 10608.1984 | 13220.16 | 23828.3584 | 595708.9604
H2 Storage | CAPEX | OPEX | Annual costs | 25 year costs | H2 storage | CAPEX | OPEX | Annual costs | 25 year costs
| 64515.0401 | 0 | 64515.0401 | 1612876.0025 |  | 9869.8382 | 0 | 9869.8382 | 246745.9556
PV Solar | CAPEX | OPEX | Annual costs | 25 year costs | PV Solar | CAPEX | OPEX | Annual costs | 25 year costs
| 0 | 0 | 0 | 0 |  | 0 | 0 | 0 | 0
| CAPEX | OPEX | Annual costs | 25 year costs |  | CAPEX | OPEX | Annual costs | 25 year costs
Total | 1175355.766 | 73770.16 | 1249125.926 | 1844254 | Total | 457532.6468 | 79570.16 | 4062917.2247 | 101572930.6176
Turbine |  |  |  |  | Turbine
Size | Built | Capacity (kW) |  |  | Size | Built | Capacity (kW)
100 kW | 3 | 300 |  |  | 100 kW | 0 | 0
500 kW | 1 | 500 |  |  | 500 kW | 2 | 1000
800 kW | 0 | 0 |  |  | 800 kW | 0 | 0
1500 kW | 0 | 0 |  |  | 1500 kW | 0 | 0
Total | 4 | 800 |  |  | Total | 2 | 1000
PV Solar |  |  |  |  | PV Solar
Capacity (kW) | 0 |  |  |  | Capacity (kW) | 0
RFC |  |  |  |  | RFC
Size | Built | Capacity (kW) |  |  | Size | Built | Capacity (kW)
1000 kW | 1 | 1000 |  |  | 1000 kW | 1 | 1000
20000 kW | 0 | 0 |  |  | 20000 kW | 0 | 0
100000 kW | 0 | 0 |  |  | 100000 kW | 0 | 0
Total | 1 | 1000 |  |  | Total | 1 | 1000
H2 furnace |  |  |  |  | H2 furnace
Size | Built | Capacity (kW) |  |  | Size | Built | Capacity (kW)
17.58 kW | 47 | 826.26 |  |  | 17.58 kW | 47 | 826.26
H2 tank |  |  |  |  | H2 tank
Size (kg) | 2680 |  |  |  | Size (kg) | 410
Worst case water usage (L) |  |  |  |  | Worst case water usage (L)
Scenario | Yearly water usage | 25 year water usage |  |  | Scenario | yearly water usage | 25 year water usage
Without capturing | 874409.5685 | 21860239.2129 |  |  | Without capturing | 631940.771 | 15798519.2756
With capturing | 160332.5725 | 4008314.3119 |  |  | With capturing | 25488.0051 | 637200.1281
Best case water usage (L) |  |  |  |  | Best case water usage (L)
Scenario | Yearly water usage | 25 year water usage |  |  | Scenario | 171638.2341 | 25 year water usage
Without capturing | 237493.9569 | 5937348.922 |  |  | Without capturing | 9580.3124 | 239507.8097
With capturing | 61136.1988 | 1528404.97 |  |  | With capturing | 25488.0051 | 637200.1281
Water tank for capturing scenario |  |  |  |  | Water tank for capturing scenario
Size (L) | 24147.7205 |  |  |  | Size (L) | 3648.6304
Cost of CO2 avoidance (USD/kg CO2) |  |  |  |  | Cost of CO2 avoidance (USD/kg CO2)
1.0407 |  |  |  |  | 3.3851
CO2 Avoided (kg CO2)
Yearly | 25 years
1200228.6712 | 30005716.78
Diesel Microgrid
Costs (USD)
Diesel genset | CAPEX | OPEX | Annual costs | 25 year costs
100 kW | 12771.4423 | 29800 | 42571.4423 | 1064286.0578
500 kW | 0 | 0 | 0 | 0
1000 kW | 0 | 0 | 0 | 0
2000 kW | 0 | 0 | 0 | 0
Genset fuel |  |  | 0 | 0
Diesel furnace | CAPEX | OPEX | Annual costs | 25 year costs
17.58 kW | 10608.1984 | 13220.16 | 23828.3584 | 595708.9604
Furnace fuel |  |  | 0 | 0
| CAPEX | OPEX | Annual costs | 25 year costs
Total | 23379.6407 | 1003065.0603 | 1026444.701 | 25661117.526
Diesel genset
Size | Built | Capacity (kW)
100 kW | 2 | 200
500 kW | 0 | 0
1000 kW | 0 | 0
2000 kW | 0 | 0
Total | 2 | 200
Diesel furnace
Size | Built | Capacity (kW)
17.58 kW | 47 | 826.26
Fuel usage (L)
Technology | Yearly fuel useage | 25 year fuel useage
Genset | 173684.2105 | 4342105.2632
Furnace | 286437.9559 | 7160948.8982
Total | 460122.1665 | 11503054.1614
Emissions (kg)
Technology | Yearly CO2 emissions | 25 year CO2 emissions
Genset | 453055.2632 | 11326381.5789
Furnace | 747173.408 | 18679335.2011
Total | 1200228.6712 | 30005716.78

## Inukjuak
RFC Microgrid
Worst case costs (USD) |  |  |  |  | NREL costs (USD)
Turbine | CAPEX | OPEX | Annual costs | 25 year costs | Turbine | CAPEX | OPEX | Annual costs | 25 year costs
100 kW | 194381.352 | 5800 | 200181.352 | 5004533.8004 | 100 kW | 492729.3397 | 124700 | 617429.3397 | 15435733.4929
500 kW | 10690974.3609 | 319000 | 11009974.3609 | 275249359.0233 | 500 kW | 916705.7483 | 232000 | 1148705.7483 | 28717643.7077
800 kW | 0 | 0 | 0 | 0 | 800 kW | 0 | 0 | 0 | 0
1500 kW | 0 | 0 | 0 | 0 | 1500 kW | 0 | 0 | 0 | 0
RFC | CAPEX | OPEX | Annual costs | 25 year costs | RFC | CAPEX | OPEX | Annual costs | 25 year costs
1000 kW | 3224663.9166 | 373500 | 3598163.9166 | 89954097.916 | 1000 kW | 3547130.3083 | 410850 | 3957980.3083 | 98949507.7076
20000 kW | 0 | 0 | 0 | 0 | 20000 kW | 0 | 0 | 0 | 0
100000 kW | 0 | 0 | 0 | 0 | 100000 kW | 0 | 0 | 0 | 0
H2 furnace | CAPEX | OPEX | Annual costs | 25 year costs | H2 furnace | CAPEX | OPEX | Annual costs | 25 year costs
17.58 kW | 142646.4127 | 177768.96 | 320415.3727 | 8010384.3181 | 17.58 kW | 142646.4127 | 177768.96 | 320415.3727 | 8010384.3181
H2 Storage | CAPEX | OPEX | Annual costs | 25 year costs | H2 storage | CAPEX | OPEX | Annual costs | 25 year costs
| 1086645.1157 | 0 | 1086645.1157 | 27166127.8934 |  | 313186.8178 | 0 | 313186.8178 | 7829670.4451
PV Solar | CAPEX | OPEX | Annual costs | 25 year costs | PV Solar | CAPEX | OPEX | Annual costs | 25 year costs
| 0 | 0 | 0 | 0 |  | 0 | 0 | 0 | 0
| CAPEX | OPEX | Annual costs | 25 year costs |  | CAPEX | OPEX | Annual costs | 25 year costs
Total | 15504931.858 | 876068.96 | 16381000.818 | 21901724 | Total | 5412398.6269 | 945318.96 | 4062917.2247 | 101572930.6176
Turbine |  |  |  |  | Turbine
Size | Built | Capacity (kW) |  |  | Size | Built | Capacity (kW)
100 kW | 2 | 200 |  |  | 100 kW | 43 | 4300
500 kW | 22 | 11000 |  |  | 500 kW | 16 | 8000
800 kW | 0 | 0 |  |  | 800 kW | 0 | 0
1500 kW | 0 | 0 |  |  | 1500 kW | 0 | 0
Total | 24 | 11200 |  |  | Total | 59 | 12300
PV Solar |  |  |  |  | PV Solar
Capacity (kW) | 0 |  |  |  | Capacity (kW) | 0
RFC |  |  |  |  | RFC
Size | Built | Capacity (kW) |  |  | Size | Built | Capacity (kW)
1000 kW | 10 | 10000 |  |  | 1000 kW | 11 | 11000
20000 kW | 0 | 0 |  |  | 20000 kW | 0 | 0
100000 kW | 0 | 0 |  |  | 100000 kW | 0 | 0
Total | 10 | 10000 |  |  | Total | 11 | 11000
H2 furnace |  |  |  |  | H2 furnace
Size | Built | Capacity (kW) |  |  | Size | Built | Capacity (kW)
17.58 kW | 632 | 11110.56 |  |  | 17.58 kW | 632 | 11110.56
H2 tank |  |  |  |  | H2 tank
Size (kg) | 45140 |  |  |  | Size (kg) | 13010
Worst case water usage (L) |  |  |  |  | Worst case water usage (L)
Scenario | Yearly water usage | 25 year water usage |  |  | Scenario | yearly water usage | 25 year water usage
Without capturing | 8472865.5116 | 211821637.7891 |  |  | Without capturing | 15093410.1114 | 377335252.7861
With capturing | 1737513.7147 | 43437842.867 |  |  | With capturing | 1021497.7132 | 25537442.8312
Best case water usage (L) |  |  |  |  | Best case water usage (L)
Scenario | Yearly water usage | 25 year water usage |  |  | Scenario | 4099444.7216 | 25 year water usage
Without capturing | 2301272.1143 | 57531802.8563 |  |  | Without capturing | 362709.7911 | 9067744.7784
With capturing | 812936.5896 | 20323414.7397 |  |  | With capturing | 1021497.7132 | 25537442.8312
Water tank for capturing scenario |  |  |  |  | Water tank for capturing scenario
Size (L) | 468179.0175 |  |  |  | Size (L) | 117060.0575
Cost of CO2 avoidance (USD/kg CO2) |  |  |  |  | Cost of CO2 avoidance (USD/kg CO2)
0.93365 |  |  |  |  | 0.23157
CO2 Avoided (kg CO2)
Yearly | 25 years
17545133.4222 | 438628335.5545
Diesel Microgrid
Costs (USD)
Diesel genset | CAPEX | OPEX | Annual costs | 25 year costs
100 kW | 12771.4423 | 29800 | 42571.4423 | 1064286.0578
500 kW | 31928.6058 | 74500 | 106428.6058 | 2660715.1446
1000 kW | 70952.4573 | 114000 | 184952.4573 | 4623811.4325
2000 kW | 0 | 0 | 0 | 0
Genset fuel |  |  | 0 | 0
Diesel furnace | CAPEX | OPEX | Annual costs | 25 year costs
17.58 kW | 142646.4127 | 177768.96 | 320415.3727 | 8010384.3181
Furnace fuel |  |  | 0 | 0
| CAPEX | OPEX | Annual costs | 25 year costs
Total | 258298.9181 | 14430157.8561 | 14688456.7742 | 367211419.3546
Diesel genset
Size | Built | Capacity (kW)
100 kW | 2 | 200
500 kW | 1 | 500
1000 kW | 1 | 1000
2000 kW | 0 | 0
Total | 4 | 1700
Diesel furnace
Size | Built | Capacity (kW)
17.58 kW | 632 | 11110.56
Fuel usage (L)
Technology | Yearly fuel useage | 25 year fuel useage
Genset | 2702368.4211 | 67559210.5263
Furnace | 4023770.5179 | 100594262.9467
Total | 6726138.9389 | 168153473.4731
Emissions (kg)
Technology | Yearly CO2 emissions | 25 year CO2 emissions
Genset | 7049128.0263 | 176228200.6579
Furnace | 10496005.3959 | 262400134.8966
Total | 17545133.4222 | 438628335.5545

## Iqaluit
RFC Microgrid
Worst case costs (USD) |  |  |  |  | NREL costs (USD)
Turbine | CAPEX | OPEX | Annual costs | 25 year costs | Turbine | CAPEX | OPEX | Annual costs | 25 year costs
100 kW | 5637059.2085 | 168200 | 5805259.2085 | 145131480.2123 | 100 kW | 4159552.3329 | 1052700 | 5212252.3329 | 130306308.3235
500 kW | 24783622.3822 | 739500 | 25523122.3822 | 638078059.5541 | 500 kW | 0 | 0 | 0 | 0
800 kW | 777525.4081 | 23200 | 800725.4081 | 20018135.2017 | 800 kW | 0 | 0 | 0 | 0
1500 kW | 0 | 0 | 0 | 0 | 1500 kW | 0 | 0 | 0 | 0
RFC | CAPEX | OPEX | Annual costs | 25 year costs | RFC | CAPEX | OPEX | Annual costs | 25 year costs
1000 kW | 1934798.35 | 224100 | 2158898.35 | 53972458.7496 | 1000 kW | 2579731.1333 | 298800 | 2878531.1333 | 71963278.3328
20000 kW | 4066443.6539 | 471000 | 4537443.6539 | 113436091.3479 | 20000 kW | 4066443.6539 | 471000 | 4537443.6539 | 113436091.3479
100000 kW | 0 | 0 | 0 | 0 | 100000 kW | 0 | 0 | 0 | 0
H2 furnace | CAPEX | OPEX | Annual costs | 25 year costs | H2 furnace | CAPEX | OPEX | Annual costs | 25 year costs
17.58 kW | 392277.635 | 488864.64 | 881142.275 | 22028556.8749 | 17.58 kW | 392277.635 | 488864.64 | 881142.275 | 22028556.8749
H2 Storage | CAPEX | OPEX | Annual costs | 25 year costs | H2 storage | CAPEX | OPEX | Annual costs | 25 year costs
| 4364635.0451 | 0 | 4364635.0451 | 109115876.1266 |  | 2174493.8703 | 0 | 2174493.8703 | 54362346.757
PV Solar | CAPEX | OPEX | Annual costs | 25 year costs | PV Solar | CAPEX | OPEX | Annual costs | 25 year costs
| 271.7014 | 38 | 309.7014 | 7742.535 |  | 271.7014 | 38 | 309.7014 | 7742.535
| CAPEX | OPEX | Annual costs | 25 year costs |  | CAPEX | OPEX | Annual costs | 25 year costs
Total | 42495863.57 | 2114902.64 | 44610766.21 | 52872566 | Total | 13372770.3268 | 2311402.64 | 4062917.2247 | 101572930.6176
Turbine |  |  |  |  | Turbine
Size | Built | Capacity (kW) |  |  | Size | Built | Capacity (kW)
100 kW | 58 | 5800 |  |  | 100 kW | 363 | 36300
500 kW | 51 | 25500 |  |  | 500 kW | 0 | 0
800 kW | 1 | 800 |  |  | 800 kW | 0 | 0
1500 kW | 0 | 0 |  |  | 1500 kW | 0 | 0
Total | 110 | 32100 |  |  | Total | 363 | 36300
PV Solar |  |  |  |  | PV Solar
Capacity (kW) | 2 |  |  |  | Capacity (kW) | 2
RFC |  |  |  |  | RFC
Size | Built | Capacity (kW) |  |  | Size | Built | Capacity (kW)
1000 kW | 6 | 6000 |  |  | 1000 kW | 8 | 8000
20000 kW | 1 | 20000 |  |  | 20000 kW | 1 | 20000
100000 kW | 0 | 0 |  |  | 100000 kW | 0 | 0
Total | 7 | 26000 |  |  | Total | 9 | 28000
H2 furnace |  |  |  |  | H2 furnace
Size | Built | Capacity (kW) |  |  | Size | Built | Capacity (kW)
17.58 kW | 1738 | 30554.04 |  |  | 17.58 kW | 1738 | 30554.04
H2 tank |  |  |  |  | H2 tank
Size (kg) | 181310 |  |  |  | Size (kg) | 90330
Worst case water usage (L) |  |  |  |  | Worst case water usage (L)
Scenario | Yearly water usage | 25 year water usage |  |  | Scenario | yearly water usage | 25 year water usage
Without capturing | 32956269.4652 | 823906736.6294 |  |  | Without capturing | 42257209.9161 | 1056430247.9032
With capturing | 6642095.8655 | 166052396.6368 |  |  | With capturing | 2998063.6319 | 74951590.7987
Best case water usage (L) |  |  |  |  | Best case water usage (L)
Scenario | Yearly water usage | 25 year water usage |  |  | Scenario | 11477266.8908 | 25 year water usage
Without capturing | 8951085.5338 | 223777138.3438 |  |  | Without capturing | 1406448.828 | 35161220.7011
With capturing | 3139458.1841 | 78486454.6016 |  |  | With capturing | 2998063.6319 | 74951590.7987
Water tank for capturing scenario |  |  |  |  | Water tank for capturing scenario
Size (L) | 1833389.8961 |  |  |  | Size (L) | 812965.3418
Cost of CO2 avoidance (USD/kg CO2) |  |  |  |  | Cost of CO2 avoidance (USD/kg CO2)
0.65436 |  |  |  |  | 0.059596
CO2 Avoided (kg CO2)
Yearly | 25 years
68174533.9646 | 1704363349.1142
Diesel Microgrid
Costs (USD)
Diesel genset | CAPEX | OPEX | Annual costs | 25 year costs
100 kW | 6385.7212 | 14900 | 21285.7212 | 532143.0289
500 kW | 31928.6058 | 74500 | 106428.6058 | 2660715.1446
1000 kW | 212857.3719 | 342000 | 554857.3719 | 13871434.2974
2000 kW | 425714.7438 | 684000 | 1109714.7438 | 27742868.5949
Genset fuel |  |  | 0 | 0
Diesel furnace | CAPEX | OPEX | Annual costs | 25 year costs
17.58 kW | 392277.635 | 488864.64 | 881142.275 | 22028556.8749
Furnace fuel |  |  | 0 | 0
| CAPEX | OPEX | Annual costs | 25 year costs
Total | 1069164.0776 | 56136051.1522 | 57205215.2298 | 1430130380.7458
Diesel genset
Size | Built | Capacity (kW)
100 kW | 1 | 100
500 kW | 1 | 500
1000 kW | 3 | 3000
2000 kW | 3 | 6000
Total | 8 | 9600
Diesel furnace
Size | Built | Capacity (kW)
17.58 kW | 1738 | 30554.04
Fuel usage (L)
Technology | Yearly fuel useage | 25 year fuel useage
Genset | 15563157.8947 | 389078947.3684
Furnace | 10572373.6232 | 264309340.5803
Total | 26135531.5179 | 653388287.9487
Emissions (kg)
Technology | Yearly CO2 emissions | 25 year CO2 emissions
Genset | 40596497.3684 | 1014912434.2105
Furnace | 27578036.5961 | 689450914.9037
Total | 68174533.9646 | 1704363349.1142

## Kangiqsualujjuaq
RFC Microgrid
Worst case costs (USD) |  |  |  |  | NREL costs (USD)
Turbine | CAPEX | OPEX | Annual costs | 25 year costs | Turbine | CAPEX | OPEX | Annual costs | 25 year costs
100 kW | 0 | 0 | 0 | 0 | 100 kW | 22917.6437 | 5800 | 28717.6437 | 717941.0927
500 kW | 11176927.741 | 333500 | 11510427.741 | 287760693.5244 | 500 kW | 1317764.5132 | 333500 | 1651264.5132 | 41281612.8297
800 kW | 0 | 0 | 0 | 0 | 800 kW | 0 | 0 | 0 | 0
1500 kW | 0 | 0 | 0 | 0 | 1500 kW | 0 | 0 | 0 | 0
RFC | CAPEX | OPEX | Annual costs | 25 year costs | RFC | CAPEX | OPEX | Annual costs | 25 year costs
1000 kW | 3547130.3083 | 410850 | 3957980.3083 | 98949507.7076 | 1000 kW | 3547130.3083 | 410850 | 3957980.3083 | 98949507.7076
20000 kW | 0 | 0 | 0 | 0 | 20000 kW | 0 | 0 | 0 | 0
100000 kW | 0 | 0 | 0 | 0 | 100000 kW | 0 | 0 | 0 | 0
H2 furnace | CAPEX | OPEX | Annual costs | 25 year costs | H2 furnace | CAPEX | OPEX | Annual costs | 25 year costs
17.58 kW | 175599.5397 | 218835.84 | 394435.3797 | 9860884.4929 | 17.58 kW | 175599.5397 | 218835.84 | 394435.3797 | 9860884.4929
H2 Storage | CAPEX | OPEX | Annual costs | 25 year costs | H2 storage | CAPEX | OPEX | Annual costs | 25 year costs
| 966281.235 | 0 | 966281.235 | 24157030.8738 |  | 836528.9715 | 0 | 836528.9715 | 20913224.2866
PV Solar | CAPEX | OPEX | Annual costs | 25 year costs | PV Solar | CAPEX | OPEX | Annual costs | 25 year costs
| 0 | 0 | 0 | 0 |  | 271.7014 | 38 | 309.7014 | 7742.535
| CAPEX | OPEX | Annual costs | 25 year costs |  | CAPEX | OPEX | Annual costs | 25 year costs
Total | 15896029.7941 | 963185.84 | 16859215.6341 | 24079646 | Total | 5900212.6778 | 969023.84 | 4062917.2247 | 101572930.6176
Turbine |  |  |  |  | Turbine
Size | Built | Capacity (kW) |  |  | Size | Built | Capacity (kW)
100 kW | 0 | 0 |  |  | 100 kW | 2 | 200
500 kW | 23 | 11500 |  |  | 500 kW | 23 | 11500
800 kW | 0 | 0 |  |  | 800 kW | 0 | 0
1500 kW | 0 | 0 |  |  | 1500 kW | 0 | 0
Total | 23 | 11500 |  |  | Total | 25 | 11700
PV Solar |  |  |  |  | PV Solar
Capacity (kW) | 0 |  |  |  | Capacity (kW) | 2
RFC |  |  |  |  | RFC
Size | Built | Capacity (kW) |  |  | Size | Built | Capacity (kW)
1000 kW | 11 | 11000 |  |  | 1000 kW | 11 | 11000
20000 kW | 0 | 0 |  |  | 20000 kW | 0 | 0
100000 kW | 0 | 0 |  |  | 100000 kW | 0 | 0
Total | 11 | 11000 |  |  | Total | 11 | 11000
H2 furnace |  |  |  |  | H2 furnace
Size | Built | Capacity (kW) |  |  | Size | Built | Capacity (kW)
17.58 kW | 778 | 13677.24 |  |  | 17.58 kW | 778 | 13677.24
H2 tank |  |  |  |  | H2 tank
Size (kg) | 40140 |  |  |  | Size (kg) | 34750
Worst case water usage (L) |  |  |  |  | Worst case water usage (L)
Scenario | Yearly water usage | 25 year water usage |  |  | Scenario | yearly water usage | 25 year water usage
Without capturing | 10430769.195 | 260769229.876 |  |  | Without capturing | 10701006.1045 | 267525152.6135
With capturing | 2074723.8867 | 51868097.1682 |  |  | With capturing | 1261324.4842 | 31533112.1059
Best case water usage (L) |  |  |  |  | Best case water usage (L)
Scenario | Yearly water usage | 25 year water usage |  |  | Scenario | 2906446.1025 | 25 year water usage
Without capturing | 2833048.4233 | 70826210.5836 |  |  | Without capturing | 570387.1951 | 14259679.8787
With capturing | 834802.2958 | 20870057.3953 |  |  | With capturing | 1261324.4842 | 31533112.1059
Water tank for capturing scenario |  |  |  |  | Water tank for capturing scenario
Size (L) | 372458.6517 |  |  |  | Size (L) | 312749.5619
Cost of CO2 avoidance (USD/kg CO2) |  |  |  |  | Cost of CO2 avoidance (USD/kg CO2)
1.1207 |  |  |  |  | 0.27009
CO2 Avoided (kg CO2)
Yearly | 25 years
15042886.4925 | 376072162.3113
Diesel Microgrid
Costs (USD)
Diesel genset | CAPEX | OPEX | Annual costs | 25 year costs
100 kW | 19157.1635 | 44700 | 63857.1635 | 1596429.0868
500 kW | 31928.6058 | 74500 | 106428.6058 | 2660715.1446
1000 kW | 0 | 0 | 0 | 0
2000 kW | 0 | 0 | 0 | 0
Genset fuel |  |  | 0 | 0
Diesel furnace | CAPEX | OPEX | Annual costs | 25 year costs
17.58 kW | 175599.5397 | 218835.84 | 394435.3797 | 9860884.4929
Furnace fuel |  |  | 0 | 0
| CAPEX | OPEX | Annual costs | 25 year costs
Total | 226685.309 | 12370614.9723 | 12597300.2812 | 314932507.0308
Diesel genset
Size | Built | Capacity (kW)
100 kW | 3 | 300
500 kW | 1 | 500
1000 kW | 0 | 0
2000 kW | 0 | 0
Total | 4 | 800
Diesel furnace
Size | Built | Capacity (kW)
17.58 kW | 778 | 13677.24
Fuel usage (L)
Technology | Yearly fuel useage | 25 year fuel useage
Genset | 1230263.1579 | 30756578.9474
Furnace | 4536609.1796 | 113415229.4909
Total | 5766872.3375 | 144171808.4383
Emissions (kg)
Technology | Yearly CO2 emissions | 25 year CO2 emissions
Genset | 3209141.4474 | 80228536.1842
Furnace | 11833745.0451 | 295843626.1271
Total | 15042886.4925 | 376072162.3113

## Kangiqsujuaq
RFC Microgrid
Worst case costs (USD) |  |  |  |  | NREL costs (USD)
Turbine | CAPEX | OPEX | Annual costs | 25 year costs | Turbine | CAPEX | OPEX | Annual costs | 25 year costs
100 kW | 194381.352 | 5800 | 200181.352 | 5004533.8004 | 100 kW | 126047.0404 | 31900 | 157947.0404 | 3948676.0098
500 kW | 5345487.1805 | 159500 | 5504987.1805 | 137624679.5117 | 500 kW | 630235.202 | 159500 | 789735.202 | 19743380.049
800 kW | 0 | 0 | 0 | 0 | 800 kW | 0 | 0 | 0 | 0
1500 kW | 0 | 0 | 0 | 0 | 1500 kW | 0 | 0 | 0 | 0
RFC | CAPEX | OPEX | Annual costs | 25 year costs | RFC | CAPEX | OPEX | Annual costs | 25 year costs
1000 kW | 1612331.9583 | 186750 | 1799081.9583 | 44977048.958 | 1000 kW | 1934798.35 | 224100 | 2158898.35 | 53972458.7496
20000 kW | 0 | 0 | 0 | 0 | 20000 kW | 0 | 0 | 0 | 0
100000 kW | 0 | 0 | 0 | 0 | 100000 kW | 0 | 0 | 0 | 0
H2 furnace | CAPEX | OPEX | Annual costs | 25 year costs | H2 furnace | CAPEX | OPEX | Annual costs | 25 year costs
17.58 kW | 72677.4445 | 90572.16 | 163249.6045 | 4081240.1115 | 17.58 kW | 72677.4445 | 90572.16 | 163249.6045 | 4081240.1115
H2 Storage | CAPEX | OPEX | Annual costs | 25 year costs | H2 storage | CAPEX | OPEX | Annual costs | 25 year costs
| 716887.274 | 0 | 716887.274 | 17922181.849 |  | 51756.4687 | 0 | 51756.4687 | 1293911.7184
PV Solar | CAPEX | OPEX | Annual costs | 25 year costs | PV Solar | CAPEX | OPEX | Annual costs | 25 year costs
| 0 | 0 | 0 | 0 |  | 271.7014 | 38 | 309.7014 | 7742.535
| CAPEX | OPEX | Annual costs | 25 year costs |  | CAPEX | OPEX | Annual costs | 25 year costs
Total | 7866417.4199 | 442622.16 | 8309039.5799 | 11065554 | Total | 2815786.2069 | 506110.16 | 4062917.2247 | 101572930.6176
Turbine |  |  |  |  | Turbine
Size | Built | Capacity (kW) |  |  | Size | Built | Capacity (kW)
100 kW | 2 | 200 |  |  | 100 kW | 11 | 1100
500 kW | 11 | 5500 |  |  | 500 kW | 11 | 5500
800 kW | 0 | 0 |  |  | 800 kW | 0 | 0
1500 kW | 0 | 0 |  |  | 1500 kW | 0 | 0
Total | 13 | 5700 |  |  | Total | 22 | 6600
PV Solar |  |  |  |  | PV Solar
Capacity (kW) | 0 |  |  |  | Capacity (kW) | 2
RFC |  |  |  |  | RFC
Size | Built | Capacity (kW) |  |  | Size | Built | Capacity (kW)
1000 kW | 5 | 5000 |  |  | 1000 kW | 6 | 6000
20000 kW | 0 | 0 |  |  | 20000 kW | 0 | 0
100000 kW | 0 | 0 |  |  | 100000 kW | 0 | 0
Total | 5 | 5000 |  |  | Total | 6 | 6000
H2 furnace |  |  |  |  | H2 furnace
Size | Built | Capacity (kW) |  |  | Size | Built | Capacity (kW)
17.58 kW | 322 | 5660.76 |  |  | 17.58 kW | 322 | 5660.76
H2 tank |  |  |  |  | H2 tank
Size (kg) | 29780 |  |  |  | Size (kg) | 2150
Worst case water usage (L) |  |  |  |  | Worst case water usage (L)
Scenario | Yearly water usage | 25 year water usage |  |  | Scenario | yearly water usage | 25 year water usage
Without capturing | 5224682.2562 | 130617056.4041 |  |  | Without capturing | 5819999.2957 | 145499982.392
With capturing | 904914.2106 | 22622855.2654 |  |  | With capturing | 68351.9978 | 1708799.9446
Best case water usage (L) |  |  |  |  | Best case water usage (L)
Scenario | Yearly water usage | 25 year water usage |  |  | Scenario | 1580740.5494 | 25 year water usage
Without capturing | 1419049.5017 | 35476237.5419 |  |  | Without capturing | 32657.9518 | 816448.7946
With capturing | 420484.5151 | 10512112.8766 |  |  | With capturing | 68351.9978 | 1708799.9446
Water tank for capturing scenario |  |  |  |  | Water tank for capturing scenario
Size (L) | 239849.7133 |  |  |  | Size (L) | 19348.3075
Cost of CO2 avoidance (USD/kg CO2) |  |  |  |  | Cost of CO2 avoidance (USD/kg CO2)
0.94943 |  |  |  |  | 0.46425
CO2 Avoided (kg CO2)
Yearly | 25 years
8751612.7791 | 218790319.4765
Diesel Microgrid
Costs (USD)
Diesel genset | CAPEX | OPEX | Annual costs | 25 year costs
100 kW | 19157.1635 | 44700 | 63857.1635 | 1596429.0868
500 kW | 31928.6058 | 74500 | 106428.6058 | 2660715.1446
1000 kW | 0 | 0 | 0 | 0
2000 kW | 0 | 0 | 0 | 0
Genset fuel |  |  | 0 | 0
Diesel furnace | CAPEX | OPEX | Annual costs | 25 year costs
17.58 kW | 72677.4445 | 90572.16 | 163249.6045 | 4081240.1115
Furnace fuel |  |  | 0 | 0
| CAPEX | OPEX | Annual costs | 25 year costs
Total | 123763.2137 | 7210055.8723 | 7333819.086 | 183345477.1501
Diesel genset
Size | Built | Capacity (kW)
100 kW | 3 | 300
500 kW | 1 | 500
1000 kW | 0 | 0
2000 kW | 0 | 0
Total | 4 | 800
Diesel furnace
Size | Built | Capacity (kW)
17.58 kW | 322 | 5660.76
Fuel usage (L)
Technology | Yearly fuel useage | 25 year fuel useage
Genset | 1267105.2632 | 31677631.5789
Furnace | 2087931.2632 | 52198281.5805
Total | 3355036.5264 | 83875913.1595
Emissions (kg)
Technology | Yearly CO2 emissions | 25 year CO2 emissions
Genset | 3305244.0789 | 82631101.9737
Furnace | 5446368.7001 | 136159217.5028
Total | 8751612.7791 | 218790319.4765

## Keewaywin
RFC Microgrid
Worst case costs (USD) |  |  |  |  | NREL costs (USD)
Turbine | CAPEX | OPEX | Annual costs | 25 year costs | Turbine | CAPEX | OPEX | Annual costs | 25 year costs
100 kW | 1069097.4361 | 31900 | 1100997.4361 | 27524935.9023 | 100 kW | 194799.9715 | 49300 | 244099.9715 | 6102499.2879
500 kW | 485953.38 | 14500 | 500453.38 | 12511334.5011 | 500 kW | 0 | 0 | 0 | 0
800 kW | 0 | 0 | 0 | 0 | 800 kW | 0 | 0 | 0 | 0
1500 kW | 0 | 0 | 0 | 0 | 1500 kW | 0 | 0 | 0 | 0
RFC | CAPEX | OPEX | Annual costs | 25 year costs | RFC | CAPEX | OPEX | Annual costs | 25 year costs
1000 kW | 322466.3917 | 37350 | 359816.3917 | 8995409.7916 | 1000 kW | 322466.3917 | 37350 | 359816.3917 | 8995409.7916
20000 kW | 0 | 0 | 0 | 0 | 20000 kW | 0 | 0 | 0 | 0
100000 kW | 0 | 0 | 0 | 0 | 100000 kW | 0 | 0 | 0 | 0
H2 furnace | CAPEX | OPEX | Annual costs | 25 year costs | H2 furnace | CAPEX | OPEX | Annual costs | 25 year costs
17.58 kW | 18959.3333 | 23627.52 | 42586.8533 | 1064671.3334 | 17.58 kW | 18959.3333 | 23627.52 | 42586.8533 | 1064671.3334
H2 Storage | CAPEX | OPEX | Annual costs | 25 year costs | H2 storage | CAPEX | OPEX | Annual costs | 25 year costs
| 428976.8711 | 0 | 428976.8711 | 10724421.778 |  | 402737.5451 | 0 | 402737.5451 | 10068438.6278
PV Solar | CAPEX | OPEX | Annual costs | 25 year costs | PV Solar | CAPEX | OPEX | Annual costs | 25 year costs
| 0 | 0 | 0 | 0 |  | 271.7014 | 38 | 309.7014 | 7742.535
| CAPEX | OPEX | Annual costs | 25 year costs |  | CAPEX | OPEX | Annual costs | 25 year costs
Total | 2325694.14 | 107377.52 | 2433071.66 | 2684438 | Total | 939234.943 | 110315.52 | 4062917.2247 | 101572930.6176
Turbine |  |  |  |  | Turbine
Size | Built | Capacity (kW) |  |  | Size | Built | Capacity (kW)
100 kW | 11 | 1100 |  |  | 100 kW | 17 | 1700
500 kW | 1 | 500 |  |  | 500 kW | 0 | 0
800 kW | 0 | 0 |  |  | 800 kW | 0 | 0
1500 kW | 0 | 0 |  |  | 1500 kW | 0 | 0
Total | 12 | 1600 |  |  | Total | 17 | 1700
PV Solar |  |  |  |  | PV Solar
Capacity (kW) | 0 |  |  |  | Capacity (kW) | 2
RFC |  |  |  |  | RFC
Size | Built | Capacity (kW) |  |  | Size | Built | Capacity (kW)
1000 kW | 1 | 1000 |  |  | 1000 kW | 1 | 1000
20000 kW | 0 | 0 |  |  | 20000 kW | 0 | 0
100000 kW | 0 | 0 |  |  | 100000 kW | 0 | 0
Total | 1 | 1000 |  |  | Total | 1 | 1000
H2 furnace |  |  |  |  | H2 furnace
Size | Built | Capacity (kW) |  |  | Size | Built | Capacity (kW)
17.58 kW | 84 | 1476.72 |  |  | 17.58 kW | 84 | 1476.72
H2 tank |  |  |  |  | H2 tank
Size (kg) | 17820 |  |  |  | Size (kg) | 16730
Worst case water usage (L) |  |  |  |  | Worst case water usage (L)
Scenario | Yearly water usage | 25 year water usage |  |  | Scenario | yearly water usage | 25 year water usage
Without capturing | 1794514.1523 | 44862853.8064 |  |  | Without capturing | 1929239.5316 | 48230988.2893
With capturing | 653762.7916 | 16344069.7904 |  |  | With capturing | 670113.8964 | 16752847.4108
Best case water usage (L) |  |  |  |  | Best case water usage (L)
Scenario | Yearly water usage | 25 year water usage |  |  | Scenario | 523990.9839 | 25 year water usage
Without capturing | 487398.9056 | 12184972.6388 |  |  | Without capturing | 291678.6047 | 7291965.1186
With capturing | 294450.4151 | 7361260.3781 |  |  | With capturing | 670113.8964 | 16752847.4108
Water tank for capturing scenario |  |  |  |  | Water tank for capturing scenario
Size (L) | 160469.529 |  |  |  | Size (L) | 150567.14
Cost of CO2 avoidance (USD/kg CO2) |  |  |  |  | Cost of CO2 avoidance (USD/kg CO2)
0.57533 |  |  |  |  | 0.96072
CO2 Avoided (kg CO2)
Yearly | 25 years
4229025.2473 | 105725631.1824
Diesel Microgrid
Costs (USD)
Diesel genset | CAPEX | OPEX | Annual costs | 25 year costs
100 kW | 51085.7693 | 119200 | 170285.7693 | 4257144.2314
500 kW | 0 | 0 | 0 | 0
1000 kW | 0 | 0 | 0 | 0
2000 kW | 0 | 0 | 0 | 0
Genset fuel |  |  | 0 | 0
Diesel furnace | CAPEX | OPEX | Annual costs | 25 year costs
17.58 kW | 18959.3333 | 23627.52 | 42586.8533 | 1064671.3334
Furnace fuel |  |  | 0 | 0
| CAPEX | OPEX | Annual costs | 25 year costs
Total | 70045.1026 | 3525561.3435 | 3595606.446 | 89890161.1512
Diesel genset
Size | Built | Capacity (kW)
100 kW | 8 | 800
500 kW | 0 | 0
1000 kW | 0 | 0
2000 kW | 0 | 0
Total | 8 | 800
Diesel furnace
Size | Built | Capacity (kW)
17.58 kW | 84 | 1476.72
Fuel usage (L)
Technology | Yearly fuel useage | 25 year fuel useage
Genset | 1164739.2987 | 29118482.4679
Furnace | 456508.6397 | 11412715.9919
Total | 1621247.9384 | 40531198.4598
Emissions (kg)
Technology | Yearly CO2 emissions | 25 year CO2 emissions
Genset | 3038222.4607 | 75955561.5175
Furnace | 1190802.7866 | 29770069.6649
Total | 4229025.2473 | 105725631.1824

## Kingfisher Lake
RFC Microgrid
Worst case costs (USD) |  |  |  |  | NREL costs (USD)
Turbine | CAPEX | OPEX | Annual costs | 25 year costs | Turbine | CAPEX | OPEX | Annual costs | 25 year costs
100 kW | 2235385.5482 | 66700 | 2302085.5482 | 57552138.7049 | 100 kW | 275011.7245 | 69600 | 344611.7245 | 8615293.1123
500 kW | 0 | 0 | 0 | 0 | 500 kW | 0 | 0 | 0 | 0
800 kW | 0 | 0 | 0 | 0 | 800 kW | 0 | 0 | 0 | 0
1500 kW | 0 | 0 | 0 | 0 | 1500 kW | 0 | 0 | 0 | 0
RFC | CAPEX | OPEX | Annual costs | 25 year costs | RFC | CAPEX | OPEX | Annual costs | 25 year costs
1000 kW | 644932.7833 | 74700 | 719632.7833 | 17990819.5832 | 1000 kW | 644932.7833 | 74700 | 719632.7833 | 17990819.5832
20000 kW | 0 | 0 | 0 | 0 | 20000 kW | 0 | 0 | 0 | 0
100000 kW | 0 | 0 | 0 | 0 | 100000 kW | 0 | 0 | 0 | 0
H2 furnace | CAPEX | OPEX | Annual costs | 25 year costs | H2 furnace | CAPEX | OPEX | Annual costs | 25 year costs
17.58 kW | 32501.7143 | 40504.32 | 73006.0343 | 1825150.8573 | 17.58 kW | 32501.7143 | 40504.32 | 73006.0343 | 1825150.8573
H2 Storage | CAPEX | OPEX | Annual costs | 25 year costs | H2 storage | CAPEX | OPEX | Annual costs | 25 year costs
| 317760.6453 | 0 | 317760.6453 | 7944016.1319 |  | 245301.589 | 0 | 245301.589 | 6132539.726
PV Solar | CAPEX | OPEX | Annual costs | 25 year costs | PV Solar | CAPEX | OPEX | Annual costs | 25 year costs
| 0 | 0 | 0 | 0 |  | 271.7014 | 38 | 309.7014 | 7742.535
| CAPEX | OPEX | Annual costs | 25 year costs |  | CAPEX | OPEX | Annual costs | 25 year costs
Total | 3230821.4189 | 181904.32 | 3412725.7389 | 4547608 | Total | 1198019.5126 | 184842.32 | 4062917.2247 | 101572930.6176
Turbine |  |  |  |  | Turbine
Size | Built | Capacity (kW) |  |  | Size | Built | Capacity (kW)
100 kW | 23 | 2300 |  |  | 100 kW | 24 | 2400
500 kW | 0 | 0 |  |  | 500 kW | 0 | 0
800 kW | 0 | 0 |  |  | 800 kW | 0 | 0
1500 kW | 0 | 0 |  |  | 1500 kW | 0 | 0
Total | 23 | 2300 |  |  | Total | 24 | 2400
PV Solar |  |  |  |  | PV Solar
Capacity (kW) | 0 |  |  |  | Capacity (kW) | 2
RFC |  |  |  |  | RFC
Size | Built | Capacity (kW) |  |  | Size | Built | Capacity (kW)
1000 kW | 2 | 2000 |  |  | 1000 kW | 2 | 2000
20000 kW | 0 | 0 |  |  | 20000 kW | 0 | 0
100000 kW | 0 | 0 |  |  | 100000 kW | 0 | 0
Total | 2 | 2000 |  |  | Total | 2 | 2000
H2 furnace |  |  |  |  | H2 furnace
Size | Built | Capacity (kW) |  |  | Size | Built | Capacity (kW)
17.58 kW | 144 | 2531.52 |  |  | 17.58 kW | 144 | 2531.52
H2 tank |  |  |  |  | H2 tank
Size (kg) | 13200 |  |  |  | Size (kg) | 10190
Worst case water usage (L) |  |  |  |  | Worst case water usage (L)
Scenario | Yearly water usage | 25 year water usage |  |  | Scenario | yearly water usage | 25 year water usage
Without capturing | 2132871.6847 | 53321792.1166 |  |  | Without capturing | 2967410.3749 | 74185259.3714
With capturing | 440744.582 | 11018614.5507 |  |  | With capturing | 588626.9401 | 14715673.503
Best case water usage (L) |  |  |  |  | Best case water usage (L)
Scenario | Yearly water usage | 25 year water usage |  |  | Scenario | 805963.3117 | 25 year water usage
Without capturing | 579298.4823 | 14482462.0564 |  |  | Without capturing | 226674.5673 | 5666864.1833
With capturing | 206305.9181 | 5157647.9513 |  |  | With capturing | 588626.9401 | 14715673.503
Water tank for capturing scenario |  |  |  |  | Water tank for capturing scenario
Size (L) | 118888.1111 |  |  |  | Size (L) | 91709.2758
Cost of CO2 avoidance (USD/kg CO2) |  |  |  |  | Cost of CO2 avoidance (USD/kg CO2)
0.85966 |  |  |  |  | 1.0234
CO2 Avoided (kg CO2)
Yearly | 25 years
3969858.6397 | 99246465.9913
Diesel Microgrid
Costs (USD)
Diesel genset | CAPEX | OPEX | Annual costs | 25 year costs
100 kW | 31928.6058 | 74500 | 106428.6058 | 2660715.1446
500 kW | 0 | 0 | 0 | 0
1000 kW | 0 | 0 | 0 | 0
2000 kW | 0 | 0 | 0 | 0
Genset fuel |  |  | 0 | 0
Diesel furnace | CAPEX | OPEX | Annual costs | 25 year costs
17.58 kW | 32501.7143 | 40504.32 | 73006.0343 | 1825150.8573
Furnace fuel |  |  | 0 | 0
| CAPEX | OPEX | Annual costs | 25 year costs
Total | 64430.3201 | 3290434.6637 | 3354864.9838 | 83871624.5953
Diesel genset
Size | Built | Capacity (kW)
100 kW | 5 | 500
500 kW | 0 | 0
1000 kW | 0 | 0
2000 kW | 0 | 0
Total | 5 | 500
Diesel furnace
Size | Built | Capacity (kW)
17.58 kW | 144 | 2531.52
Fuel usage (L)
Technology | Yearly fuel useage | 25 year fuel useage
Genset | 716769.2105 | 17919230.2632
Furnace | 805124.0767 | 20128101.9168
Total | 1521893.2872 | 38047332.1799
Emissions (kg)
Technology | Yearly CO2 emissions | 25 year CO2 emissions
Genset | 1869692.4857 | 46742312.1414
Furnace | 2100166.154 | 52504153.8499
Total | 3969858.6397 | 99246465.9913

## Kuujjuaq
RFC Microgrid
Worst case costs (USD) |  |  |  |  | NREL costs (USD)
Turbine | CAPEX | OPEX | Annual costs | 25 year costs | Turbine | CAPEX | OPEX | Annual costs | 25 year costs
100 kW | 388762.704 | 11600 | 400362.704 | 10009067.6008 | 100 kW | 206258.7934 | 52200 | 258458.7934 | 6461469.8342
500 kW | 17008368.3015 | 507500 | 17515868.3015 | 437896707.5371 | 500 kW | 2119882.043 | 536500 | 2656382.043 | 66409551.0739
800 kW | 0 | 0 | 0 | 0 | 800 kW | 0 | 0 | 0 | 0
1500 kW | 0 | 0 | 0 | 0 | 1500 kW | 0 | 0 | 0 | 0
RFC | CAPEX | OPEX | Annual costs | 25 year costs | RFC | CAPEX | OPEX | Annual costs | 25 year costs
1000 kW | 0 | 0 | 0 | 0 | 1000 kW | 0 | 0 | 0 | 0
20000 kW | 4066443.6539 | 471000 | 4537443.6539 | 113436091.3479 | 20000 kW | 4066443.6539 | 471000 | 4537443.6539 | 113436091.3479
100000 kW | 0 | 0 | 0 | 0 | 100000 kW | 0 | 0 | 0 | 0
H2 furnace | CAPEX | OPEX | Annual costs | 25 year costs | H2 furnace | CAPEX | OPEX | Annual costs | 25 year costs
17.58 kW | 249405.5159 | 310814.4 | 560219.9159 | 14005497.898 | 17.58 kW | 249405.5159 | 310814.4 | 560219.9159 | 14005497.898
H2 Storage | CAPEX | OPEX | Annual costs | 25 year costs | H2 storage | CAPEX | OPEX | Annual costs | 25 year costs
| 1463624.7904 | 0 | 1463624.7904 | 36590619.759 |  | 327389.7557 | 0 | 327389.7557 | 8184743.8935
PV Solar | CAPEX | OPEX | Annual costs | 25 year costs | PV Solar | CAPEX | OPEX | Annual costs | 25 year costs
| 0 | 0 | 0 | 0 |  | 271.7014 | 38 | 309.7014 | 7742.535
| CAPEX | OPEX | Annual costs | 25 year costs |  | CAPEX | OPEX | Annual costs | 25 year costs
Total | 23176604.9657 | 1300914.4 | 24477519.3657 | 32522860 | Total | 6969651.4633 | 1370552.4 | 4062917.2247 | 101572930.6176
Turbine |  |  |  |  | Turbine
Size | Built | Capacity (kW) |  |  | Size | Built | Capacity (kW)
100 kW | 4 | 400 |  |  | 100 kW | 18 | 1800
500 kW | 35 | 17500 |  |  | 500 kW | 37 | 18500
800 kW | 0 | 0 |  |  | 800 kW | 0 | 0
1500 kW | 0 | 0 |  |  | 1500 kW | 0 | 0
Total | 39 | 17900 |  |  | Total | 55 | 20300
PV Solar |  |  |  |  | PV Solar
Capacity (kW) | 0 |  |  |  | Capacity (kW) | 2
RFC |  |  |  |  | RFC
Size | Built | Capacity (kW) |  |  | Size | Built | Capacity (kW)
1000 kW | 0 | 0 |  |  | 1000 kW | 0 | 0
20000 kW | 1 | 20000 |  |  | 20000 kW | 1 | 20000
100000 kW | 0 | 0 |  |  | 100000 kW | 0 | 0
Total | 1 | 20000 |  |  | Total | 1 | 20000
H2 furnace |  |  |  |  | H2 furnace
Size | Built | Capacity (kW) |  |  | Size | Built | Capacity (kW)
17.58 kW | 1105 | 19425.9 |  |  | 17.58 kW | 1105 | 19425.9
H2 tank |  |  |  |  | H2 tank
Size (kg) | 60800 |  |  |  | Size (kg) | 13600
Worst case water usage (L) |  |  |  |  | Worst case water usage (L)
Scenario | Yearly water usage | 25 year water usage |  |  | Scenario | yearly water usage | 25 year water usage
Without capturing | 20051569.9772 | 501289249.4303 |  |  | Without capturing | 25296799.5004 | 632419987.5105
With capturing | 1995506.2949 | 49887657.3735 |  |  | With capturing | 888403.7118 | 22210092.7943
Best case water usage (L) |  |  |  |  | Best case water usage (L)
Scenario | Yearly water usage | 25 year water usage |  |  | Scenario | 6870735.6668 | 25 year water usage
Without capturing | 5446105.4259 | 136152635.6477 |  |  | Without capturing | 330450.3909 | 8261259.7713
With capturing | 940565.7278 | 23514143.1949 |  |  | With capturing | 888403.7118 | 22210092.7943
Water tank for capturing scenario |  |  |  |  | Water tank for capturing scenario
Size (L) | 547198.0587 |  |  |  | Size (L) | 122400
Cost of CO2 avoidance (USD/kg CO2) |  |  |  |  | Cost of CO2 avoidance (USD/kg CO2)
0.80155 |  |  |  |  | 0.13305
CO2 Avoided (kg CO2)
Yearly | 25 years
30537737.1702 | 763443429.2549
Diesel Microgrid
Costs (USD)
Diesel genset | CAPEX | OPEX | Annual costs | 25 year costs
100 kW | 19157.1635 | 44700 | 63857.1635 | 1596429.0868
500 kW | 0 | 0 | 0 | 0
1000 kW | 70952.4573 | 114000 | 184952.4573 | 4623811.4325
2000 kW | 141904.9146 | 228000 | 369904.9146 | 9247622.865
Genset fuel |  |  | 0 | 0
Diesel furnace | CAPEX | OPEX | Annual costs | 25 year costs
17.58 kW | 249405.5159 | 310814.4 | 560219.9159 | 14005497.898
Furnace fuel |  |  | 0 | 0
| CAPEX | OPEX | Annual costs | 25 year costs
Total | 481420.0513 | 25124192.033 | 25605612.0843 | 640140302.1066
Diesel genset
Size | Built | Capacity (kW)
100 kW | 3 | 300
500 kW | 0 | 0
1000 kW | 1 | 1000
2000 kW | 1 | 2000
Total | 5 | 3300
Diesel furnace
Size | Built | Capacity (kW)
17.58 kW | 1105 | 19425.9
Fuel usage (L)
Technology | Yearly fuel useage | 25 year fuel useage
Genset | 5350789.4737 | 133769736.8421
Furnace | 6356221.134 | 158905528.3505
Total | 11707010.6077 | 292675265.1926
Emissions (kg)
Technology | Yearly CO2 emissions | 25 year CO2 emissions
Genset | 13957534.3421 | 348938358.5526
Furnace | 16580202.8281 | 414505070.7022
Total | 30537737.1702 | 763443429.2549

## Kwadacha
RFC Microgrid
Worst case costs (USD) |  |  |  |  | NREL costs (USD)
Turbine | CAPEX | OPEX | Annual costs | 25 year costs | Turbine | CAPEX | OPEX | Annual costs | 25 year costs
100 kW | 2235385.5482 | 66700 | 2302085.5482 | 57552138.7049 | 100 kW | 45835.2874 | 11600 | 57435.2874 | 1435882.1854
500 kW | 0 | 0 | 0 | 0 | 500 kW | 458352.8742 | 116000 | 574352.8742 | 14358821.8538
800 kW | 0 | 0 | 0 | 0 | 800 kW | 0 | 0 | 0 | 0
1500 kW | 0 | 0 | 0 | 0 | 1500 kW | 0 | 0 | 0 | 0
RFC | CAPEX | OPEX | Annual costs | 25 year costs | RFC | CAPEX | OPEX | Annual costs | 25 year costs
1000 kW | 644932.7833 | 74700 | 719632.7833 | 17990819.5832 | 1000 kW | 1289865.5667 | 149400 | 1439265.5667 | 35981639.1664
20000 kW | 0 | 0 | 0 | 0 | 20000 kW | 0 | 0 | 0 | 0
100000 kW | 0 | 0 | 0 | 0 | 100000 kW | 0 | 0 | 0 | 0
H2 furnace | CAPEX | OPEX | Annual costs | 25 year costs | H2 furnace | CAPEX | OPEX | Annual costs | 25 year costs
17.58 kW | 29567.5318 | 36847.68 | 66415.2118 | 1660380.2938 | 17.58 kW | 29567.5318 | 36847.68 | 66415.2118 | 1660380.2938
H2 Storage | CAPEX | OPEX | Annual costs | 25 year costs | H2 storage | CAPEX | OPEX | Annual costs | 25 year costs
| 2173290.2315 | 0 | 2173290.2315 | 54332255.7868 |  | 339426.1438 | 0 | 339426.1438 | 8485653.5954
PV Solar | CAPEX | OPEX | Annual costs | 25 year costs | PV Solar | CAPEX | OPEX | Annual costs | 25 year costs
| 103789.9349 | 14516 | 118305.9349 | 2957648.3722 |  | 0 | 0 | 0 | 0
| CAPEX | OPEX | Annual costs | 25 year costs |  | CAPEX | OPEX | Annual costs | 25 year costs
Total | 5191539.8571 | 192763.68 | 5384303.5371 | 4819092 | Total | 2163047.4038 | 313847.68 | 4062917.2247 | 101572930.6176
Turbine |  |  |  |  | Turbine
Size | Built | Capacity (kW) |  |  | Size | Built | Capacity (kW)
100 kW | 23 | 2300 |  |  | 100 kW | 4 | 400
500 kW | 0 | 0 |  |  | 500 kW | 8 | 4000
800 kW | 0 | 0 |  |  | 800 kW | 0 | 0
1500 kW | 0 | 0 |  |  | 1500 kW | 0 | 0
Total | 23 | 2300 |  |  | Total | 12 | 4400
PV Solar |  |  |  |  | PV Solar
Capacity (kW) | 764 |  |  |  | Capacity (kW) | 0
RFC |  |  |  |  | RFC
Size | Built | Capacity (kW) |  |  | Size | Built | Capacity (kW)
1000 kW | 2 | 2000 |  |  | 1000 kW | 4 | 4000
20000 kW | 0 | 0 |  |  | 20000 kW | 0 | 0
100000 kW | 0 | 0 |  |  | 100000 kW | 0 | 0
Total | 2 | 2000 |  |  | Total | 4 | 4000
H2 furnace |  |  |  |  | H2 furnace
Size | Built | Capacity (kW) |  |  | Size | Built | Capacity (kW)
17.58 kW | 131 | 2302.98 |  |  | 17.58 kW | 131 | 2302.98
H2 tank |  |  |  |  | H2 tank
Size (kg) | 90280 |  |  |  | Size (kg) | 14100
Worst case water usage (L) |  |  |  |  | Worst case water usage (L)
Scenario | Yearly water usage | 25 year water usage |  |  | Scenario | yearly water usage | 25 year water usage
Without capturing | 5432626.9838 | 135815674.5944 |  |  | Without capturing | 6747325.1036 | 168683127.5911
With capturing | 3651246.4161 | 91281160.4028 |  |  | With capturing | 696730.89 | 17418272.2505
Best case water usage (L) |  |  |  |  | Best case water usage (L)
Scenario | Yearly water usage | 25 year water usage |  |  | Scenario | 1832606.8183 | 25 year water usage
Without capturing | 1475528.3166 | 36888207.9145 |  |  | Without capturing | 281628.4586 | 7040711.4645
With capturing | 1584773.0073 | 39619325.1818 |  |  | With capturing | 696730.89 | 17418272.2505
Water tank for capturing scenario |  |  |  |  | Water tank for capturing scenario
Size (L) | 814223.6006 |  |  |  | Size (L) | 126844.5011
Cost of CO2 avoidance (USD/kg CO2) |  |  |  |  | Cost of CO2 avoidance (USD/kg CO2)
1.3357 |  |  |  |  | 1.0079
CO2 Avoided (kg CO2)
Yearly | 25 years
4031079.2426 | 100776981.064
Diesel Microgrid
Costs (USD)
Diesel genset | CAPEX | OPEX | Annual costs | 25 year costs
100 kW | 31928.6058 | 74500 | 106428.6058 | 2660715.1446
500 kW | 0 | 0 | 0 | 0
1000 kW | 0 | 0 | 0 | 0
2000 kW | 0 | 0 | 0 | 0
Genset fuel |  |  | 0 | 0
Diesel furnace | CAPEX | OPEX | Annual costs | 25 year costs
17.58 kW | 29567.5318 | 36847.68 | 66415.2118 | 1660380.2938
Furnace fuel |  |  | 0 | 0
| CAPEX | OPEX | Annual costs | 25 year costs
Total | 61496.1375 | 3335747.4652 | 3397243.6027 | 84931090.0675
Diesel genset
Size | Built | Capacity (kW)
100 kW | 5 | 500
500 kW | 0 | 0
1000 kW | 0 | 0
2000 kW | 0 | 0
Total | 5 | 500
Diesel furnace
Size | Built | Capacity (kW)
17.58 kW | 131 | 2302.98
Fuel usage (L)
Technology | Yearly fuel useage | 25 year fuel useage
Genset | 779736.8421 | 19493421.0526
Furnace | 765626.1031 | 19140652.5774
Total | 1545362.9452 | 38634073.6301
Emissions (kg)
Technology | Yearly CO2 emissions | 25 year CO2 emissions
Genset | 2033943.5526 | 50848588.8158
Furnace | 1997135.6899 | 49928392.2482
Total | 4031079.2426 | 100776981.064

## Makkovik
RFC Microgrid
Worst case costs (USD) |  |  |  |  | NREL costs (USD)
Turbine | CAPEX | OPEX | Annual costs | 25 year costs | Turbine | CAPEX | OPEX | Annual costs | 25 year costs
100 kW | 97190.676 | 2900 | 100090.676 | 2502266.9002 | 100 kW | 0 | 0 | 0 | 0
500 kW | 2429766.9002 | 72500 | 2502266.9002 | 62556672.5053 | 500 kW | 343764.6556 | 87000 | 430764.6556 | 10769116.3904
800 kW | 0 | 0 | 0 | 0 | 800 kW | 0 | 0 | 0 | 0
1500 kW | 0 | 0 | 0 | 0 | 1500 kW | 0 | 0 | 0 | 0
RFC | CAPEX | OPEX | Annual costs | 25 year costs | RFC | CAPEX | OPEX | Annual costs | 25 year costs
1000 kW | 644932.7833 | 74700 | 719632.7833 | 17990819.5832 | 1000 kW | 967399.175 | 112050 | 1079449.175 | 26986229.3748
20000 kW | 0 | 0 | 0 | 0 | 20000 kW | 0 | 0 | 0 | 0
100000 kW | 0 | 0 | 0 | 0 | 100000 kW | 0 | 0 | 0 | 0
H2 furnace | CAPEX | OPEX | Annual costs | 25 year costs | H2 furnace | CAPEX | OPEX | Annual costs | 25 year costs
17.58 kW | 37241.5476 | 46411.2 | 83652.7476 | 2091318.6907 | 17.58 kW | 37241.5476 | 46411.2 | 83652.7476 | 2091318.6907
H2 Storage | CAPEX | OPEX | Annual costs | 25 year costs | H2 storage | CAPEX | OPEX | Annual costs | 25 year costs
| 583042.6385 | 0 | 583042.6385 | 14576065.9632 |  | 66922.3177 | 0 | 66922.3177 | 1673057.9429
PV Solar | CAPEX | OPEX | Annual costs | 25 year costs | PV Solar | CAPEX | OPEX | Annual costs | 25 year costs
| 0 | 0 | 0 | 0 |  | 271.7014 | 38 | 309.7014 | 7742.535
| CAPEX | OPEX | Annual costs | 25 year costs |  | CAPEX | OPEX | Annual costs | 25 year costs
Total | 3792415.2735 | 196511.2 | 3988926.4735 | 4912780 | Total | 1415599.3974 | 245499.2 | 4062917.2247 | 101572930.6176
Turbine |  |  |  |  | Turbine
Size | Built | Capacity (kW) |  |  | Size | Built | Capacity (kW)
100 kW | 1 | 100 |  |  | 100 kW | 0 | 0
500 kW | 5 | 2500 |  |  | 500 kW | 6 | 3000
800 kW | 0 | 0 |  |  | 800 kW | 0 | 0
1500 kW | 0 | 0 |  |  | 1500 kW | 0 | 0
Total | 6 | 2600 |  |  | Total | 6 | 3000
PV Solar |  |  |  |  | PV Solar
Capacity (kW) | 0 |  |  |  | Capacity (kW) | 2
RFC |  |  |  |  | RFC
Size | Built | Capacity (kW) |  |  | Size | Built | Capacity (kW)
1000 kW | 2 | 2000 |  |  | 1000 kW | 3 | 3000
20000 kW | 0 | 0 |  |  | 20000 kW | 0 | 0
100000 kW | 0 | 0 |  |  | 100000 kW | 0 | 0
Total | 2 | 2000 |  |  | Total | 3 | 3000
H2 furnace |  |  |  |  | H2 furnace
Size | Built | Capacity (kW) |  |  | Size | Built | Capacity (kW)
17.58 kW | 165 | 2900.7 |  |  | 17.58 kW | 165 | 2900.7
H2 tank |  |  |  |  | H2 tank
Size (kg) | 24220 |  |  |  | Size (kg) | 2780
Worst case water usage (L) |  |  |  |  | Worst case water usage (L)
Scenario | Yearly water usage | 25 year water usage |  |  | Scenario | yearly water usage | 25 year water usage
Without capturing | 2775015.2728 | 69375381.8198 |  |  | Without capturing | 1747493.3689 | 43687334.2235
With capturing | 821675.8672 | 20541896.6793 |  |  | With capturing | 142800.4653 | 3570011.6332
Best case water usage (L) |  |  |  |  | Best case water usage (L)
Scenario | Yearly water usage | 25 year water usage |  |  | Scenario | 474627.8286 | 25 year water usage
Without capturing | 753707.8519 | 18842696.2967 |  |  | Without capturing | 56978.2455 | 1424456.1377
With capturing | 382009.6089 | 9550240.223 |  |  | With capturing | 142800.4653 | 3570011.6332
Water tank for capturing scenario |  |  |  |  | Water tank for capturing scenario
Size (L) | 218066.2584 |  |  |  | Size (L) | 24976.7398
Cost of CO2 avoidance (USD/kg CO2) |  |  |  |  | Cost of CO2 avoidance (USD/kg CO2)
0.73016 |  |  |  |  | 0.7437
CO2 Avoided (kg CO2)
Yearly | 25 years
5463093.5267 | 136577338.1684
Diesel Microgrid
Costs (USD)
Diesel genset | CAPEX | OPEX | Annual costs | 25 year costs
100 kW | 51085.7693 | 119200 | 170285.7693 | 4257144.2314
500 kW | 0 | 0 | 0 | 0
1000 kW | 0 | 0 | 0 | 0
2000 kW | 0 | 0 | 0 | 0
Genset fuel |  |  | 0 | 0
Diesel furnace | CAPEX | OPEX | Annual costs | 25 year costs
17.58 kW | 37241.5476 | 46411.2 | 83652.7476 | 2091318.6907
Furnace fuel |  |  | 0 | 0
| CAPEX | OPEX | Annual costs | 25 year costs
Total | 88327.3169 | 4535457.7185 | 4623785.0354 | 115594625.8848
Diesel genset
Size | Built | Capacity (kW)
100 kW | 8 | 800
500 kW | 0 | 0
1000 kW | 0 | 0
2000 kW | 0 | 0
Total | 8 | 800
Diesel furnace
Size | Built | Capacity (kW)
17.58 kW | 165 | 2900.7
Fuel usage (L)
Technology | Yearly fuel useage | 25 year fuel useage
Genset | 1189473.6842 | 29736842.1053
Furnace | 904869.2434 | 22621731.0856
Total | 2094342.9276 | 52358573.1909
Emissions (kg)
Technology | Yearly CO2 emissions | 25 year CO2 emissions
Genset | 3102742.1053 | 77568552.6316
Furnace | 2360351.4215 | 59008785.5369
Total | 5463093.5267 | 136577338.1684

## Natuashish
RFC Microgrid
Worst case costs (USD) |  |  |  |  | NREL costs (USD)
Turbine | CAPEX | OPEX | Annual costs | 25 year costs | Turbine | CAPEX | OPEX | Annual costs | 25 year costs
100 kW | 97190.676 | 2900 | 100090.676 | 2502266.9002 | 100 kW | 34376.4656 | 8700 | 43076.4656 | 1076911.639
500 kW | 4859533.8004 | 145000 | 5004533.8004 | 125113345.0106 | 500 kW | 630235.202 | 159500 | 789735.202 | 19743380.049
800 kW | 0 | 0 | 0 | 0 | 800 kW | 0 | 0 | 0 | 0
1500 kW | 0 | 0 | 0 | 0 | 1500 kW | 0 | 0 | 0 | 0
RFC | CAPEX | OPEX | Annual costs | 25 year costs | RFC | CAPEX | OPEX | Annual costs | 25 year costs
1000 kW | 1289865.5667 | 149400 | 1439265.5667 | 35981639.1664 | 1000 kW | 1612331.9583 | 186750 | 1799081.9583 | 44977048.958
20000 kW | 0 | 0 | 0 | 0 | 20000 kW | 0 | 0 | 0 | 0
100000 kW | 0 | 0 | 0 | 0 | 100000 kW | 0 | 0 | 0 | 0
H2 furnace | CAPEX | OPEX | Annual costs | 25 year costs | H2 furnace | CAPEX | OPEX | Annual costs | 25 year costs
17.58 kW | 69066.1429 | 86071.68 | 155137.8229 | 3878445.5718 | 17.58 kW | 69066.1429 | 86071.68 | 155137.8229 | 3878445.5718
H2 Storage | CAPEX | OPEX | Annual costs | 25 year costs | H2 storage | CAPEX | OPEX | Annual costs | 25 year costs
| 854342.8258 | 0 | 854342.8258 | 21358570.6455 |  | 130233.719 | 0 | 130233.719 | 3255842.9753
PV Solar | CAPEX | OPEX | Annual costs | 25 year costs | PV Solar | CAPEX | OPEX | Annual costs | 25 year costs
| 0 | 0 | 0 | 0 |  | 271.7014 | 38 | 309.7014 | 7742.535
| CAPEX | OPEX | Annual costs | 25 year costs |  | CAPEX | OPEX | Annual costs | 25 year costs
Total | 7176017.2058 | 383371.68 | 7559388.8858 | 9584292 | Total | 2476515.1891 | 441059.68 | 4062917.2247 | 101572930.6176
Turbine |  |  |  |  | Turbine
Size | Built | Capacity (kW) |  |  | Size | Built | Capacity (kW)
100 kW | 1 | 100 |  |  | 100 kW | 3 | 300
500 kW | 10 | 5000 |  |  | 500 kW | 11 | 5500
800 kW | 0 | 0 |  |  | 800 kW | 0 | 0
1500 kW | 0 | 0 |  |  | 1500 kW | 0 | 0
Total | 11 | 5100 |  |  | Total | 14 | 5800
PV Solar |  |  |  |  | PV Solar
Capacity (kW) | 0 |  |  |  | Capacity (kW) | 2
RFC |  |  |  |  | RFC
Size | Built | Capacity (kW) |  |  | Size | Built | Capacity (kW)
1000 kW | 4 | 4000 |  |  | 1000 kW | 5 | 5000
20000 kW | 0 | 0 |  |  | 20000 kW | 0 | 0
100000 kW | 0 | 0 |  |  | 100000 kW | 0 | 0
Total | 4 | 4000 |  |  | Total | 5 | 5000
H2 furnace |  |  |  |  | H2 furnace
Size | Built | Capacity (kW) |  |  | Size | Built | Capacity (kW)
17.58 kW | 306 | 5379.48 |  |  | 17.58 kW | 306 | 5379.48
H2 tank |  |  |  |  | H2 tank
Size (kg) | 35490 |  |  |  | Size (kg) | 5410
Worst case water usage (L) |  |  |  |  | Worst case water usage (L)
Scenario | Yearly water usage | 25 year water usage |  |  | Scenario | yearly water usage | 25 year water usage
Without capturing | 5121051.6221 | 128026290.5515 |  |  | Without capturing | 4850148.977 | 121253724.425
With capturing | 1241094.4055 | 31027360.1384 |  |  | With capturing | 292899.1311 | 7322478.2764
Best case water usage (L) |  |  |  |  | Best case water usage (L)
Scenario | Yearly water usage | 25 year water usage |  |  | Scenario | 1317324.4135 | 25 year water usage
Without capturing | 1390902.9097 | 34772572.7424 |  |  | Without capturing | 115017.2859 | 2875432.1478
With capturing | 571382.2382 | 14284555.9559 |  |  | With capturing | 292899.1311 | 7322478.2764
Water tank for capturing scenario |  |  |  |  | Water tank for capturing scenario
Size (L) | 321659.0572 |  |  |  | Size (L) | 48688.4623
Cost of CO2 avoidance (USD/kg CO2) |  |  |  |  | Cost of CO2 avoidance (USD/kg CO2)
0.69292 |  |  |  |  | 0.37242
CO2 Avoided (kg CO2)
Yearly | 25 years
10909508.8311 | 272737720.7775
Diesel Microgrid
Costs (USD)
Diesel genset | CAPEX | OPEX | Annual costs | 25 year costs
100 kW | 38314.3269 | 89400 | 127714.3269 | 3192858.1735
500 kW | 0 | 0 | 0 | 0
1000 kW | 70952.4573 | 114000 | 184952.4573 | 4623811.4325
2000 kW | 0 | 0 | 0 | 0
Genset fuel |  |  | 0 | 0
Diesel furnace | CAPEX | OPEX | Annual costs | 25 year costs
17.58 kW | 69066.1429 | 86071.68 | 155137.8229 | 3878445.5718
Furnace fuel |  |  | 0 | 0
| CAPEX | OPEX | Annual costs | 25 year costs
Total | 178332.9271 | 9015824.0573 | 9194156.9844 | 229853924.6094
Diesel genset
Size | Built | Capacity (kW)
100 kW | 6 | 600
500 kW | 0 | 0
1000 kW | 1 | 1000
2000 kW | 0 | 0
Total | 7 | 1600
Diesel furnace
Size | Built | Capacity (kW)
17.58 kW | 306 | 5379.48
Fuel usage (L)
Technology | Yearly fuel useage | 25 year fuel useage
Genset | 2478947.3684 | 61973684.2105
Furnace | 1703344.6887 | 42583617.2185
Total | 4182292.0572 | 104557301.429
Emissions (kg)
Technology | Yearly CO2 emissions | 25 year CO2 emissions
Genset | 6466334.2105 | 161658355.2632
Furnace | 4443174.6206 | 111079365.5144
Total | 10909508.8311 | 272737720.7775

## Naujaat
RFC Microgrid
Worst case costs (USD) |  |  |  |  | NREL costs (USD)
Turbine | CAPEX | OPEX | Annual costs | 25 year costs | Turbine | CAPEX | OPEX | Annual costs | 25 year costs
100 kW | 1457860.1401 | 43500 | 1501360.1401 | 37534003.5032 | 100 kW | 687529.3112 | 174000 | 861529.3112 | 21538232.7807
500 kW | 3887627.0403 | 116000 | 4003627.0403 | 100090676.0085 | 500 kW | 57294.1093 | 14500 | 71794.1093 | 1794852.7317
800 kW | 0 | 0 | 0 | 0 | 800 kW | 0 | 0 | 0 | 0
1500 kW | 0 | 0 | 0 | 0 | 1500 kW | 0 | 0 | 0 | 0
RFC | CAPEX | OPEX | Annual costs | 25 year costs | RFC | CAPEX | OPEX | Annual costs | 25 year costs
1000 kW | 1612331.9583 | 186750 | 1799081.9583 | 44977048.958 | 1000 kW | 1934798.35 | 224100 | 2158898.35 | 53972458.7496
20000 kW | 0 | 0 | 0 | 0 | 20000 kW | 0 | 0 | 0 | 0
100000 kW | 0 | 0 | 0 | 0 | 100000 kW | 0 | 0 | 0 | 0
H2 furnace | CAPEX | OPEX | Annual costs | 25 year costs | H2 furnace | CAPEX | OPEX | Annual costs | 25 year costs
17.58 kW | 72226.0318 | 90009.6 | 162235.6318 | 4055890.794 | 17.58 kW | 72226.0318 | 90009.6 | 162235.6318 | 4055890.794
H2 Storage | CAPEX | OPEX | Annual costs | 25 year costs | H2 storage | CAPEX | OPEX | Annual costs | 25 year costs
| 792957.2466 | 0 | 792957.2466 | 19823931.1655 |  | 139622.1017 | 0 | 139622.1017 | 3490552.5428
PV Solar | CAPEX | OPEX | Annual costs | 25 year costs | PV Solar | CAPEX | OPEX | Annual costs | 25 year costs
| 0 | 0 | 0 | 0 |  | 271.7014 | 38 | 309.7014 | 7742.535
| CAPEX | OPEX | Annual costs | 25 year costs |  | CAPEX | OPEX | Annual costs | 25 year costs
Total | 7823002.4172 | 436259.6 | 8259262.0172 | 10906490 | Total | 2891741.6054 | 502647.6 | 4062917.2247 | 101572930.6176
Turbine |  |  |  |  | Turbine
Size | Built | Capacity (kW) |  |  | Size | Built | Capacity (kW)
100 kW | 15 | 1500 |  |  | 100 kW | 60 | 6000
500 kW | 8 | 4000 |  |  | 500 kW | 1 | 500
800 kW | 0 | 0 |  |  | 800 kW | 0 | 0
1500 kW | 0 | 0 |  |  | 1500 kW | 0 | 0
Total | 23 | 5500 |  |  | Total | 61 | 6500
PV Solar |  |  |  |  | PV Solar
Capacity (kW) | 0 |  |  |  | Capacity (kW) | 2
RFC |  |  |  |  | RFC
Size | Built | Capacity (kW) |  |  | Size | Built | Capacity (kW)
1000 kW | 5 | 5000 |  |  | 1000 kW | 6 | 6000
20000 kW | 0 | 0 |  |  | 20000 kW | 0 | 0
100000 kW | 0 | 0 |  |  | 100000 kW | 0 | 0
Total | 5 | 5000 |  |  | Total | 6 | 6000
H2 furnace |  |  |  |  | H2 furnace
Size | Built | Capacity (kW) |  |  | Size | Built | Capacity (kW)
17.58 kW | 320 | 5625.6 |  |  | 17.58 kW | 320 | 5625.6
H2 tank |  |  |  |  | H2 tank
Size (kg) | 32940 |  |  |  | Size (kg) | 5800
Worst case water usage (L) |  |  |  |  | Worst case water usage (L)
Scenario | Yearly water usage | 25 year water usage |  |  | Scenario | yearly water usage | 25 year water usage
Without capturing | 6615643.3369 | 165391083.4225 |  |  | Without capturing | 5656968.8073 | 141424220.1821
With capturing | 1475753.5368 | 36893838.4194 |  |  | With capturing | 303339.6204 | 7583490.511
Best case water usage (L) |  |  |  |  | Best case water usage (L)
Scenario | Yearly water usage | 25 year water usage |  |  | Scenario | 1536460.6637 | 25 year water usage
Without capturing | 1796841.4001 | 44921035.0036 |  |  | Without capturing | 120371.3603 | 3009284.0064
With capturing | 616758.4087 | 15418960.2181 |  |  | With capturing | 303339.6204 | 7583490.511
Water tank for capturing scenario |  |  |  |  | Water tank for capturing scenario
Size (L) | 296455.1406 |  |  |  | Size (L) | 52145.9073
Cost of CO2 avoidance (USD/kg CO2) |  |  |  |  | Cost of CO2 avoidance (USD/kg CO2)
1.0134 |  |  |  |  | 0.49854
CO2 Avoided (kg CO2)
Yearly | 25 years
8149666.3035 | 203741657.5882
Diesel Microgrid
Costs (USD)
Diesel genset | CAPEX | OPEX | Annual costs | 25 year costs
100 kW | 12771.4423 | 29800 | 42571.4423 | 1064286.0578
500 kW | 31928.6058 | 74500 | 106428.6058 | 2660715.1446
1000 kW | 0 | 0 | 0 | 0
2000 kW | 0 | 0 | 0 | 0
Genset fuel |  |  | 0 | 0
Diesel furnace | CAPEX | OPEX | Annual costs | 25 year costs
17.58 kW | 72226.0318 | 90009.6 | 162235.6318 | 4055890.794
Furnace fuel |  |  | 0 | 0
| CAPEX | OPEX | Annual costs | 25 year costs
Total | 116926.0799 | 6713105.3609 | 6830031.4408 | 170750786.019
Diesel genset
Size | Built | Capacity (kW)
100 kW | 2 | 200
500 kW | 1 | 500
1000 kW | 0 | 0
2000 kW | 0 | 0
Total | 3 | 700
Diesel furnace
Size | Built | Capacity (kW)
17.58 kW | 320 | 5625.6
Fuel usage (L)
Technology | Yearly fuel useage | 25 year fuel useage
Genset | 1082894.7368 | 27072368.4211
Furnace | 2041378.3333 | 51034458.3331
Total | 3124273.0702 | 78106826.7541
Emissions (kg)
Technology | Yearly CO2 emissions | 25 year CO2 emissions
Genset | 2824730.9211 | 70618273.0263
Furnace | 5324935.3825 | 133123384.5619
Total | 8149666.3035 | 203741657.5882

## Old Crow
RFC Microgrid
Worst case costs (USD) |  |  |  |  | NREL costs (USD)
Turbine | CAPEX | OPEX | Annual costs | 25 year costs | Turbine | CAPEX | OPEX | Annual costs | 25 year costs
100 kW | 2235385.5482 | 66700 | 2302085.5482 | 57552138.7049 | 100 kW | 34376.4656 | 8700 | 43076.4656 | 1076911.639
500 kW | 0 | 0 | 0 | 0 | 500 kW | 343764.6556 | 87000 | 430764.6556 | 10769116.3904
800 kW | 0 | 0 | 0 | 0 | 800 kW | 0 | 0 | 0 | 0
1500 kW | 0 | 0 | 0 | 0 | 1500 kW | 0 | 0 | 0 | 0
RFC | CAPEX | OPEX | Annual costs | 25 year costs | RFC | CAPEX | OPEX | Annual costs | 25 year costs
1000 kW | 644932.7833 | 74700 | 719632.7833 | 17990819.5832 | 1000 kW | 967399.175 | 112050 | 1079449.175 | 26986229.3748
20000 kW | 0 | 0 | 0 | 0 | 20000 kW | 0 | 0 | 0 | 0
100000 kW | 0 | 0 | 0 | 0 | 100000 kW | 0 | 0 | 0 | 0
H2 furnace | CAPEX | OPEX | Annual costs | 25 year costs | H2 furnace | CAPEX | OPEX | Annual costs | 25 year costs
17.58 kW | 33855.9524 | 42192 | 76047.9524 | 1901198.8097 | 17.58 kW | 33855.9524 | 42192 | 76047.9524 | 1901198.8097
H2 Storage | CAPEX | OPEX | Annual costs | 25 year costs | H2 storage | CAPEX | OPEX | Annual costs | 25 year costs
| 962670.3185 | 0 | 962670.3185 | 24066757.9632 |  | 85699.0831 | 0 | 85699.0831 | 2142477.078
PV Solar | CAPEX | OPEX | Annual costs | 25 year costs | PV Solar | CAPEX | OPEX | Annual costs | 25 year costs
| 0 | 0 | 0 | 0 |  | 0 | 0 | 0 | 0
| CAPEX | OPEX | Annual costs | 25 year costs |  | CAPEX | OPEX | Annual costs | 25 year costs
Total | 3872030.0472 | 183592 | 4055622.0472 | 4589800 | Total | 1465095.3317 | 249942 | 4062917.2247 | 101572930.6176
Turbine |  |  |  |  | Turbine
Size | Built | Capacity (kW) |  |  | Size | Built | Capacity (kW)
100 kW | 23 | 2300 |  |  | 100 kW | 3 | 300
500 kW | 0 | 0 |  |  | 500 kW | 6 | 3000
800 kW | 0 | 0 |  |  | 800 kW | 0 | 0
1500 kW | 0 | 0 |  |  | 1500 kW | 0 | 0
Total | 23 | 2300 |  |  | Total | 9 | 3300
PV Solar |  |  |  |  | PV Solar
Capacity (kW) | 0 |  |  |  | Capacity (kW) | 0
RFC |  |  |  |  | RFC
Size | Built | Capacity (kW) |  |  | Size | Built | Capacity (kW)
1000 kW | 2 | 2000 |  |  | 1000 kW | 3 | 3000
20000 kW | 0 | 0 |  |  | 20000 kW | 0 | 0
100000 kW | 0 | 0 |  |  | 100000 kW | 0 | 0
Total | 2 | 2000 |  |  | Total | 3 | 3000
H2 furnace |  |  |  |  | H2 furnace
Size | Built | Capacity (kW) |  |  | Size | Built | Capacity (kW)
17.58 kW | 150 | 2637 |  |  | 17.58 kW | 150 | 2637
H2 tank |  |  |  |  | H2 tank
Size (kg) | 39990 |  |  |  | Size (kg) | 3560
Worst case water usage (L) |  |  |  |  | Worst case water usage (L)
Scenario | Yearly water usage | 25 year water usage |  |  | Scenario | yearly water usage | 25 year water usage
Without capturing | 3267662.7712 | 81691569.2798 |  |  | Without capturing | 4246586.5848 | 106164664.619
With capturing | 1541634.7117 | 38540867.7923 |  |  | With capturing | 217746.0348 | 5443650.8698
Best case water usage (L) |  |  |  |  | Best case water usage (L)
Scenario | Yearly water usage | 25 year water usage |  |  | Scenario | 1153393.8872 | 25 year water usage
Without capturing | 887513.3453 | 22187833.6316 |  |  | Without capturing | 82478.6761 | 2061966.9029
With capturing | 679560.154 | 16989003.849 |  |  | With capturing | 217746.0348 | 5443650.8698
Water tank for capturing scenario |  |  |  |  | Water tank for capturing scenario
Size (L) | 358108.624 |  |  |  | Size (L) | 32040
Cost of CO2 avoidance (USD/kg CO2) |  |  |  |  | Cost of CO2 avoidance (USD/kg CO2)
1.0022 |  |  |  |  | 1.004
CO2 Avoided (kg CO2)
Yearly | 25 years
4046824.2657 | 101170606.6421
Diesel Microgrid
Costs (USD)
Diesel genset | CAPEX | OPEX | Annual costs | 25 year costs
100 kW | 25542.8846 | 59600 | 85142.8846 | 2128572.1157
500 kW | 0 | 0 | 0 | 0
1000 kW | 0 | 0 | 0 | 0
2000 kW | 0 | 0 | 0 | 0
Genset fuel |  |  | 0 | 0
Diesel furnace | CAPEX | OPEX | Annual costs | 25 year costs
17.58 kW | 33855.9524 | 42192 | 76047.9524 | 1901198.8097
Furnace fuel |  |  | 0 | 0
| CAPEX | OPEX | Annual costs | 25 year costs
Total | 59398.837 | 3338785.9928 | 3398184.8299 | 84954620.7466
Diesel genset
Size | Built | Capacity (kW)
100 kW | 4 | 400
500 kW | 0 | 0
1000 kW | 0 | 0
2000 kW | 0 | 0
Total | 4 | 400
Diesel furnace
Size | Built | Capacity (kW)
17.58 kW | 150 | 2637
Fuel usage (L)
Technology | Yearly fuel useage | 25 year fuel useage
Genset | 618421.0526 | 15460526.3158
Furnace | 932977.9375 | 23324448.4368
Total | 1551398.9901 | 38784974.7526
Emissions (kg)
Technology | Yearly CO2 emissions | 25 year CO2 emissions
Genset | 1613151.3158 | 40328782.8947
Furnace | 2433672.9499 | 60841823.7473
Total | 4046824.2657 | 101170606.6421

## Old Masset
RFC Microgrid
Worst case costs (USD) |  |  |  |  | NREL costs (USD)
Turbine | CAPEX | OPEX | Annual costs | 25 year costs | Turbine | CAPEX | OPEX | Annual costs | 25 year costs
100 kW | 7386491.3766 | 220400 | 7606891.3766 | 190172284.4161 | 100 kW | 1019835.145 | 258100 | 1277935.145 | 31948378.6248
500 kW | 485953.38 | 14500 | 500453.38 | 12511334.5011 | 500 kW | 0 | 0 | 0 | 0
800 kW | 0 | 0 | 0 | 0 | 800 kW | 0 | 0 | 0 | 0
1500 kW | 0 | 0 | 0 | 0 | 1500 kW | 0 | 0 | 0 | 0
RFC | CAPEX | OPEX | Annual costs | 25 year costs | RFC | CAPEX | OPEX | Annual costs | 25 year costs
1000 kW | 1612331.9583 | 186750 | 1799081.9583 | 44977048.958 | 1000 kW | 1612331.9583 | 186750 | 1799081.9583 | 44977048.958
20000 kW | 0 | 0 | 0 | 0 | 20000 kW | 0 | 0 | 0 | 0
100000 kW | 0 | 0 | 0 | 0 | 100000 kW | 0 | 0 | 0 | 0
H2 furnace | CAPEX | OPEX | Annual costs | 25 year costs | H2 furnace | CAPEX | OPEX | Annual costs | 25 year costs
17.58 kW | 73805.9762 | 91978.56 | 165784.5362 | 4144613.4051 | 17.58 kW | 73805.9762 | 91978.56 | 165784.5362 | 4144613.4051
H2 Storage | CAPEX | OPEX | Annual costs | 25 year costs | H2 storage | CAPEX | OPEX | Annual costs | 25 year costs
| 971336.5179 | 0 | 971336.5179 | 24283412.9486 |  | 467974.7685 | 0 | 467974.7685 | 11699369.2124
PV Solar | CAPEX | OPEX | Annual costs | 25 year costs | PV Solar | CAPEX | OPEX | Annual costs | 25 year costs
| 0 | 0 | 0 | 0 |  | 271.7014 | 38 | 309.7014 | 7742.535
| CAPEX | OPEX | Annual costs | 25 year costs |  | CAPEX | OPEX | Annual costs | 25 year costs
Total | 10452886.3255 | 513628.56 | 10966514.8855 | 12840714 | Total | 3174219.5494 | 536866.56 | 4062917.2247 | 101572930.6176
Turbine |  |  |  |  | Turbine
Size | Built | Capacity (kW) |  |  | Size | Built | Capacity (kW)
100 kW | 76 | 7600 |  |  | 100 kW | 89 | 8900
500 kW | 1 | 500 |  |  | 500 kW | 0 | 0
800 kW | 0 | 0 |  |  | 800 kW | 0 | 0
1500 kW | 0 | 0 |  |  | 1500 kW | 0 | 0
Total | 77 | 8100 |  |  | Total | 89 | 8900
PV Solar |  |  |  |  | PV Solar
Capacity (kW) | 0 |  |  |  | Capacity (kW) | 2
RFC |  |  |  |  | RFC
Size | Built | Capacity (kW) |  |  | Size | Built | Capacity (kW)
1000 kW | 5 | 5000 |  |  | 1000 kW | 5 | 5000
20000 kW | 0 | 0 |  |  | 20000 kW | 0 | 0
100000 kW | 0 | 0 |  |  | 100000 kW | 0 | 0
Total | 5 | 5000 |  |  | Total | 5 | 5000
H2 furnace |  |  |  |  | H2 furnace
Size | Built | Capacity (kW) |  |  | Size | Built | Capacity (kW)
17.58 kW | 327 | 5748.66 |  |  | 17.58 kW | 327 | 5748.66
H2 tank |  |  |  |  | H2 tank
Size (kg) | 40350 |  |  |  | Size (kg) | 19440
Worst case water usage (L) |  |  |  |  | Worst case water usage (L)
Scenario | Yearly water usage | 25 year water usage |  |  | Scenario | yearly water usage | 25 year water usage
Without capturing | 8865217.0096 | 221630425.2406 |  |  | Without capturing | 8626945.9282 | 215673648.2052
With capturing | 1115257.881 | 27881447.0239 |  |  | With capturing | 613051.0392 | 15326275.9792
Best case water usage (L) |  |  |  |  | Best case water usage (L)
Scenario | Yearly water usage | 25 year water usage |  |  | Scenario | 2343121.1163 | 25 year water usage
Without capturing | 2407836.7187 | 60195917.9666 |  |  | Without capturing | 293946.933 | 7348673.3241
With capturing | 546446.058 | 13661151.4497 |  |  | With capturing | 613051.0392 | 15326275.9792
Water tank for capturing scenario |  |  |  |  | Water tank for capturing scenario
Size (L) | 334346.7342 |  |  |  | Size (L) | 174958.9612
Cost of CO2 avoidance (USD/kg CO2) |  |  |  |  | Cost of CO2 avoidance (USD/kg CO2)
0.47438 |  |  |  |  | 0.17575
CO2 Avoided (kg CO2)
Yearly | 25 years
23117450.0596 | 577936251.4897
Diesel Microgrid
Costs (USD)
Diesel genset | CAPEX | OPEX | Annual costs | 25 year costs
100 kW | 19157.1635 | 44700 | 63857.1635 | 1596429.0868
500 kW | 0 | 0 | 0 | 0
1000 kW | 283809.8292 | 456000 | 739809.8292 | 18495245.7299
2000 kW | 0 | 0 | 0 | 0
Genset fuel |  |  | 0 | 0
Diesel furnace | CAPEX | OPEX | Annual costs | 25 year costs
17.58 kW | 73805.9762 | 91978.56 | 165784.5362 | 4144613.4051
Furnace fuel |  |  | 0 | 0
| CAPEX | OPEX | Annual costs | 25 year costs
Total | 376772.9689 | 19083979.9015 | 19460752.8704 | 486518821.7596
Diesel genset
Size | Built | Capacity (kW)
100 kW | 3 | 300
500 kW | 0 | 0
1000 kW | 4 | 4000
2000 kW | 0 | 0
Total | 7 | 4300
Diesel furnace
Size | Built | Capacity (kW)
17.58 kW | 327 | 5748.66
Fuel usage (L)
Technology | Yearly fuel useage | 25 year fuel useage
Genset | 6956052.6316 | 173901315.7895
Furnace | 1906301.2345 | 47657530.8618
Total | 8862353.866 | 221558846.6512
Emissions (kg)
Technology | Yearly CO2 emissions | 25 year CO2 emissions
Genset | 18144863.2895 | 453621582.2368
Furnace | 4972586.7701 | 124314669.2529
Total | 23117450.0596 | 577936251.4897

## Peawanuck
RFC Microgrid
Worst case costs (USD) |  |  |  |  | NREL costs (USD)
Turbine | CAPEX | OPEX | Annual costs | 25 year costs | Turbine | CAPEX | OPEX | Annual costs | 25 year costs
100 kW | 291572.028 | 8700 | 300272.028 | 7506800.7006 | 100 kW | 57294.1093 | 14500 | 71794.1093 | 1794852.7317
500 kW | 971906.7601 | 29000 | 1000906.7601 | 25022669.0021 | 500 kW | 171882.3278 | 43500 | 215382.3278 | 5384558.1952
800 kW | 0 | 0 | 0 | 0 | 800 kW | 0 | 0 | 0 | 0
1500 kW | 0 | 0 | 0 | 0 | 1500 kW | 0 | 0 | 0 | 0
RFC | CAPEX | OPEX | Annual costs | 25 year costs | RFC | CAPEX | OPEX | Annual costs | 25 year costs
1000 kW | 322466.3917 | 37350 | 359816.3917 | 8995409.7916 | 1000 kW | 644932.7833 | 74700 | 719632.7833 | 17990819.5832
20000 kW | 0 | 0 | 0 | 0 | 20000 kW | 0 | 0 | 0 | 0
100000 kW | 0 | 0 | 0 | 0 | 100000 kW | 0 | 0 | 0 | 0
H2 furnace | CAPEX | OPEX | Annual costs | 25 year costs | H2 furnace | CAPEX | OPEX | Annual costs | 25 year costs
17.58 kW | 19636.4524 | 24471.36 | 44107.8124 | 1102695.3096 | 17.58 kW | 19636.4524 | 24471.36 | 44107.8124 | 1102695.3096
H2 Storage | CAPEX | OPEX | Annual costs | 25 year costs | H2 storage | CAPEX | OPEX | Annual costs | 25 year costs
| 633354.7407 | 0 | 633354.7407 | 15833868.5174 |  | 29368.7869 | 0 | 29368.7869 | 734219.6728
PV Solar | CAPEX | OPEX | Annual costs | 25 year costs | PV Solar | CAPEX | OPEX | Annual costs | 25 year costs
| 0 | 0 | 0 | 0 |  | 0 | 0 | 0 | 0
| CAPEX | OPEX | Annual costs | 25 year costs |  | CAPEX | OPEX | Annual costs | 25 year costs
Total | 2239177.1006 | 99521.36 | 2338698.4606 | 2488034 | Total | 923114.4597 | 157171.36 | 4062917.2247 | 101572930.6176
Turbine |  |  |  |  | Turbine
Size | Built | Capacity (kW) |  |  | Size | Built | Capacity (kW)
100 kW | 3 | 300 |  |  | 100 kW | 5 | 500
500 kW | 2 | 1000 |  |  | 500 kW | 3 | 1500
800 kW | 0 | 0 |  |  | 800 kW | 0 | 0
1500 kW | 0 | 0 |  |  | 1500 kW | 0 | 0
Total | 5 | 1300 |  |  | Total | 8 | 2000
PV Solar |  |  |  |  | PV Solar
Capacity (kW) | 0 |  |  |  | Capacity (kW) | 0
RFC |  |  |  |  | RFC
Size | Built | Capacity (kW) |  |  | Size | Built | Capacity (kW)
1000 kW | 1 | 1000 |  |  | 1000 kW | 2 | 2000
20000 kW | 0 | 0 |  |  | 20000 kW | 0 | 0
100000 kW | 0 | 0 |  |  | 100000 kW | 0 | 0
Total | 1 | 1000 |  |  | Total | 2 | 2000
H2 furnace |  |  |  |  | H2 furnace
Size | Built | Capacity (kW) |  |  | Size | Built | Capacity (kW)
17.58 kW | 87 | 1529.46 |  |  | 17.58 kW | 87 | 1529.46
H2 tank |  |  |  |  | H2 tank
Size (kg) | 26310 |  |  |  | Size (kg) | 1220
Worst case water usage (L) |  |  |  |  | Worst case water usage (L)
Scenario | Yearly water usage | 25 year water usage |  |  | Scenario | yearly water usage | 25 year water usage
Without capturing | 1740714.9144 | 43517872.8599 |  |  | Without capturing | 2604015.5371 | 65100388.4279
With capturing | 1041138.8765 | 26028471.9136 |  |  | With capturing | 18357.7321 | 458943.3018
Best case water usage (L) |  |  |  |  | Best case water usage (L)
Scenario | Yearly water usage | 25 year water usage |  |  | Scenario | 707263.4792 | 25 year water usage
Without capturing | 472786.7669 | 11819669.1718 |  |  | Without capturing | 12983.8285 | 324595.7116
With capturing | 455316.9554 | 11382923.8853 |  |  | With capturing | 18357.7321 | 458943.3018
Water tank for capturing scenario |  |  |  |  | Water tank for capturing scenario
Size (L) | 236874.8831 |  |  |  | Size (L) | 10980
Cost of CO2 avoidance (USD/kg CO2) |  |  |  |  | Cost of CO2 avoidance (USD/kg CO2)
0.74228 |  |  |  |  | 1.2895
CO2 Avoided (kg CO2)
Yearly | 25 years
3150677.9304 | 78766948.2591
Diesel Microgrid
Costs (USD)
Diesel genset | CAPEX | OPEX | Annual costs | 25 year costs
100 kW | 31928.6058 | 74500 | 106428.6058 | 2660715.1446
500 kW | 0 | 0 | 0 | 0
1000 kW | 0 | 0 | 0 | 0
2000 kW | 0 | 0 | 0 | 0
Genset fuel |  |  | 0 | 0
Diesel furnace | CAPEX | OPEX | Annual costs | 25 year costs
17.58 kW | 19636.4524 | 24471.36 | 44107.8124 | 1102695.3096
Furnace fuel |  |  | 0 | 0
| CAPEX | OPEX | Annual costs | 25 year costs
Total | 51565.0582 | 2619151.3492 | 2670716.4073 | 66767910.1831
Diesel genset
Size | Built | Capacity (kW)
100 kW | 5 | 500
500 kW | 0 | 0
1000 kW | 0 | 0
2000 kW | 0 | 0
Total | 5 | 500
Diesel furnace
Size | Built | Capacity (kW)
17.58 kW | 87 | 1529.46
Fuel usage (L)
Technology | Yearly fuel useage | 25 year fuel useage
Genset | 699847.7281 | 17496193.2021
Furnace | 508002.734 | 12700068.3502
Total | 1207850.4621 | 30196261.5523
Emissions (kg)
Technology | Yearly CO2 emissions | 25 year CO2 emissions
Genset | 1825552.7987 | 45638819.9676
Furnace | 1325125.1317 | 33128128.2916
Total | 3150677.9304 | 78766948.2591

## Pond Inlet
RFC Microgrid
Worst case costs (USD) |  |  |  |  | NREL costs (USD)
Turbine | CAPEX | OPEX | Annual costs | 25 year costs | Turbine | CAPEX | OPEX | Annual costs | 25 year costs
100 kW | 777525.4081 | 23200 | 800725.4081 | 20018135.2017 | 100 kW | 1203176.2947 | 304500 | 1507676.2947 | 37691907.3663
500 kW | 8747160.8408 | 261000 | 9008160.8408 | 225204021.0191 | 500 kW | 57294.1093 | 14500 | 71794.1093 | 1794852.7317
800 kW | 0 | 0 | 0 | 0 | 800 kW | 0 | 0 | 0 | 0
1500 kW | 0 | 0 | 0 | 0 | 1500 kW | 0 | 0 | 0 | 0
RFC | CAPEX | OPEX | Annual costs | 25 year costs | RFC | CAPEX | OPEX | Annual costs | 25 year costs
1000 kW | 2902197.525 | 336150 | 3238347.525 | 80958688.1244 | 1000 kW | 3224663.9166 | 373500 | 3598163.9166 | 89954097.916
20000 kW | 0 | 0 | 0 | 0 | 20000 kW | 0 | 0 | 0 | 0
100000 kW | 0 | 0 | 0 | 0 | 100000 kW | 0 | 0 | 0 | 0
H2 furnace | CAPEX | OPEX | Annual costs | 25 year costs | H2 furnace | CAPEX | OPEX | Annual costs | 25 year costs
17.58 kW | 108339.0476 | 135014.4 | 243353.4476 | 6083836.191 | 17.58 kW | 108339.0476 | 135014.4 | 243353.4476 | 6083836.191
H2 Storage | CAPEX | OPEX | Annual costs | 25 year costs | H2 storage | CAPEX | OPEX | Annual costs | 25 year costs
| 1880806.0012 | 0 | 1880806.0012 | 47020150.0291 |  | 667056.6273 | 0 | 667056.6273 | 16676415.6829
PV Solar | CAPEX | OPEX | Annual costs | 25 year costs | PV Solar | CAPEX | OPEX | Annual costs | 25 year costs
| 0 | 0 | 0 | 0 |  | 271.7014 | 38 | 309.7014 | 7742.535
| CAPEX | OPEX | Annual costs | 25 year costs |  | CAPEX | OPEX | Annual costs | 25 year costs
Total | 14409529.173 | 755364.4 | 15164893.573 | 18884110 | Total | 5260801.6969 | 827552.4 | 4062917.2247 | 101572930.6176
Turbine |  |  |  |  | Turbine
Size | Built | Capacity (kW) |  |  | Size | Built | Capacity (kW)
100 kW | 8 | 800 |  |  | 100 kW | 105 | 10500
500 kW | 18 | 9000 |  |  | 500 kW | 1 | 500
800 kW | 0 | 0 |  |  | 800 kW | 0 | 0
1500 kW | 0 | 0 |  |  | 1500 kW | 0 | 0
Total | 26 | 9800 |  |  | Total | 106 | 11000
PV Solar |  |  |  |  | PV Solar
Capacity (kW) | 0 |  |  |  | Capacity (kW) | 2
RFC |  |  |  |  | RFC
Size | Built | Capacity (kW) |  |  | Size | Built | Capacity (kW)
1000 kW | 9 | 9000 |  |  | 1000 kW | 10 | 10000
20000 kW | 0 | 0 |  |  | 20000 kW | 0 | 0
100000 kW | 0 | 0 |  |  | 100000 kW | 0 | 0
Total | 9 | 9000 |  |  | Total | 10 | 10000
H2 furnace |  |  |  |  | H2 furnace
Size | Built | Capacity (kW) |  |  | Size | Built | Capacity (kW)
17.58 kW | 480 | 8438.4 |  |  | 17.58 kW | 480 | 8438.4
H2 tank |  |  |  |  | H2 tank
Size (kg) | 78130 |  |  |  | Size (kg) | 27710
Worst case water usage (L) |  |  |  |  | Worst case water usage (L)
Scenario | Yearly water usage | 25 year water usage |  |  | Scenario | yearly water usage | 25 year water usage
Without capturing | 13225666.2533 | 330641656.3334 |  |  | Without capturing | 13144398.4558 | 328609961.394
With capturing | 2685447.6336 | 67136190.8407 |  |  | With capturing | 1550396.3574 | 38759908.9347
Best case water usage (L) |  |  |  |  | Best case water usage (L)
Scenario | Yearly water usage | 25 year water usage |  |  | Scenario | 3570083.5312 | 25 year water usage
Without capturing | 3592156.2663 | 89803906.6584 |  |  | Without capturing | 602710.5367 | 15067763.418
With capturing | 1239784.0806 | 30994602.0153 |  |  | With capturing | 1550396.3574 | 38759908.9347
Water tank for capturing scenario |  |  |  |  | Water tank for capturing scenario
Size (L) | 700723.0947 |  |  |  | Size (L) | 249336.1629
Cost of CO2 avoidance (USD/kg CO2) |  |  |  |  | Cost of CO2 avoidance (USD/kg CO2)
1.1846 |  |  |  |  | 0.31737
CO2 Avoided (kg CO2)
Yearly | 25 years
12801639.2464 | 320040981.1592
Diesel Microgrid
Costs (USD)
Diesel genset | CAPEX | OPEX | Annual costs | 25 year costs
100 kW | 6385.7212 | 14900 | 21285.7212 | 532143.0289
500 kW | 0 | 0 | 0 | 0
1000 kW | 70952.4573 | 114000 | 184952.4573 | 4623811.4325
2000 kW | 0 | 0 | 0 | 0
Genset fuel |  |  | 0 | 0
Diesel furnace | CAPEX | OPEX | Annual costs | 25 year costs
17.58 kW | 108339.0476 | 135014.4 | 243353.4476 | 6083836.191
Furnace fuel |  |  | 0 | 0
| CAPEX | OPEX | Annual costs | 25 year costs
Total | 185677.2261 | 10503753.4982 | 10689430.7243 | 267235768.1063
Diesel genset
Size | Built | Capacity (kW)
100 kW | 1 | 100
500 kW | 0 | 0
1000 kW | 1 | 1000
2000 kW | 0 | 0
Total | 2 | 1100
Diesel furnace
Size | Built | Capacity (kW)
17.58 kW | 480 | 8438.4
Fuel usage (L)
Technology | Yearly fuel useage | 25 year fuel useage
Genset | 1672368.4211 | 41809210.5263
Furnace | 3235294.6981 | 80882367.453
Total | 4907663.1192 | 122691577.9794
Emissions (kg)
Technology | Yearly CO2 emissions | 25 year CO2 emissions
Genset | 4362373.0263 | 109059325.6579
Furnace | 8439266.2201 | 210981655.5013
Total | 12801639.2464 | 320040981.1592

## Port Clements
RFC Microgrid
Worst case costs (USD) |  |  |  |  | NREL costs (USD)
Turbine | CAPEX | OPEX | Annual costs | 25 year costs | Turbine | CAPEX | OPEX | Annual costs | 25 year costs
100 kW | 1069097.4361 | 31900 | 1100997.4361 | 27524935.9023 | 100 kW | 68752.9311 | 17400 | 86152.9311 | 2153823.2781
500 kW | 2429766.9002 | 72500 | 2502266.9002 | 62556672.5053 | 500 kW | 458352.8742 | 116000 | 574352.8742 | 14358821.8538
800 kW | 0 | 0 | 0 | 0 | 800 kW | 0 | 0 | 0 | 0
1500 kW | 0 | 0 | 0 | 0 | 1500 kW | 0 | 0 | 0 | 0
RFC | CAPEX | OPEX | Annual costs | 25 year costs | RFC | CAPEX | OPEX | Annual costs | 25 year costs
1000 kW | 967399.175 | 112050 | 1079449.175 | 26986229.3748 | 1000 kW | 1289865.5667 | 149400 | 1439265.5667 | 35981639.1664
20000 kW | 0 | 0 | 0 | 0 | 20000 kW | 0 | 0 | 0 | 0
100000 kW | 0 | 0 | 0 | 0 | 100000 kW | 0 | 0 | 0 | 0
H2 furnace | CAPEX | OPEX | Annual costs | 25 year costs | H2 furnace | CAPEX | OPEX | Annual costs | 25 year costs
17.58 kW | 53266.6984 | 66382.08 | 119648.7784 | 2991219.4606 | 17.58 kW | 53266.6984 | 66382.08 | 119648.7784 | 2991219.4606
H2 Storage | CAPEX | OPEX | Annual costs | 25 year costs | H2 storage | CAPEX | OPEX | Annual costs | 25 year costs
| 905617.839 | 0 | 905617.839 | 22640445.9759 |  | 133122.4521 | 0 | 133122.4521 | 3328061.3037
PV Solar | CAPEX | OPEX | Annual costs | 25 year costs | PV Solar | CAPEX | OPEX | Annual costs | 25 year costs
| 0 | 0 | 0 | 0 |  | 0 | 0 | 0 | 0
| CAPEX | OPEX | Annual costs | 25 year costs |  | CAPEX | OPEX | Annual costs | 25 year costs
Total | 5425148.0488 | 282832.08 | 5707980.1288 | 7070802 | Total | 2003360.5225 | 349182.08 | 4062917.2247 | 101572930.6176
Turbine |  |  |  |  | Turbine
Size | Built | Capacity (kW) |  |  | Size | Built | Capacity (kW)
100 kW | 11 | 1100 |  |  | 100 kW | 6 | 600
500 kW | 5 | 2500 |  |  | 500 kW | 8 | 4000
800 kW | 0 | 0 |  |  | 800 kW | 0 | 0
1500 kW | 0 | 0 |  |  | 1500 kW | 0 | 0
Total | 16 | 3600 |  |  | Total | 14 | 4600
PV Solar |  |  |  |  | PV Solar
Capacity (kW) | 0 |  |  |  | Capacity (kW) | 0
RFC |  |  |  |  | RFC
Size | Built | Capacity (kW) |  |  | Size | Built | Capacity (kW)
1000 kW | 3 | 3000 |  |  | 1000 kW | 4 | 4000
20000 kW | 0 | 0 |  |  | 20000 kW | 0 | 0
100000 kW | 0 | 0 |  |  | 100000 kW | 0 | 0
Total | 3 | 3000 |  |  | Total | 4 | 4000
H2 furnace |  |  |  |  | H2 furnace
Size | Built | Capacity (kW) |  |  | Size | Built | Capacity (kW)
17.58 kW | 236 | 4148.88 |  |  | 17.58 kW | 236 | 4148.88
H2 tank |  |  |  |  | H2 tank
Size (kg) | 37620 |  |  |  | Size (kg) | 5530
Worst case water usage (L) |  |  |  |  | Worst case water usage (L)
Scenario | Yearly water usage | 25 year water usage |  |  | Scenario | yearly water usage | 25 year water usage
Without capturing | 4069503.3946 | 101737584.8642 |  |  | Without capturing | 5677887.6756 | 141947191.8898
With capturing | 1315297.1166 | 32882427.9147 |  |  | With capturing | 223688.3062 | 5592207.6541
Best case water usage (L) |  |  |  |  | Best case water usage (L)
Scenario | Yearly water usage | 25 year water usage |  |  | Scenario | 1542142.3316 | 25 year water usage
Without capturing | 1105297.2183 | 27632430.4569 |  |  | Without capturing | 96947.1505 | 2423678.7615
With capturing | 603860.3367 | 15096508.4175 |  |  | With capturing | 223688.3062 | 5592207.6541
Water tank for capturing scenario |  |  |  |  | Water tank for capturing scenario
Size (L) | 338578.8256 |  |  |  | Size (L) | 49687.7365
Cost of CO2 avoidance (USD/kg CO2) |  |  |  |  | Cost of CO2 avoidance (USD/kg CO2)
0.88128 |  |  |  |  | 0.62729
CO2 Avoided (kg CO2)
Yearly | 25 years
6476904.9657 | 161922624.1424
Diesel Microgrid
Costs (USD)
Diesel genset | CAPEX | OPEX | Annual costs | 25 year costs
100 kW | 12771.4423 | 29800 | 42571.4423 | 1064286.0578
500 kW | 31928.6058 | 74500 | 106428.6058 | 2660715.1446
1000 kW | 0 | 0 | 0 | 0
2000 kW | 0 | 0 | 0 | 0
Genset fuel |  |  | 0 | 0
Diesel furnace | CAPEX | OPEX | Annual costs | 25 year costs
17.58 kW | 53266.6984 | 66382.08 | 119648.7784 | 2991219.4606
Furnace fuel |  |  | 0 | 0
| CAPEX | OPEX | Annual costs | 25 year costs
Total | 97966.7465 | 5351461.1526 | 5449427.8991 | 136235697.4785
Diesel genset
Size | Built | Capacity (kW)
100 kW | 2 | 200
500 kW | 1 | 500
1000 kW | 0 | 0
2000 kW | 0 | 0
Total | 3 | 700
Diesel furnace
Size | Built | Capacity (kW)
17.58 kW | 236 | 4148.88
Fuel usage (L)
Technology | Yearly fuel useage | 25 year fuel useage
Genset | 1134084.8982 | 28352122.4554
Furnace | 1348914.897 | 33722872.4238
Total | 2482999.7952 | 62074994.8792
Emissions (kg)
Technology | Yearly CO2 emissions | 25 year CO2 emissions
Genset | 2958260.457 | 73956511.425
Furnace | 3518644.5087 | 87966112.7174
Total | 6476904.9657 | 161922624.1424

## Port Hope Simpson
RFC Microgrid
Worst case costs (USD) |  |  |  |  | NREL costs (USD)
Turbine | CAPEX | OPEX | Annual costs | 25 year costs | Turbine | CAPEX | OPEX | Annual costs | 25 year costs
100 kW | 388762.704 | 11600 | 400362.704 | 10009067.6008 | 100 kW | 0 | 0 | 0 | 0
500 kW | 3887627.0403 | 116000 | 4003627.0403 | 100090676.0085 | 500 kW | 515646.9834 | 130500 | 646146.9834 | 16153674.5856
800 kW | 0 | 0 | 0 | 0 | 800 kW | 0 | 0 | 0 | 0
1500 kW | 0 | 0 | 0 | 0 | 1500 kW | 0 | 0 | 0 | 0
RFC | CAPEX | OPEX | Annual costs | 25 year costs | RFC | CAPEX | OPEX | Annual costs | 25 year costs
1000 kW | 1289865.5667 | 149400 | 1439265.5667 | 35981639.1664 | 1000 kW | 1289865.5667 | 149400 | 1439265.5667 | 35981639.1664
20000 kW | 0 | 0 | 0 | 0 | 20000 kW | 0 | 0 | 0 | 0
100000 kW | 0 | 0 | 0 | 0 | 100000 kW | 0 | 0 | 0 | 0
H2 furnace | CAPEX | OPEX | Annual costs | 25 year costs | H2 furnace | CAPEX | OPEX | Annual costs | 25 year costs
17.58 kW | 68163.3175 | 84946.56 | 153109.8775 | 3827746.9368 | 17.58 kW | 68163.3175 | 84946.56 | 153109.8775 | 3827746.9368
H2 Storage | CAPEX | OPEX | Annual costs | 25 year costs | H2 storage | CAPEX | OPEX | Annual costs | 25 year costs
| 440291.0759 | 0 | 440291.0759 | 11007276.8979 |  | 373609.486 | 0 | 373609.486 | 9340237.149
PV Solar | CAPEX | OPEX | Annual costs | 25 year costs | PV Solar | CAPEX | OPEX | Annual costs | 25 year costs
| 0 | 0 | 0 | 0 |  | 0 | 0 | 0 | 0
| CAPEX | OPEX | Annual costs | 25 year costs |  | CAPEX | OPEX | Annual costs | 25 year costs
Total | 6078079.8931 | 361946.56 | 6440026.4531 | 9048664 | Total | 2247285.3535 | 364846.56 | 4062917.2247 | 101572930.6176
Turbine |  |  |  |  | Turbine
Size | Built | Capacity (kW) |  |  | Size | Built | Capacity (kW)
100 kW | 4 | 400 |  |  | 100 kW | 0 | 0
500 kW | 8 | 4000 |  |  | 500 kW | 9 | 4500
800 kW | 0 | 0 |  |  | 800 kW | 0 | 0
1500 kW | 0 | 0 |  |  | 1500 kW | 0 | 0
Total | 12 | 4400 |  |  | Total | 9 | 4500
PV Solar |  |  |  |  | PV Solar
Capacity (kW) | 0 |  |  |  | Capacity (kW) | 0
RFC |  |  |  |  | RFC
Size | Built | Capacity (kW) |  |  | Size | Built | Capacity (kW)
1000 kW | 4 | 4000 |  |  | 1000 kW | 4 | 4000
20000 kW | 0 | 0 |  |  | 20000 kW | 0 | 0
100000 kW | 0 | 0 |  |  | 100000 kW | 0 | 0
Total | 4 | 4000 |  |  | Total | 4 | 4000
H2 furnace |  |  |  |  | H2 furnace
Size | Built | Capacity (kW) |  |  | Size | Built | Capacity (kW)
17.58 kW | 302 | 5309.16 |  |  | 17.58 kW | 302 | 5309.16
H2 tank |  |  |  |  | H2 tank
Size (kg) | 18290 |  |  |  | Size (kg) | 15520
Worst case water usage (L) |  |  |  |  | Worst case water usage (L)
Scenario | Yearly water usage | 25 year water usage |  |  | Scenario | yearly water usage | 25 year water usage
Without capturing | 5050059.7212 | 126251493.0289 |  |  | Without capturing | 4317492.1617 | 107937304.0415
With capturing | 995354.0804 | 24883852.009 |  |  | With capturing | 867422.8403 | 21685571.0069
Best case water usage (L) |  |  |  |  | Best case water usage (L)
Scenario | Yearly water usage | 25 year water usage |  |  | Scenario | 1172652.1921 | 25 year water usage
Without capturing | 1371621.1588 | 34290528.9708 |  |  | Without capturing | 337288.9362 | 8432223.4044
With capturing | 391161.9724 | 9779049.3111 |  |  | With capturing | 867422.8403 | 21685571.0069
Water tank for capturing scenario |  |  |  |  | Water tank for capturing scenario
Size (L) | 165870 |  |  |  | Size (L) | 139611.8872
Cost of CO2 avoidance (USD/kg CO2) |  |  |  |  | Cost of CO2 avoidance (USD/kg CO2)
0.96322 |  |  |  |  | 0.60768
CO2 Avoided (kg CO2)
Yearly | 25 years
6685926.5119 | 167148162.7966
Diesel Microgrid
Costs (USD)
Diesel genset | CAPEX | OPEX | Annual costs | 25 year costs
100 kW | 38314.3269 | 89400 | 127714.3269 | 3192858.1735
500 kW | 0 | 0 | 0 | 0
1000 kW | 0 | 0 | 0 | 0
2000 kW | 0 | 0 | 0 | 0
Genset fuel |  |  | 0 | 0
Diesel furnace | CAPEX | OPEX | Annual costs | 25 year costs
17.58 kW | 68163.3175 | 84946.56 | 153109.8775 | 3827746.9368
Furnace fuel |  |  | 0 | 0
| CAPEX | OPEX | Annual costs | 25 year costs
Total | 106477.6444 | 5522318.8303 | 5628796.4747 | 140719911.8672
Diesel genset
Size | Built | Capacity (kW)
100 kW | 6 | 600
500 kW | 0 | 0
1000 kW | 0 | 0
2000 kW | 0 | 0
Total | 6 | 600
Diesel furnace
Size | Built | Capacity (kW)
17.58 kW | 302 | 5309.16
Fuel usage (L)
Technology | Yearly fuel useage | 25 year fuel useage
Genset | 922105.2632 | 23052631.5789
Furnace | 1641025.4679 | 41025636.6965
Total | 2563130.731 | 64078268.2755
Emissions (kg)
Technology | Yearly CO2 emissions | 25 year CO2 emissions
Genset | 2405311.5789 | 60132789.4737
Furnace | 4280614.9329 | 107015373.3229
Total | 6685926.5119 | 167148162.7966

## Ramea
RFC Microgrid
Worst case costs (USD) |  |  |  |  | NREL costs (USD)
Turbine | CAPEX | OPEX | Annual costs | 25 year costs | Turbine | CAPEX | OPEX | Annual costs | 25 year costs
100 kW | 0 | 0 | 0 | 0 | 100 kW | 11458.8219 | 2900 | 14358.8219 | 358970.5463
500 kW | 4373580.4204 | 130500 | 4504080.4204 | 112602010.5095 | 500 kW | 515646.9834 | 130500 | 646146.9834 | 16153674.5856
800 kW | 0 | 0 | 0 | 0 | 800 kW | 0 | 0 | 0 | 0
1500 kW | 0 | 0 | 0 | 0 | 1500 kW | 0 | 0 | 0 | 0
RFC | CAPEX | OPEX | Annual costs | 25 year costs | RFC | CAPEX | OPEX | Annual costs | 25 year costs
1000 kW | 1289865.5667 | 149400 | 1439265.5667 | 35981639.1664 | 1000 kW | 1289865.5667 | 149400 | 1439265.5667 | 35981639.1664
20000 kW | 0 | 0 | 0 | 0 | 20000 kW | 0 | 0 | 0 | 0
100000 kW | 0 | 0 | 0 | 0 | 100000 kW | 0 | 0 | 0 | 0
H2 furnace | CAPEX | OPEX | Annual costs | 25 year costs | H2 furnace | CAPEX | OPEX | Annual costs | 25 year costs
17.58 kW | 57103.7064 | 71163.84 | 128267.5464 | 3206688.659 | 17.58 kW | 57103.7064 | 71163.84 | 128267.5464 | 3206688.659
H2 Storage | CAPEX | OPEX | Annual costs | 25 year costs | H2 storage | CAPEX | OPEX | Annual costs | 25 year costs
| 414533.2054 | 0 | 414533.2054 | 10363330.1357 |  | 384923.6908 | 0 | 384923.6908 | 9623092.2688
PV Solar | CAPEX | OPEX | Annual costs | 25 year costs | PV Solar | CAPEX | OPEX | Annual costs | 25 year costs
| 0 | 0 | 0 | 0 |  | 271.7014 | 38 | 309.7014 | 7742.535
| CAPEX | OPEX | Annual costs | 25 year costs |  | CAPEX | OPEX | Annual costs | 25 year costs
Total | 6135323.6266 | 351063.84 | 6486387.4666 | 8776596 | Total | 2259270.4704 | 354001.84 | 4062917.2247 | 101572930.6176
Turbine |  |  |  |  | Turbine
Size | Built | Capacity (kW) |  |  | Size | Built | Capacity (kW)
100 kW | 0 | 0 |  |  | 100 kW | 1 | 100
500 kW | 9 | 4500 |  |  | 500 kW | 9 | 4500
800 kW | 0 | 0 |  |  | 800 kW | 0 | 0
1500 kW | 0 | 0 |  |  | 1500 kW | 0 | 0
Total | 9 | 4500 |  |  | Total | 10 | 4600
PV Solar |  |  |  |  | PV Solar
Capacity (kW) | 0 |  |  |  | Capacity (kW) | 2
RFC |  |  |  |  | RFC
Size | Built | Capacity (kW) |  |  | Size | Built | Capacity (kW)
1000 kW | 4 | 4000 |  |  | 1000 kW | 4 | 4000
20000 kW | 0 | 0 |  |  | 20000 kW | 0 | 0
100000 kW | 0 | 0 |  |  | 100000 kW | 0 | 0
Total | 4 | 4000 |  |  | Total | 4 | 4000
H2 furnace |  |  |  |  | H2 furnace
Size | Built | Capacity (kW) |  |  | Size | Built | Capacity (kW)
17.58 kW | 253 | 4447.74 |  |  | 17.58 kW | 253 | 4447.74
H2 tank |  |  |  |  | H2 tank
Size (kg) | 17220 |  |  |  | Size (kg) | 15990
Worst case water usage (L) |  |  |  |  | Worst case water usage (L)
Scenario | Yearly water usage | 25 year water usage |  |  | Scenario | yearly water usage | 25 year water usage
Without capturing | 3568068.247 | 89201706.176 |  |  | Without capturing | 4524087.8121 | 113102195.3018
With capturing | 874046.7198 | 21851167.9939 |  |  | With capturing | 524135.1556 | 13103378.8905
Best case water usage (L) |  |  |  |  | Best case water usage (L)
Scenario | Yearly water usage | 25 year water usage |  |  | Scenario | 1228764.5909 | 25 year water usage
Without capturing | 969104.956 | 24227623.8996 |  |  | Without capturing | 247180.5685 | 6179514.2119
With capturing | 350322.571 | 8758064.274 |  |  | With capturing | 524135.1556 | 13103378.8905
Water tank for capturing scenario |  |  |  |  | Water tank for capturing scenario
Size (L) | 155035.6002 |  |  |  | Size (L) | 143909.3665
Cost of CO2 avoidance (USD/kg CO2) |  |  |  |  | Cost of CO2 avoidance (USD/kg CO2)
0.93804 |  |  |  |  | 0.58757
CO2 Avoided (kg CO2)
Yearly | 25 years
6914825.9669 | 172870649.1719
Diesel Microgrid
Costs (USD)
Diesel genset | CAPEX | OPEX | Annual costs | 25 year costs
100 kW | 44700.0481 | 104300 | 149000.0481 | 3725001.2025
500 kW | 0 | 0 | 0 | 0
1000 kW | 0 | 0 | 0 | 0
2000 kW | 0 | 0 | 0 | 0
Genset fuel |  |  | 0 | 0
Diesel furnace | CAPEX | OPEX | Annual costs | 25 year costs
17.58 kW | 57103.7064 | 71163.84 | 128267.5464 | 3206688.659
Furnace fuel |  |  | 0 | 0
| CAPEX | OPEX | Annual costs | 25 year costs
Total | 101803.7545 | 5706529.3489 | 5808333.1033 | 145208327.5832
Diesel genset
Size | Built | Capacity (kW)
100 kW | 7 | 700
500 kW | 0 | 0
1000 kW | 0 | 0
2000 kW | 0 | 0
Total | 7 | 700
Diesel furnace
Size | Built | Capacity (kW)
17.58 kW | 253 | 4447.74
Fuel usage (L)
Technology | Yearly fuel useage | 25 year fuel useage
Genset | 1013947.3684 | 25348684.2105
Furnace | 1636934.735 | 40923368.376
Total | 2650882.1035 | 66272052.5865
Emissions (kg)
Technology | Yearly CO2 emissions | 25 year CO2 emissions
Genset | 2644881.7105 | 66122042.7632
Furnace | 4269944.2563 | 106748606.4087
Total | 6914825.9669 | 172870649.1719

## Rankin Inlet
RFC Microgrid
Worst case costs (USD) |  |  |  |  | NREL costs (USD)
Turbine | CAPEX | OPEX | Annual costs | 25 year costs | Turbine | CAPEX | OPEX | Annual costs | 25 year costs
100 kW | 2235385.5482 | 66700 | 2302085.5482 | 57552138.7049 | 100 kW | 1970917.3589 | 498800 | 2469717.3589 | 61742933.9715
500 kW | 14092648.0212 | 420500 | 14513148.0212 | 362828700.5308 | 500 kW | 0 | 0 | 0 | 0
800 kW | 0 | 0 | 0 | 0 | 800 kW | 0 | 0 | 0 | 0
1500 kW | 0 | 0 | 0 | 0 | 1500 kW | 171882.3278 | 43500 | 215382.3278 | 5384558.1952
RFC | CAPEX | OPEX | Annual costs | 25 year costs | RFC | CAPEX | OPEX | Annual costs | 25 year costs
1000 kW | 0 | 0 | 0 | 0 | 1000 kW | 0 | 0 | 0 | 0
20000 kW | 4066443.6539 | 471000 | 4537443.6539 | 113436091.3479 | 20000 kW | 4066443.6539 | 471000 | 4537443.6539 | 113436091.3479
100000 kW | 0 | 0 | 0 | 0 | 100000 kW | 0 | 0 | 0 | 0
H2 furnace | CAPEX | OPEX | Annual costs | 25 year costs | H2 furnace | CAPEX | OPEX | Annual costs | 25 year costs
17.58 kW | 202007.1826 | 251745.6 | 453752.7826 | 11343819.5645 | 17.58 kW | 202007.1826 | 251745.6 | 453752.7826 | 11343819.5645
H2 Storage | CAPEX | OPEX | Annual costs | 25 year costs | H2 storage | CAPEX | OPEX | Annual costs | 25 year costs
| 946541.5585 | 0 | 946541.5585 | 23663538.9625 |  | 247949.5944 | 0 | 247949.5944 | 6198739.8605
PV Solar | CAPEX | OPEX | Annual costs | 25 year costs | PV Solar | CAPEX | OPEX | Annual costs | 25 year costs
| 0 | 0 | 0 | 0 |  | 0 | 0 | 0 | 0
| CAPEX | OPEX | Annual costs | 25 year costs |  | CAPEX | OPEX | Annual costs | 25 year costs
Total | 21543266.6922 | 1209945.6 | 22753212.2922 | 30248640 | Total | 6659200.1176 | 1265045.6 | 4062917.2247 | 101572930.6176
Turbine |  |  |  |  | Turbine
Size | Built | Capacity (kW) |  |  | Size | Built | Capacity (kW)
100 kW | 23 | 2300 |  |  | 100 kW | 172 | 17200
500 kW | 29 | 14500 |  |  | 500 kW | 0 | 0
800 kW | 0 | 0 |  |  | 800 kW | 0 | 0
1500 kW | 0 | 0 |  |  | 1500 kW | 1 | 1500
Total | 52 | 16800 |  |  | Total | 173 | 18700
PV Solar |  |  |  |  | PV Solar
Capacity (kW) | 0 |  |  |  | Capacity (kW) | 0
RFC |  |  |  |  | RFC
Size | Built | Capacity (kW) |  |  | Size | Built | Capacity (kW)
1000 kW | 0 | 0 |  |  | 1000 kW | 0 | 0
20000 kW | 1 | 20000 |  |  | 20000 kW | 1 | 20000
100000 kW | 0 | 0 |  |  | 100000 kW | 0 | 0
Total | 1 | 20000 |  |  | Total | 1 | 20000
H2 furnace |  |  |  |  | H2 furnace
Size | Built | Capacity (kW) |  |  | Size | Built | Capacity (kW)
17.58 kW | 895 | 15734.1 |  |  | 17.58 kW | 895 | 15734.1
H2 tank |  |  |  |  | H2 tank
Size (kg) | 39320 |  |  |  | Size (kg) | 10300
Worst case water usage (L) |  |  |  |  | Worst case water usage (L)
Scenario | Yearly water usage | 25 year water usage |  |  | Scenario | yearly water usage | 25 year water usage
Without capturing | 16784053.8908 | 419601347.269 |  |  | Without capturing | 24426341.6802 | 610658542.0038
With capturing | 1344128.7822 | 33603219.5544 |  |  | With capturing | 783076.1348 | 19576903.371
Best case water usage (L) |  |  |  |  | Best case water usage (L)
Scenario | Yearly water usage | 25 year water usage |  |  | Scenario | 6634315.0242 | 25 year water usage
Without capturing | 4558631.9209 | 113965798.0237 |  |  | Without capturing | 280209.5675 | 7005239.1872
With capturing | 622900.351 | 15572508.7762 |  |  | With capturing | 783076.1348 | 19576903.371
Water tank for capturing scenario |  |  |  |  | Water tank for capturing scenario
Size (L) | 353967.7157 |  |  |  | Size (L) | 92700
Cost of CO2 avoidance (USD/kg CO2) |  |  |  |  | Cost of CO2 avoidance (USD/kg CO2)
0.82931 |  |  |  |  | 0.14809
CO2 Avoided (kg CO2)
Yearly | 25 years
27436206.9078 | 685905172.6942
Diesel Microgrid
Costs (USD)
Diesel genset | CAPEX | OPEX | Annual costs | 25 year costs
100 kW | 0 | 0 | 0 | 0
500 kW | 0 | 0 | 0 | 0
1000 kW | 70952.4573 | 114000 | 184952.4573 | 4623811.4325
2000 kW | 141904.9146 | 228000 | 369904.9146 | 9247622.865
Genset fuel |  |  | 0 | 0
Diesel furnace | CAPEX | OPEX | Annual costs | 25 year costs
17.58 kW | 202007.1826 | 251745.6 | 453752.7826 | 11343819.5645
Furnace fuel |  |  | 0 | 0
| CAPEX | OPEX | Annual costs | 25 year costs
Total | 414864.5545 | 22539555.7258 | 22954420.2802 | 573860507.006
Diesel genset
Size | Built | Capacity (kW)
100 kW | 0 | 0
500 kW | 0 | 0
1000 kW | 1 | 1000
2000 kW | 1 | 2000
Total | 2 | 3000
Diesel furnace
Size | Built | Capacity (kW)
17.58 kW | 895 | 15734.1
Fuel usage (L)
Technology | Yearly fuel useage | 25 year fuel useage
Genset | 4766578.9474 | 119164473.6842
Furnace | 5751422.5507 | 143785563.768
Total | 10518001.4981 | 262950037.4522
Emissions (kg)
Technology | Yearly CO2 emissions | 25 year CO2 emissions
Genset | 12433621.1842 | 310840529.6053
Furnace | 15002585.7236 | 375064643.0889
Total | 27436206.9078 | 685905172.6942

## Resolute Bay
RFC Microgrid
Worst case costs (USD) |  |  |  |  | NREL costs (USD)
Turbine | CAPEX | OPEX | Annual costs | 25 year costs | Turbine | CAPEX | OPEX | Annual costs | 25 year costs
100 kW | 485953.38 | 14500 | 500453.38 | 12511334.5011 | 100 kW | 11458.8219 | 2900 | 14358.8219 | 358970.5463
500 kW | 1943813.5202 | 58000 | 2001813.5202 | 50045338.0042 | 500 kW | 286470.5463 | 72500 | 358970.5463 | 8974263.6586
800 kW | 0 | 0 | 0 | 0 | 800 kW | 0 | 0 | 0 | 0
1500 kW | 0 | 0 | 0 | 0 | 1500 kW | 0 | 0 | 0 | 0
RFC | CAPEX | OPEX | Annual costs | 25 year costs | RFC | CAPEX | OPEX | Annual costs | 25 year costs
1000 kW | 644932.7833 | 74700 | 719632.7833 | 17990819.5832 | 1000 kW | 644932.7833 | 74700 | 719632.7833 | 17990819.5832
20000 kW | 0 | 0 | 0 | 0 | 20000 kW | 0 | 0 | 0 | 0
100000 kW | 0 | 0 | 0 | 0 | 100000 kW | 0 | 0 | 0 | 0
H2 furnace | CAPEX | OPEX | Annual costs | 25 year costs | H2 furnace | CAPEX | OPEX | Annual costs | 25 year costs
17.58 kW | 23247.754 | 28971.84 | 52219.594 | 1305489.8493 | 17.58 kW | 23247.754 | 28971.84 | 52219.594 | 1305489.8493
H2 Storage | CAPEX | OPEX | Annual costs | 25 year costs | H2 storage | CAPEX | OPEX | Annual costs | 25 year costs
| 253727.0607 | 0 | 253727.0607 | 6343176.5174 |  | 82088.1667 | 0 | 82088.1667 | 2052204.1674
PV Solar | CAPEX | OPEX | Annual costs | 25 year costs | PV Solar | CAPEX | OPEX | Annual costs | 25 year costs
| 0 | 0 | 0 | 0 |  | 271.7014 | 38 | 309.7014 | 7742.535
| CAPEX | OPEX | Annual costs | 25 year costs |  | CAPEX | OPEX | Annual costs | 25 year costs
Total | 3247439.3774 | 176171.84 | 3423611.2174 | 4404296 | Total | 1048469.7736 | 179109.84 | 4062917.2247 | 101572930.6176
Turbine |  |  |  |  | Turbine
Size | Built | Capacity (kW) |  |  | Size | Built | Capacity (kW)
100 kW | 5 | 500 |  |  | 100 kW | 1 | 100
500 kW | 4 | 2000 |  |  | 500 kW | 5 | 2500
800 kW | 0 | 0 |  |  | 800 kW | 0 | 0
1500 kW | 0 | 0 |  |  | 1500 kW | 0 | 0
Total | 9 | 2500 |  |  | Total | 6 | 2600
PV Solar |  |  |  |  | PV Solar
Capacity (kW) | 0 |  |  |  | Capacity (kW) | 2
RFC |  |  |  |  | RFC
Size | Built | Capacity (kW) |  |  | Size | Built | Capacity (kW)
1000 kW | 2 | 2000 |  |  | 1000 kW | 2 | 2000
20000 kW | 0 | 0 |  |  | 20000 kW | 0 | 0
100000 kW | 0 | 0 |  |  | 100000 kW | 0 | 0
Total | 2 | 2000 |  |  | Total | 2 | 2000
H2 furnace |  |  |  |  | H2 furnace
Size | Built | Capacity (kW) |  |  | Size | Built | Capacity (kW)
17.58 kW | 103 | 1810.74 |  |  | 17.58 kW | 103 | 1810.74
H2 tank |  |  |  |  | H2 tank
Size (kg) | 10540 |  |  |  | Size (kg) | 3410
Worst case water usage (L) |  |  |  |  | Worst case water usage (L)
Scenario | Yearly water usage | 25 year water usage |  |  | Scenario | yearly water usage | 25 year water usage
Without capturing | 3290552.7943 | 82263819.8578 |  |  | Without capturing | 1982927.3035 | 49573182.5878
With capturing | 300053.0267 | 7501325.6669 |  |  | With capturing | 172722.0824 | 4318052.0609
Best case water usage (L) |  |  |  |  | Best case water usage (L)
Scenario | Yearly water usage | 25 year water usage |  |  | Scenario | 538572.8479 | 25 year water usage
Without capturing | 893730.3886 | 22343259.7145 |  |  | Without capturing | 69208.0634 | 1730201.5859
With capturing | 122205.8838 | 3055147.0947 |  |  | With capturing | 172722.0824 | 4318052.0609
Water tank for capturing scenario |  |  |  |  | Water tank for capturing scenario
Size (L) | 55890 |  |  |  | Size (L) | 30609.6157
Cost of CO2 avoidance (USD/kg CO2) |  |  |  |  | Cost of CO2 avoidance (USD/kg CO2)
0.68214 |  |  |  |  | 0.80952
CO2 Avoided (kg CO2)
Yearly | 25 years
5018912.8539 | 125472821.3477
Diesel Microgrid
Costs (USD)
Diesel genset | CAPEX | OPEX | Annual costs | 25 year costs
100 kW | 51085.7693 | 119200 | 170285.7693 | 4257144.2314
500 kW | 0 | 0 | 0 | 0
1000 kW | 0 | 0 | 0 | 0
2000 kW | 0 | 0 | 0 | 0
Genset fuel |  |  | 0 | 0
Diesel furnace | CAPEX | OPEX | Annual costs | 25 year costs
17.58 kW | 23247.754 | 28971.84 | 52219.594 | 1305489.8493
Furnace fuel |  |  | 0 | 0
| CAPEX | OPEX | Annual costs | 25 year costs
Total | 74333.5232 | 4162724.9049 | 4237058.4281 | 105926460.7021
Diesel genset
Size | Built | Capacity (kW)
100 kW | 8 | 800
500 kW | 0 | 0
1000 kW | 0 | 0
2000 kW | 0 | 0
Total | 8 | 800
Diesel furnace
Size | Built | Capacity (kW)
17.58 kW | 103 | 1810.74
Fuel usage (L)
Technology | Yearly fuel useage | 25 year fuel useage
Genset | 1212368.4211 | 30309210.5263
Furnace | 711692.4775 | 17792311.9378
Total | 1924060.8986 | 48101522.4641
Emissions (kg)
Technology | Yearly CO2 emissions | 25 year CO2 emissions
Genset | 3162463.0263 | 79061575.6579
Furnace | 1856449.8276 | 46411245.6898
Total | 5018912.8539 | 125472821.3477

## Shamattawa
RFC Microgrid
Worst case costs (USD) |  |  |  |  | NREL costs (USD)
Turbine | CAPEX | OPEX | Annual costs | 25 year costs | Turbine | CAPEX | OPEX | Annual costs | 25 year costs
100 kW | 3207292.3083 | 95700 | 3302992.3083 | 82574807.707 | 100 kW | 458352.8742 | 116000 | 574352.8742 | 14358821.8538
500 kW | 485953.38 | 14500 | 500453.38 | 12511334.5011 | 500 kW | 0 | 0 | 0 | 0
800 kW | 0 | 0 | 0 | 0 | 800 kW | 0 | 0 | 0 | 0
1500 kW | 0 | 0 | 0 | 0 | 1500 kW | 0 | 0 | 0 | 0
RFC | CAPEX | OPEX | Annual costs | 25 year costs | RFC | CAPEX | OPEX | Annual costs | 25 year costs
1000 kW | 967399.175 | 112050 | 1079449.175 | 26986229.3748 | 1000 kW | 967399.175 | 112050 | 1079449.175 | 26986229.3748
20000 kW | 0 | 0 | 0 | 0 | 20000 kW | 0 | 0 | 0 | 0
100000 kW | 0 | 0 | 0 | 0 | 100000 kW | 0 | 0 | 0 | 0
H2 furnace | CAPEX | OPEX | Annual costs | 25 year costs | H2 furnace | CAPEX | OPEX | Annual costs | 25 year costs
17.58 kW | 48075.4524 | 59912.64 | 107988.0924 | 2699702.3098 | 17.58 kW | 48075.4524 | 59912.64 | 107988.0924 | 2699702.3098
H2 Storage | CAPEX | OPEX | Annual costs | 25 year costs | H2 storage | CAPEX | OPEX | Annual costs | 25 year costs
| 593153.2045 | 0 | 593153.2045 | 14828830.1128 |  | 516601.7763 | 0 | 516601.7763 | 12915044.4083
PV Solar | CAPEX | OPEX | Annual costs | 25 year costs | PV Solar | CAPEX | OPEX | Annual costs | 25 year costs
| 0 | 0 | 0 | 0 |  | 271.7014 | 38 | 309.7014 | 7742.535
| CAPEX | OPEX | Annual costs | 25 year costs |  | CAPEX | OPEX | Annual costs | 25 year costs
Total | 5302114.248 | 282162.64 | 5584276.888 | 7054066 | Total | 1990700.9793 | 288000.64 | 4062917.2247 | 101572930.6176
Turbine |  |  |  |  | Turbine
Size | Built | Capacity (kW) |  |  | Size | Built | Capacity (kW)
100 kW | 33 | 3300 |  |  | 100 kW | 40 | 4000
500 kW | 1 | 500 |  |  | 500 kW | 0 | 0
800 kW | 0 | 0 |  |  | 800 kW | 0 | 0
1500 kW | 0 | 0 |  |  | 1500 kW | 0 | 0
Total | 34 | 3800 |  |  | Total | 40 | 4000
PV Solar |  |  |  |  | PV Solar
Capacity (kW) | 0 |  |  |  | Capacity (kW) | 2
RFC |  |  |  |  | RFC
Size | Built | Capacity (kW) |  |  | Size | Built | Capacity (kW)
1000 kW | 3 | 3000 |  |  | 1000 kW | 3 | 3000
20000 kW | 0 | 0 |  |  | 20000 kW | 0 | 0
100000 kW | 0 | 0 |  |  | 100000 kW | 0 | 0
Total | 3 | 3000 |  |  | Total | 3 | 3000
H2 furnace |  |  |  |  | H2 furnace
Size | Built | Capacity (kW) |  |  | Size | Built | Capacity (kW)
17.58 kW | 213 | 3744.54 |  |  | 17.58 kW | 213 | 3744.54
H2 tank |  |  |  |  | H2 tank
Size (kg) | 24640 |  |  |  | Size (kg) | 21460
Worst case water usage (L) |  |  |  |  | Worst case water usage (L)
Scenario | Yearly water usage | 25 year water usage |  |  | Scenario | yearly water usage | 25 year water usage
Without capturing | 3723604.7857 | 93090119.6415 |  |  | Without capturing | 3084910.9338 | 77122773.3444
With capturing | 825456.6453 | 20636416.1316 |  |  | With capturing | 1182093.5435 | 29552338.5872
Best case water usage (L) |  |  |  |  | Best case water usage (L)
Scenario | Yearly water usage | 25 year water usage |  |  | Scenario | 837877.0437 | 25 year water usage
Without capturing | 1011349.448 | 25283736.1989 |  |  | Without capturing | 461737.4894 | 11543437.2351
With capturing | 385787.2897 | 9644682.2421 |  |  | With capturing | 1182093.5435 | 29552338.5872
Water tank for capturing scenario |  |  |  |  | Water tank for capturing scenario
Size (L) | 221842.7842 |  |  |  | Size (L) | 193130.1472
Cost of CO2 avoidance (USD/kg CO2) |  |  |  |  | Cost of CO2 avoidance (USD/kg CO2)
0.73278 |  |  |  |  | 0.53315
CO2 Avoided (kg CO2)
Yearly | 25 years
7620640.4492 | 190516011.2311
Diesel Microgrid
Costs (USD)
Diesel genset | CAPEX | OPEX | Annual costs | 25 year costs
100 kW | 6385.7212 | 14900 | 21285.7212 | 532143.0289
500 kW | 0 | 0 | 0 | 0
1000 kW | 70952.4573 | 114000 | 184952.4573 | 4623811.4325
2000 kW | 0 | 0 | 0 | 0
Genset fuel |  |  | 0 | 0
Diesel furnace | CAPEX | OPEX | Annual costs | 25 year costs
17.58 kW | 48075.4524 | 59912.64 | 107988.0924 | 2699702.3098
Furnace fuel |  |  | 0 | 0
| CAPEX | OPEX | Annual costs | 25 year costs
Total | 125413.6308 | 6284448.56 | 6409862.1909 | 160246554.7714
Diesel genset
Size | Built | Capacity (kW)
100 kW | 1 | 100
500 kW | 0 | 0
1000 kW | 1 | 1000
2000 kW | 0 | 0
Total | 2 | 1100
Diesel furnace
Size | Built | Capacity (kW)
17.58 kW | 213 | 3744.54
Fuel usage (L)
Technology | Yearly fuel useage | 25 year fuel useage
Genset | 1665789.4737 | 41644736.8421
Furnace | 1255675.1417 | 31391878.5426
Total | 2921464.6154 | 73036615.3848
Emissions (kg)
Technology | Yearly CO2 emissions | 25 year CO2 emissions
Genset | 4345211.8421 | 108630296.0526
Furnace | 3275428.6071 | 81885715.1785
Total | 7620640.4492 | 190516011.2311

## Tadoule Lake
RFC Microgrid
Worst case costs (USD) |  |  |  |  | NREL costs (USD)
Turbine | CAPEX | OPEX | Annual costs | 25 year costs | Turbine | CAPEX | OPEX | Annual costs | 25 year costs
100 kW | 2041004.1962 | 60900 | 2101904.1962 | 52547604.9045 | 100 kW | 34376.4656 | 8700 | 43076.4656 | 1076911.639
500 kW | 0 | 0 | 0 | 0 | 500 kW | 229176.4371 | 58000 | 287176.4371 | 7179410.9269
800 kW | 0 | 0 | 0 | 0 | 800 kW | 0 | 0 | 0 | 0
1500 kW | 0 | 0 | 0 | 0 | 1500 kW | 0 | 0 | 0 | 0
RFC | CAPEX | OPEX | Annual costs | 25 year costs | RFC | CAPEX | OPEX | Annual costs | 25 year costs
1000 kW | 644932.7833 | 74700 | 719632.7833 | 17990819.5832 | 1000 kW | 644932.7833 | 74700 | 719632.7833 | 17990819.5832
20000 kW | 0 | 0 | 0 | 0 | 20000 kW | 0 | 0 | 0 | 0
100000 kW | 0 | 0 | 0 | 0 | 100000 kW | 0 | 0 | 0 | 0
H2 furnace | CAPEX | OPEX | Annual costs | 25 year costs | H2 furnace | CAPEX | OPEX | Annual costs | 25 year costs
17.58 kW | 28213.2937 | 35160 | 63373.2937 | 1584332.3414 | 17.58 kW | 28213.2937 | 35160 | 63373.2937 | 1584332.3414
H2 Storage | CAPEX | OPEX | Annual costs | 25 year costs | H2 storage | CAPEX | OPEX | Annual costs | 25 year costs
| 164417.0612 | 0 | 164417.0612 | 4110426.5288 |  | 104957.304 | 0 | 104957.304 | 2623932.6011
PV Solar | CAPEX | OPEX | Annual costs | 25 year costs | PV Solar | CAPEX | OPEX | Annual costs | 25 year costs
| 0 | 0 | 0 | 0 |  | 0 | 0 | 0 | 0
| CAPEX | OPEX | Annual costs | 25 year costs |  | CAPEX | OPEX | Annual costs | 25 year costs
Total | 3010245.4199 | 170760 | 3181005.4199 | 4269000 | Total | 1041656.2837 | 176560 | 4062917.2247 | 101572930.6176
Turbine |  |  |  |  | Turbine
Size | Built | Capacity (kW) |  |  | Size | Built | Capacity (kW)
100 kW | 21 | 2100 |  |  | 100 kW | 3 | 300
500 kW | 0 | 0 |  |  | 500 kW | 4 | 2000
800 kW | 0 | 0 |  |  | 800 kW | 0 | 0
1500 kW | 0 | 0 |  |  | 1500 kW | 0 | 0
Total | 21 | 2100 |  |  | Total | 7 | 2300
PV Solar |  |  |  |  | PV Solar
Capacity (kW) | 0 |  |  |  | Capacity (kW) | 0
RFC |  |  |  |  | RFC
Size | Built | Capacity (kW) |  |  | Size | Built | Capacity (kW)
1000 kW | 2 | 2000 |  |  | 1000 kW | 2 | 2000
20000 kW | 0 | 0 |  |  | 20000 kW | 0 | 0
100000 kW | 0 | 0 |  |  | 100000 kW | 0 | 0
Total | 2 | 2000 |  |  | Total | 2 | 2000
H2 furnace |  |  |  |  | H2 furnace
Size | Built | Capacity (kW) |  |  | Size | Built | Capacity (kW)
17.58 kW | 125 | 2197.5 |  |  | 17.58 kW | 125 | 2197.5
H2 tank |  |  |  |  | H2 tank
Size (kg) | 6830 |  |  |  | Size (kg) | 4360
Worst case water usage (L) |  |  |  |  | Worst case water usage (L)
Scenario | Yearly water usage | 25 year water usage |  |  | Scenario | yearly water usage | 25 year water usage
Without capturing | 2084457.4581 | 52111436.4515 |  |  | Without capturing | 2173488.692 | 54337217.2991
With capturing | 655375.1133 | 16384377.8333 |  |  | With capturing | 238472.2799 | 5961806.9968
Best case water usage (L) |  |  |  |  | Best case water usage (L)
Scenario | Yearly water usage | 25 year water usage |  |  | Scenario | 590330.262 | 25 year water usage
Without capturing | 566148.9392 | 14153723.4807 |  |  | Without capturing | 93309.003 | 2332725.0753
With capturing | 258574.3324 | 6464358.311 |  |  | With capturing | 238472.2799 | 5961806.9968
Water tank for capturing scenario |  |  |  |  | Water tank for capturing scenario
Size (L) | 110614.7192 |  |  |  | Size (L) | 39180.3235
Cost of CO2 avoidance (USD/kg CO2) |  |  |  |  | Cost of CO2 avoidance (USD/kg CO2)
0.86721 |  |  |  |  | 1.1076
CO2 Avoided (kg CO2)
Yearly | 25 years
3668100.0363 | 91702500.9069
Diesel Microgrid
Costs (USD)
Diesel genset | CAPEX | OPEX | Annual costs | 25 year costs
100 kW | 25542.8846 | 59600 | 85142.8846 | 2128572.1157
500 kW | 0 | 0 | 0 | 0
1000 kW | 0 | 0 | 0 | 0
2000 kW | 0 | 0 | 0 | 0
Genset fuel |  |  | 0 | 0
Diesel furnace | CAPEX | OPEX | Annual costs | 25 year costs
17.58 kW | 28213.2937 | 35160 | 63373.2937 | 1584332.3414
Furnace fuel |  |  | 0 | 0
| CAPEX | OPEX | Annual costs | 25 year costs
Total | 53756.1783 | 3028818.1659 | 3082574.3442 | 77064358.604
Diesel genset
Size | Built | Capacity (kW)
100 kW | 4 | 400
500 kW | 0 | 0
1000 kW | 0 | 0
2000 kW | 0 | 0
Total | 4 | 400
Diesel furnace
Size | Built | Capacity (kW)
17.58 kW | 125 | 2197.5
Fuel usage (L)
Technology | Yearly fuel useage | 25 year fuel useage
Genset | 633157.8947 | 15828947.3684
Furnace | 773052.585 | 19326314.6239
Total | 1406210.4797 | 35155261.9923
Emissions (kg)
Technology | Yearly CO2 emissions | 25 year CO2 emissions
Genset | 1651592.3684 | 41289809.2105
Furnace | 2016507.6679 | 50412691.6964
Total | 3668100.0363 | 91702500.9069

## Tsiigehtchic
RFC Microgrid
Worst case costs (USD) |  |  |  |  | NREL costs (USD)
Turbine | CAPEX | OPEX | Annual costs | 25 year costs | Turbine | CAPEX | OPEX | Annual costs | 25 year costs
100 kW | 583144.0561 | 17400 | 600544.0561 | 15013601.4013 | 100 kW | 126047.0404 | 31900 | 157947.0404 | 3948676.0098
500 kW | 485953.38 | 14500 | 500453.38 | 12511334.5011 | 500 kW | 0 | 0 | 0 | 0
800 kW | 0 | 0 | 0 | 0 | 800 kW | 0 | 0 | 0 | 0
1500 kW | 0 | 0 | 0 | 0 | 1500 kW | 0 | 0 | 0 | 0
RFC | CAPEX | OPEX | Annual costs | 25 year costs | RFC | CAPEX | OPEX | Annual costs | 25 year costs
1000 kW | 322466.3917 | 37350 | 359816.3917 | 8995409.7916 | 1000 kW | 322466.3917 | 37350 | 359816.3917 | 8995409.7916
20000 kW | 0 | 0 | 0 | 0 | 20000 kW | 0 | 0 | 0 | 0
100000 kW | 0 | 0 | 0 | 0 | 100000 kW | 0 | 0 | 0 | 0
H2 furnace | CAPEX | OPEX | Annual costs | 25 year costs | H2 furnace | CAPEX | OPEX | Annual costs | 25 year costs
17.58 kW | 13542.381 | 16876.8 | 30419.181 | 760479.5239 | 17.58 kW | 13542.381 | 16876.8 | 30419.181 | 760479.5239
H2 Storage | CAPEX | OPEX | Annual costs | 25 year costs | H2 storage | CAPEX | OPEX | Annual costs | 25 year costs
| 160565.417 | 0 | 160565.417 | 4014135.4242 |  | 162009.7835 | 0 | 162009.7835 | 4050244.5885
PV Solar | CAPEX | OPEX | Annual costs | 25 year costs | PV Solar | CAPEX | OPEX | Annual costs | 25 year costs
| 0 | 0 | 0 | 0 |  | 271.7014 | 38 | 309.7014 | 7742.535
| CAPEX | OPEX | Annual costs | 25 year costs |  | CAPEX | OPEX | Annual costs | 25 year costs
Total | 1565671.6257 | 86126.8 | 1651798.4257 | 2153170 | Total | 624337.2979 | 86164.8 | 4062917.2247 | 101572930.6176
Turbine |  |  |  |  | Turbine
Size | Built | Capacity (kW) |  |  | Size | Built | Capacity (kW)
100 kW | 6 | 600 |  |  | 100 kW | 11 | 1100
500 kW | 1 | 500 |  |  | 500 kW | 0 | 0
800 kW | 0 | 0 |  |  | 800 kW | 0 | 0
1500 kW | 0 | 0 |  |  | 1500 kW | 0 | 0
Total | 7 | 1100 |  |  | Total | 11 | 1100
PV Solar |  |  |  |  | PV Solar
Capacity (kW) | 0 |  |  |  | Capacity (kW) | 2
RFC |  |  |  |  | RFC
Size | Built | Capacity (kW) |  |  | Size | Built | Capacity (kW)
1000 kW | 1 | 1000 |  |  | 1000 kW | 1 | 1000
20000 kW | 0 | 0 |  |  | 20000 kW | 0 | 0
100000 kW | 0 | 0 |  |  | 100000 kW | 0 | 0
Total | 1 | 1000 |  |  | Total | 1 | 1000
H2 furnace |  |  |  |  | H2 furnace
Size | Built | Capacity (kW) |  |  | Size | Built | Capacity (kW)
17.58 kW | 60 | 1054.8 |  |  | 17.58 kW | 60 | 1054.8
H2 tank |  |  |  |  | H2 tank
Size (kg) | 6670 |  |  |  | Size (kg) | 6730
Worst case water usage (L) |  |  |  |  | Worst case water usage (L)
Scenario | Yearly water usage | 25 year water usage |  |  | Scenario | yearly water usage | 25 year water usage
Without capturing | 1008328.6222 | 25208215.554 |  |  | Without capturing | 1292617.8019 | 32315445.0471
With capturing | 334290.1259 | 8357253.1467 |  |  | With capturing | 357164.9353 | 8929123.3821
Best case water usage (L) |  |  |  |  | Best case water usage (L)
Scenario | Yearly water usage | 25 year water usage |  |  | Scenario | 351081.3783 | 25 year water usage
Without capturing | 273867.0332 | 6846675.8295 |  |  | Without capturing | 141075.9924 | 3526899.81
With capturing | 134473.4386 | 3361835.9648 |  |  | With capturing | 357164.9353 | 8929123.3821
Water tank for capturing scenario |  |  |  |  | Water tank for capturing scenario
Size (L) | 59965.5213 |  |  |  | Size (L) | 60500.4544
Cost of CO2 avoidance (USD/kg CO2) |  |  |  |  | Cost of CO2 avoidance (USD/kg CO2)
1.0824 |  |  |  |  | 2.6624
CO2 Avoided (kg CO2)
Yearly | 25 years
1526010.1377 | 38150253.4415
Diesel Microgrid
Costs (USD)
Diesel genset | CAPEX | OPEX | Annual costs | 25 year costs
100 kW | 12771.4423 | 29800 | 42571.4423 | 1064286.0578
500 kW | 0 | 0 | 0 | 0
1000 kW | 0 | 0 | 0 | 0
2000 kW | 0 | 0 | 0 | 0
Genset fuel |  |  | 0 | 0
Diesel furnace | CAPEX | OPEX | Annual costs | 25 year costs
17.58 kW | 13542.381 | 16876.8 | 30419.181 | 760479.5239
Furnace fuel |  |  | 0 | 0
| CAPEX | OPEX | Annual costs | 25 year costs
Total | 26313.8233 | 1267309.4058 | 1293623.2291 | 32340580.7267
Diesel genset
Size | Built | Capacity (kW)
100 kW | 2 | 200
500 kW | 0 | 0
1000 kW | 0 | 0
2000 kW | 0 | 0
Total | 2 | 200
Diesel furnace
Size | Built | Capacity (kW)
17.58 kW | 60 | 1054.8
Fuel usage (L)
Technology | Yearly fuel useage | 25 year fuel useage
Genset | 204473.6842 | 5111842.1053
Furnace | 380540.7446 | 9513518.616
Total | 585014.4289 | 14625360.7213
Emissions (kg)
Technology | Yearly CO2 emissions | 25 year CO2 emissions
Genset | 533369.6053 | 13334240.1316
Furnace | 992640.5324 | 24816013.3099
Total | 1526010.1377 | 38150253.4415

## Umiujaq
RFC Microgrid
Worst case costs (USD) |  |  |  |  | NREL costs (USD)
Turbine | CAPEX | OPEX | Annual costs | 25 year costs | Turbine | CAPEX | OPEX | Annual costs | 25 year costs
100 kW | 4276389.7444 | 127600 | 4403989.7444 | 110099743.6093 | 100 kW | 34376.4656 | 8700 | 43076.4656 | 1076911.639
500 kW | 0 | 0 | 0 | 0 | 500 kW | 572941.0927 | 145000 | 717941.0927 | 17948527.3173
800 kW | 0 | 0 | 0 | 0 | 800 kW | 0 | 0 | 0 | 0
1500 kW | 0 | 0 | 0 | 0 | 1500 kW | 0 | 0 | 0 | 0
RFC | CAPEX | OPEX | Annual costs | 25 year costs | RFC | CAPEX | OPEX | Annual costs | 25 year costs
1000 kW | 1289865.5667 | 149400 | 1439265.5667 | 35981639.1664 | 1000 kW | 1612331.9583 | 186750 | 1799081.9583 | 44977048.958
20000 kW | 0 | 0 | 0 | 0 | 20000 kW | 0 | 0 | 0 | 0
100000 kW | 0 | 0 | 0 | 0 | 100000 kW | 0 | 0 | 0 | 0
H2 furnace | CAPEX | OPEX | Annual costs | 25 year costs | H2 furnace | CAPEX | OPEX | Annual costs | 25 year costs
17.58 kW | 63649.1905 | 79320.96 | 142970.1505 | 3574253.7622 | 17.58 kW | 63649.1905 | 79320.96 | 142970.1505 | 3574253.7622
H2 Storage | CAPEX | OPEX | Annual costs | 25 year costs | H2 storage | CAPEX | OPEX | Annual costs | 25 year costs
| 671630.4548 | 0 | 671630.4548 | 16790761.3697 |  | 59219.0293 | 0 | 59219.0293 | 1480475.7337
PV Solar | CAPEX | OPEX | Annual costs | 25 year costs | PV Solar | CAPEX | OPEX | Annual costs | 25 year costs
| 0 | 0 | 0 | 0 |  | 0 | 0 | 0 | 0
| CAPEX | OPEX | Annual costs | 25 year costs |  | CAPEX | OPEX | Annual costs | 25 year costs
Total | 6323200.4548 | 356320.96 | 6679521.4148 | 8908024 | Total | 2342517.7364 | 419770.96 | 4062917.2247 | 101572930.6176
Turbine |  |  |  |  | Turbine
Size | Built | Capacity (kW) |  |  | Size | Built | Capacity (kW)
100 kW | 44 | 4400 |  |  | 100 kW | 3 | 300
500 kW | 0 | 0 |  |  | 500 kW | 10 | 5000
800 kW | 0 | 0 |  |  | 800 kW | 0 | 0
1500 kW | 0 | 0 |  |  | 1500 kW | 0 | 0
Total | 44 | 4400 |  |  | Total | 13 | 5300
PV Solar |  |  |  |  | PV Solar
Capacity (kW) | 0 |  |  |  | Capacity (kW) | 0
RFC |  |  |  |  | RFC
Size | Built | Capacity (kW) |  |  | Size | Built | Capacity (kW)
1000 kW | 4 | 4000 |  |  | 1000 kW | 5 | 5000
20000 kW | 0 | 0 |  |  | 20000 kW | 0 | 0
100000 kW | 0 | 0 |  |  | 100000 kW | 0 | 0
Total | 4 | 4000 |  |  | Total | 5 | 5000
H2 furnace |  |  |  |  | H2 furnace
Size | Built | Capacity (kW) |  |  | Size | Built | Capacity (kW)
17.58 kW | 282 | 4957.56 |  |  | 17.58 kW | 282 | 4957.56
H2 tank |  |  |  |  | H2 tank
Size (kg) | 27900 |  |  |  | Size (kg) | 2460
Worst case water usage (L) |  |  |  |  | Worst case water usage (L)
Scenario | Yearly water usage | 25 year water usage |  |  | Scenario | yearly water usage | 25 year water usage
Without capturing | 4907476.7436 | 122686918.5906 |  |  | Without capturing | 7114564.8538 | 177864121.344
With capturing | 1489965.107 | 37249127.6743 |  |  | With capturing | 44621.0644 | 1115526.6102
Best case water usage (L) |  |  |  |  | Best case water usage (L)
Scenario | Yearly water usage | 25 year water usage |  |  | Scenario | 1932350.9479 | 25 year water usage
Without capturing | 1332894.918 | 33322372.9505 |  |  | Without capturing | 28245.9681 | 706149.2028
With capturing | 588201.6556 | 14705041.3904 |  |  | With capturing | 44621.0644 | 1115526.6102
Water tank for capturing scenario |  |  |  |  | Water tank for capturing scenario
Size (L) | 251950.8771 |  |  |  | Size (L) | 22140
Cost of CO2 avoidance (USD/kg CO2) |  |  |  |  | Cost of CO2 avoidance (USD/kg CO2)
1.0342 |  |  |  |  | 0.6291
CO2 Avoided (kg CO2)
Yearly | 25 years
6458330.1833 | 161458254.5828
Diesel Microgrid
Costs (USD)
Diesel genset | CAPEX | OPEX | Annual costs | 25 year costs
100 kW | 31928.6058 | 74500 | 106428.6058 | 2660715.1446
500 kW | 0 | 0 | 0 | 0
1000 kW | 0 | 0 | 0 | 0
2000 kW | 0 | 0 | 0 | 0
Genset fuel |  |  | 0 | 0
Diesel furnace | CAPEX | OPEX | Annual costs | 25 year costs
17.58 kW | 63649.1905 | 79320.96 | 142970.1505 | 3574253.7622
Furnace fuel |  |  | 0 | 0
| CAPEX | OPEX | Annual costs | 25 year costs
Total | 95577.7963 | 5319742.343 | 5415320.1392 | 135383003.4811
Diesel genset
Size | Built | Capacity (kW)
100 kW | 5 | 500
500 kW | 0 | 0
1000 kW | 0 | 0
2000 kW | 0 | 0
Total | 5 | 500
Diesel furnace
Size | Built | Capacity (kW)
17.58 kW | 282 | 4957.56
Fuel usage (L)
Technology | Yearly fuel useage | 25 year fuel useage
Genset | 786574.9348 | 19664373.3709
Furnace | 1689303.993 | 42232599.8255
Total | 2475878.9279 | 61896973.1964
Emissions (kg)
Technology | Yearly CO2 emissions | 25 year CO2 emissions
Genset | 2051780.7175 | 51294517.938
Furnace | 4406549.4658 | 110163736.6448
Total | 6458330.1833 | 161458254.5828

## Watson Lake
RFC Microgrid
Worst case costs (USD) |  |  |  |  | NREL costs (USD)
Turbine | CAPEX | OPEX | Annual costs | 25 year costs | Turbine | CAPEX | OPEX | Annual costs | 25 year costs
100 kW | 15064554.7813 | 449500 | 15514054.7813 | 387851369.5329 | 100 kW | 0 | 0 | 0 | 0
500 kW | 0 | 0 | 0 | 0 | 500 kW | 1833411.4966 | 464000 | 2297411.4966 | 57435287.4153
800 kW | 0 | 0 | 0 | 0 | 800 kW | 0 | 0 | 0 | 0
1500 kW | 0 | 0 | 0 | 0 | 1500 kW | 0 | 0 | 0 | 0
RFC | CAPEX | OPEX | Annual costs | 25 year costs | RFC | CAPEX | OPEX | Annual costs | 25 year costs
1000 kW | 0 | 0 | 0 | 0 | 1000 kW | 0 | 0 | 0 | 0
20000 kW | 4066443.6539 | 471000 | 4537443.6539 | 113436091.3479 | 20000 kW | 4066443.6539 | 471000 | 4537443.6539 | 113436091.3479
100000 kW | 0 | 0 | 0 | 0 | 100000 kW | 0 | 0 | 0 | 0
H2 furnace | CAPEX | OPEX | Annual costs | 25 year costs | H2 furnace | CAPEX | OPEX | Annual costs | 25 year costs
17.58 kW | 152351.7857 | 189864 | 342215.7857 | 8555394.6436 | 17.58 kW | 152351.7857 | 189864 | 342215.7857 | 8555394.6436
H2 Storage | CAPEX | OPEX | Annual costs | 25 year costs | H2 storage | CAPEX | OPEX | Annual costs | 25 year costs
| 1006723.4989 | 0 | 1006723.4989 | 25168087.4724 |  | 678611.5599 | 0 | 678611.5599 | 16965288.9968
PV Solar | CAPEX | OPEX | Annual costs | 25 year costs | PV Solar | CAPEX | OPEX | Annual costs | 25 year costs
| 0 | 0 | 0 | 0 |  | 271.7014 | 38 | 309.7014 | 7742.535
| CAPEX | OPEX | Annual costs | 25 year costs |  | CAPEX | OPEX | Annual costs | 25 year costs
Total | 20290314.4476 | 1110364 | 21400678.4476 | 27759100 | Total | 6731090.1975 | 1124902 | 4062917.2247 | 101572930.6176
Turbine |  |  |  |  | Turbine
Size | Built | Capacity (kW) |  |  | Size | Built | Capacity (kW)
100 kW | 155 | 15500 |  |  | 100 kW | 0 | 0
500 kW | 0 | 0 |  |  | 500 kW | 32 | 16000
800 kW | 0 | 0 |  |  | 800 kW | 0 | 0
1500 kW | 0 | 0 |  |  | 1500 kW | 0 | 0
Total | 155 | 15500 |  |  | Total | 32 | 16000
PV Solar |  |  |  |  | PV Solar
Capacity (kW) | 0 |  |  |  | Capacity (kW) | 2
RFC |  |  |  |  | RFC
Size | Built | Capacity (kW) |  |  | Size | Built | Capacity (kW)
1000 kW | 0 | 0 |  |  | 1000 kW | 0 | 0
20000 kW | 1 | 20000 |  |  | 20000 kW | 1 | 20000
100000 kW | 0 | 0 |  |  | 100000 kW | 0 | 0
Total | 1 | 20000 |  |  | Total | 1 | 20000
H2 furnace |  |  |  |  | H2 furnace
Size | Built | Capacity (kW) |  |  | Size | Built | Capacity (kW)
17.58 kW | 675 | 11866.5 |  |  | 17.58 kW | 675 | 11866.5
H2 tank |  |  |  |  | H2 tank
Size (kg) | 41820 |  |  |  | Size (kg) | 28190
Worst case water usage (L) |  |  |  |  | Worst case water usage (L)
Scenario | Yearly water usage | 25 year water usage |  |  | Scenario | yearly water usage | 25 year water usage
Without capturing | 22892018.8033 | 572300470.0828 |  |  | Without capturing | 25171324.0215 | 629283100.5371
With capturing | 1418203.3872 | 35455084.6803 |  |  | With capturing | 1699086.0089 | 42477150.2222
Best case water usage (L) |  |  |  |  | Best case water usage (L)
Scenario | Yearly water usage | 25 year water usage |  |  | Scenario | 6836655.9071 | 25 year water usage
Without capturing | 6217585.354 | 155439633.8497 |  |  | Without capturing | 646242.8017 | 16156070.0431
With capturing | 659398.2629 | 16484956.5731 |  |  | With capturing | 1699086.0089 | 42477150.2222
Water tank for capturing scenario |  |  |  |  | Water tank for capturing scenario
Size (L) | 376453.9793 |  |  |  | Size (L) | 253657.1991
Cost of CO2 avoidance (USD/kg CO2) |  |  |  |  | Cost of CO2 avoidance (USD/kg CO2)
1.0272 |  |  |  |  | 0.19502
CO2 Avoided (kg CO2)
Yearly | 25 years
20833339.7098 | 520833492.7452
Diesel Microgrid
Costs (USD)
Diesel genset | CAPEX | OPEX | Annual costs | 25 year costs
100 kW | 31928.6058 | 74500 | 106428.6058 | 2660715.1446
500 kW | 0 | 0 | 0 | 0
1000 kW | 0 | 0 | 0 | 0
2000 kW | 141904.9146 | 228000 | 369904.9146 | 9247622.865
Genset fuel |  |  | 0 | 0
Diesel furnace | CAPEX | OPEX | Annual costs | 25 year costs
17.58 kW | 152351.7857 | 189864 | 342215.7857 | 8555394.6436
Furnace fuel |  |  | 0 | 0
| CAPEX | OPEX | Annual costs | 25 year costs
Total | 326185.3061 | 17156639.7541 | 17482825.0602 | 437070626.5051
Diesel genset
Size | Built | Capacity (kW)
100 kW | 5 | 500
500 kW | 0 | 0
1000 kW | 0 | 0
2000 kW | 1 | 2000
Total | 6 | 2500
Diesel furnace
Size | Built | Capacity (kW)
17.58 kW | 675 | 11866.5
Fuel usage (L)
Technology | Yearly fuel useage | 25 year fuel useage
Genset | 3921578.9474 | 98039473.6842
Furnace | 4065133.6115 | 101628340.2875
Total | 7986712.5589 | 199667813.9717
Emissions (kg)
Technology | Yearly CO2 emissions | 25 year CO2 emissions
Genset | 10229438.6842 | 255735967.1053
Furnace | 10603901.0256 | 265097525.6399
Total | 20833339.7098 | 520833492.7452

## Weagamow Lake
RFC Microgrid
Worst case costs (USD) |  |  |  |  | NREL costs (USD)
Turbine | CAPEX | OPEX | Annual costs | 25 year costs | Turbine | CAPEX | OPEX | Annual costs | 25 year costs
100 kW | 3012910.9563 | 89900 | 3102810.9563 | 77570273.9066 | 100 kW | 469811.696 | 118900 | 588711.696 | 14717792.4002
500 kW | 485953.38 | 14500 | 500453.38 | 12511334.5011 | 500 kW | 57294.1093 | 14500 | 71794.1093 | 1794852.7317
800 kW | 0 | 0 | 0 | 0 | 800 kW | 0 | 0 | 0 | 0
1500 kW | 0 | 0 | 0 | 0 | 1500 kW | 0 | 0 | 0 | 0
RFC | CAPEX | OPEX | Annual costs | 25 year costs | RFC | CAPEX | OPEX | Annual costs | 25 year costs
1000 kW | 967399.175 | 112050 | 1079449.175 | 26986229.3748 | 1000 kW | 1289865.5667 | 149400 | 1439265.5667 | 35981639.1664
20000 kW | 0 | 0 | 0 | 0 | 20000 kW | 0 | 0 | 0 | 0
100000 kW | 0 | 0 | 0 | 0 | 100000 kW | 0 | 0 | 0 | 0
H2 furnace | CAPEX | OPEX | Annual costs | 25 year costs | H2 furnace | CAPEX | OPEX | Annual costs | 25 year costs
17.58 kW | 58457.9445 | 72851.52 | 131309.4645 | 3282736.6114 | 17.58 kW | 58457.9445 | 72851.52 | 131309.4645 | 3282736.6114
H2 Storage | CAPEX | OPEX | Annual costs | 25 year costs | H2 storage | CAPEX | OPEX | Annual costs | 25 year costs
| 254449.244 | 0 | 254449.244 | 6361231.0995 |  | 174768.3549 | 0 | 174768.3549 | 4369208.8725
PV Solar | CAPEX | OPEX | Annual costs | 25 year costs | PV Solar | CAPEX | OPEX | Annual costs | 25 year costs
| 0 | 0 | 0 | 0 |  | 0 | 0 | 0 | 0
| CAPEX | OPEX | Annual costs | 25 year costs |  | CAPEX | OPEX | Annual costs | 25 year costs
Total | 5843668.8614 | 289301.52 | 6132970.3814 | 7232538 | Total | 2050197.6713 | 355651.52 | 4062917.2247 | 101572930.6176
Turbine |  |  |  |  | Turbine
Size | Built | Capacity (kW) |  |  | Size | Built | Capacity (kW)
100 kW | 31 | 3100 |  |  | 100 kW | 41 | 4100
500 kW | 1 | 500 |  |  | 500 kW | 1 | 500
800 kW | 0 | 0 |  |  | 800 kW | 0 | 0
1500 kW | 0 | 0 |  |  | 1500 kW | 0 | 0
Total | 32 | 3600 |  |  | Total | 42 | 4600
PV Solar |  |  |  |  | PV Solar
Capacity (kW) | 0 |  |  |  | Capacity (kW) | 0
RFC |  |  |  |  | RFC
Size | Built | Capacity (kW) |  |  | Size | Built | Capacity (kW)
1000 kW | 3 | 3000 |  |  | 1000 kW | 4 | 4000
20000 kW | 0 | 0 |  |  | 20000 kW | 0 | 0
100000 kW | 0 | 0 |  |  | 100000 kW | 0 | 0
Total | 3 | 3000 |  |  | Total | 4 | 4000
H2 furnace |  |  |  |  | H2 furnace
Size | Built | Capacity (kW) |  |  | Size | Built | Capacity (kW)
17.58 kW | 259 | 4553.22 |  |  | 17.58 kW | 259 | 4553.22
H2 tank |  |  |  |  | H2 tank
Size (kg) | 10570 |  |  |  | Size (kg) | 7260
Worst case water usage (L) |  |  |  |  | Worst case water usage (L)
Scenario | Yearly water usage | 25 year water usage |  |  | Scenario | yearly water usage | 25 year water usage
Without capturing | 4032308.8268 | 100807720.6707 |  |  | Without capturing | 5761857.872 | 144046446.7988
With capturing | 1842203.1842 | 46055079.6048 |  |  | With capturing | 423387.9063 | 10584697.6581
Best case water usage (L) |  |  |  |  | Best case water usage (L)
Scenario | Yearly water usage | 25 year water usage |  |  | Scenario | 1564949.0516 | 25 year water usage
Without capturing | 1095194.99 | 27379874.7501 |  |  | Without capturing | 162587.5795 | 4064689.4874
With capturing | 859528.1987 | 21488204.9683 |  |  | With capturing | 423387.9063 | 10584697.6581
Water tank for capturing scenario |  |  |  |  | Water tank for capturing scenario
Size (L) | 493107.0177 |  |  |  | Size (L) | 65340
Cost of CO2 avoidance (USD/kg CO2) |  |  |  |  | Cost of CO2 avoidance (USD/kg CO2)
0.8868 |  |  |  |  | 0.58748
CO2 Avoided (kg CO2)
Yearly | 25 years
6915830.8468 | 172895771.1712
Diesel Microgrid
Costs (USD)
Diesel genset | CAPEX | OPEX | Annual costs | 25 year costs
100 kW | 19157.1635 | 44700 | 63857.1635 | 1596429.0868
500 kW | 31928.6058 | 74500 | 106428.6058 | 2660715.1446
1000 kW | 0 | 0 | 0 | 0
2000 kW | 0 | 0 | 0 | 0
Genset fuel |  |  | 0 | 0
Diesel furnace | CAPEX | OPEX | Annual costs | 25 year costs
17.58 kW | 58457.9445 | 72851.52 | 131309.4645 | 3282736.6114
Furnace fuel |  |  | 0 | 0
| CAPEX | OPEX | Annual costs | 25 year costs
Total | 109543.7137 | 5723920.8173 | 5833464.531 | 145836613.2747
Diesel genset
Size | Built | Capacity (kW)
100 kW | 3 | 300
500 kW | 1 | 500
1000 kW | 0 | 0
2000 kW | 0 | 0
Total | 4 | 800
Diesel furnace
Size | Built | Capacity (kW)
17.58 kW | 259 | 4553.22
Fuel usage (L)
Technology | Yearly fuel useage | 25 year fuel useage
Genset | 1239896.5789 | 30997414.4737
Furnace | 1411370.7574 | 35284268.9349
Total | 2651267.3363 | 66281683.4085
Emissions (kg)
Technology | Yearly CO2 emissions | 25 year CO2 emissions
Genset | 3234270.2262 | 80856755.6546
Furnace | 3681560.6207 | 92039015.5166
Total | 6915830.8468 | 172895771.1712

## Whati
RFC Microgrid
Worst case costs (USD) |  |  |  |  | NREL costs (USD)
Turbine | CAPEX | OPEX | Annual costs | 25 year costs | Turbine | CAPEX | OPEX | Annual costs | 25 year costs
100 kW | 1457860.1401 | 43500 | 1501360.1401 | 37534003.5032 | 100 kW | 297929.3682 | 75400 | 373329.3682 | 9333234.205
500 kW | 1457860.1401 | 43500 | 1501360.1401 | 37534003.5032 | 500 kW | 57294.1093 | 14500 | 71794.1093 | 1794852.7317
800 kW | 0 | 0 | 0 | 0 | 800 kW | 0 | 0 | 0 | 0
1500 kW | 0 | 0 | 0 | 0 | 1500 kW | 0 | 0 | 0 | 0
RFC | CAPEX | OPEX | Annual costs | 25 year costs | RFC | CAPEX | OPEX | Annual costs | 25 year costs
1000 kW | 967399.175 | 112050 | 1079449.175 | 26986229.3748 | 1000 kW | 967399.175 | 112050 | 1079449.175 | 26986229.3748
20000 kW | 0 | 0 | 0 | 0 | 20000 kW | 0 | 0 | 0 | 0
100000 kW | 0 | 0 | 0 | 0 | 100000 kW | 0 | 0 | 0 | 0
H2 furnace | CAPEX | OPEX | Annual costs | 25 year costs | H2 furnace | CAPEX | OPEX | Annual costs | 25 year costs
17.58 kW | 35661.6032 | 44442.24 | 80103.8432 | 2002596.0795 | 17.58 kW | 35661.6032 | 44442.24 | 80103.8432 | 2002596.0795
H2 Storage | CAPEX | OPEX | Annual costs | 25 year costs | H2 storage | CAPEX | OPEX | Annual costs | 25 year costs
| 322334.4727 | 0 | 322334.4727 | 8058361.8186 |  | 154547.2229 | 0 | 154547.2229 | 3863680.5732
PV Solar | CAPEX | OPEX | Annual costs | 25 year costs | PV Solar | CAPEX | OPEX | Annual costs | 25 year costs
| 0 | 0 | 0 | 0 |  | 0 | 0 | 0 | 0
| CAPEX | OPEX | Annual costs | 25 year costs |  | CAPEX | OPEX | Annual costs | 25 year costs
Total | 4152046.2594 | 243492.24 | 4395538.4994 | 6087306 | Total | 1512831.4786 | 246392.24 | 4062917.2247 | 101572930.6176
Turbine |  |  |  |  | Turbine
Size | Built | Capacity (kW) |  |  | Size | Built | Capacity (kW)
100 kW | 15 | 1500 |  |  | 100 kW | 26 | 2600
500 kW | 3 | 1500 |  |  | 500 kW | 1 | 500
800 kW | 0 | 0 |  |  | 800 kW | 0 | 0
1500 kW | 0 | 0 |  |  | 1500 kW | 0 | 0
Total | 18 | 3000 |  |  | Total | 27 | 3100
PV Solar |  |  |  |  | PV Solar
Capacity (kW) | 0 |  |  |  | Capacity (kW) | 0
RFC |  |  |  |  | RFC
Size | Built | Capacity (kW) |  |  | Size | Built | Capacity (kW)
1000 kW | 3 | 3000 |  |  | 1000 kW | 3 | 3000
20000 kW | 0 | 0 |  |  | 20000 kW | 0 | 0
100000 kW | 0 | 0 |  |  | 100000 kW | 0 | 0
Total | 3 | 3000 |  |  | Total | 3 | 3000
H2 furnace |  |  |  |  | H2 furnace
Size | Built | Capacity (kW) |  |  | Size | Built | Capacity (kW)
17.58 kW | 158 | 2777.64 |  |  | 17.58 kW | 158 | 2777.64
H2 tank |  |  |  |  | H2 tank
Size (kg) | 13390 |  |  |  | Size (kg) | 6420
Worst case water usage (L) |  |  |  |  | Worst case water usage (L)
Scenario | Yearly water usage | 25 year water usage |  |  | Without capturing | yearly water usage | 96690424.4467
Without capturing | 2675825.9904 | 66895649.7596 |  |  | With capturing | 3867616.9779 | 96690424.4467
With capturing | 305254.8327 | 7631370.8185 |  |  | With capturing | 326811.4677 | 8170286.6936
Best case water usage (L) |  |  |  |  | Scenario
Scenario | Yearly water usage | 25 year water usage |  |  | Without capturing | 1050463.8705 | 26261596.7633
Without capturing | 726767.5529 | 18169188.8236 |  |  | With capturing | 130797.8069 | 3269945.1717
With capturing | 146431.1818 | 3660779.5438
Water tank for capturing scenario |  |  |  |  | Water tank for capturing scenario
Size (L) | 87208.8034 |  |  |  | Size (L) | 57707.9672
Cost of CO2 avoidance (USD/kg CO2) |  |  |  |  | Cost of CO2 avoidance (USD/kg CO2)
1.133 |  |  |  |  | 1.0473
CO2 Avoided (kg CO2)
Yearly | 25 years
3879510.067 | 96987751.6757
Diesel Microgrid
Costs (USD)
Diesel genset | CAPEX | OPEX | Annual costs | 25 year costs
100 kW | 19157.1635 | 44700 | 63857.1635 | 1596429.0868
500 kW | 0 | 0 | 0 | 0
1000 kW | 0 | 0 | 0 | 0
2000 kW | 0 | 0 | 0 | 0
Genset fuel |  |  | 0 | 0
Diesel furnace | CAPEX | OPEX | Annual costs | 25 year costs
17.58 kW | 35661.6032 | 44442.24 | 80103.8432 | 2002596.0795
Furnace fuel |  |  | 0 | 0
| CAPEX | OPEX | Annual costs | 25 year costs
Total | 54818.7667 | 3192304.1165 | 3247122.8832 | 81178072.0788
Diesel genset
Size | Built | Capacity (kW)
100 kW | 3 | 300
500 kW | 0 | 0
1000 kW | 0 | 0
2000 kW | 0 | 0
Total | 3 | 300
Diesel furnace
Size | Built | Capacity (kW)
17.58 kW | 158 | 2777.64
Fuel usage (L)
Technology | Yearly fuel useage | 25 year fuel useage
Genset | 465526.3158 | 11638157.8947
Furnace | 1021730.7542 | 25543268.8546
Total | 1487257.07 | 37181426.7494
Emissions (kg)
Technology | Yearly CO2 emissions | 25 year CO2 emissions
Genset | 1214325.3947 | 30358134.8684
Furnace | 2665184.6723 | 66629616.8073
Total | 3879510.067 | 96987751.6757

## Wrigley
RFC Microgrid
Worst case costs (USD) |  |  |  |  | NREL costs (USD)
Turbine | CAPEX | OPEX | Annual costs | 25 year costs | Turbine | CAPEX | OPEX | Annual costs | 25 year costs
100 kW | 97190.676 | 2900 | 100090.676 | 2502266.9002 | 100 kW | 126047.0404 | 31900 | 157947.0404 | 3948676.0098
500 kW | 971906.7601 | 29000 | 1000906.7601 | 25022669.0021 | 500 kW | 0 | 0 | 0 | 0
800 kW | 0 | 0 | 0 | 0 | 800 kW | 0 | 0 | 0 | 0
1500 kW | 0 | 0 | 0 | 0 | 1500 kW | 0 | 0 | 0 | 0
RFC | CAPEX | OPEX | Annual costs | 25 year costs | RFC | CAPEX | OPEX | Annual costs | 25 year costs
1000 kW | 322466.3917 | 37350 | 359816.3917 | 8995409.7916 | 1000 kW | 322466.3917 | 37350 | 359816.3917 | 8995409.7916
20000 kW | 0 | 0 | 0 | 0 | 20000 kW | 0 | 0 | 0 | 0
100000 kW | 0 | 0 | 0 | 0 | 100000 kW | 0 | 0 | 0 | 0
H2 furnace | CAPEX | OPEX | Annual costs | 25 year costs | H2 furnace | CAPEX | OPEX | Annual costs | 25 year costs
17.58 kW | 14896.6191 | 18564.48 | 33461.0991 | 836527.4763 | 17.58 kW | 14896.6191 | 18564.48 | 33461.0991 | 836527.4763
H2 Storage | CAPEX | OPEX | Annual costs | 25 year costs | H2 storage | CAPEX | OPEX | Annual costs | 25 year costs
| 339666.8716 | 0 | 339666.8716 | 8491671.7895 |  | 343277.788 | 0 | 343277.788 | 8581944.7
PV Solar | CAPEX | OPEX | Annual costs | 25 year costs | PV Solar | CAPEX | OPEX | Annual costs | 25 year costs
| 0 | 0 | 0 | 0 |  | 271.7014 | 38 | 309.7014 | 7742.535
| CAPEX | OPEX | Annual costs | 25 year costs |  | CAPEX | OPEX | Annual costs | 25 year costs
Total | 1747090.2294 | 87814.48 | 1834904.7094 | 2195362 | Total | 806959.5405 | 87852.48 | 4062917.2247 | 101572930.6176
Turbine |  |  |  |  | Turbine
Size | Built | Capacity (kW) |  |  | Size | Built | Capacity (kW)
100 kW | 1 | 100 |  |  | 100 kW | 11 | 1100
500 kW | 2 | 1000 |  |  | 500 kW | 0 | 0
800 kW | 0 | 0 |  |  | 800 kW | 0 | 0
1500 kW | 0 | 0 |  |  | 1500 kW | 0 | 0
Total | 3 | 1100 |  |  | Total | 11 | 1100
PV Solar |  |  |  |  | PV Solar
Capacity (kW) | 0 |  |  |  | Capacity (kW) | 2
RFC |  |  |  |  | RFC
Size | Built | Capacity (kW) |  |  | Size | Built | Capacity (kW)
1000 kW | 1 | 1000 |  |  | 1000 kW | 1 | 1000
20000 kW | 0 | 0 |  |  | 20000 kW | 0 | 0
100000 kW | 0 | 0 |  |  | 100000 kW | 0 | 0
Total | 1 | 1000 |  |  | Total | 1 | 1000
H2 furnace |  |  |  |  | H2 furnace
Size | Built | Capacity (kW) |  |  | Size | Built | Capacity (kW)
17.58 kW | 66 | 1160.28 |  |  | 17.58 kW | 66 | 1160.28
H2 tank |  |  |  |  | H2 tank
Size (kg) | 14110 |  |  |  | Size (kg) | 14260
Worst case water usage (L) |  |  |  |  | Worst case water usage (L)
Scenario | Yearly water usage | 25 year water usage |  |  | Without capturing | yearly water usage | 34516990.8604
Without capturing | 1549025.9618 | 38725649.0461 |  |  | With capturing | 1380679.6344 | 34516990.8604
With capturing | 796702.6337 | 19917565.8422 |  |  | With capturing | 776874.0011 | 19421850.0272
Best case water usage (L) |  |  |  |  | Scenario
Scenario | Yearly water usage | 25 year water usage |  |  | Without capturing | 374999.4069 | 9374985.172
Without capturing | 420723.1007 | 10518077.5187 |  |  | With capturing | 304481.4673 | 7612036.6836
With capturing | 309098.2814 | 7727457.0348
Water tank for capturing scenario |  |  |  |  | Water tank for capturing scenario
Size (L) | 127279.7093 |  |  |  | Size (L) | 128335.0988
Cost of CO2 avoidance (USD/kg CO2) |  |  |  |  | Cost of CO2 avoidance (USD/kg CO2)
1.1299 |  |  |  |  | 2.5018
CO2 Avoided (kg CO2)
Yearly | 25 years
1623990.486 | 40599762.1489
Diesel Microgrid
Costs (USD)
Diesel genset | CAPEX | OPEX | Annual costs | 25 year costs
100 kW | 12771.4423 | 29800 | 42571.4423 | 1064286.0578
500 kW | 0 | 0 | 0 | 0
1000 kW | 0 | 0 | 0 | 0
2000 kW | 0 | 0 | 0 | 0
Genset fuel |  |  | 0 | 0
Diesel furnace | CAPEX | OPEX | Annual costs | 25 year costs
17.58 kW | 14896.6191 | 18564.48 | 33461.0991 | 836527.4763
Furnace fuel |  |  | 0 | 0
| CAPEX | OPEX | Annual costs | 25 year costs
Total | 27668.0614 | 1347370.0959 | 1375038.1572 | 34375953.9304
Diesel genset
Size | Built | Capacity (kW)
100 kW | 2 | 200
500 kW | 0 | 0
1000 kW | 0 | 0
2000 kW | 0 | 0
Total | 2 | 200
Diesel furnace
Size | Built | Capacity (kW)
17.58 kW | 66 | 1160.28
Fuel usage (L)
Technology | Yearly fuel useage | 25 year fuel useage
Genset | 193947.3684 | 4848684.2105
Furnace | 428629.0111 | 10715725.2773
Total | 622576.3795 | 15564409.4878
Emissions (kg)
Technology | Yearly CO2 emissions | 25 year CO2 emissions
Genset | 505911.7105 | 12647792.7632
Furnace | 1118078.7754 | 27951969.3858
Total | 1623990.486 | 40599762.1489